## Cover
Project Marinus Economic Modelling Results
Supporting the Economic Modelling Appendix to the TasNetworks PACR
TasNetworks | 22 June 2021

## Release notice
Notice
Ernst & Young ("EY") was engaged on the instructions of Tasmanian Networks Pty Ltd (“TasNetworks” or “Client”) to provide market modelling in relation to the proposed Marinus Link interconnector (“Project”), in accordance with the contract dated 14 June 2018.
The results of Ernst & Young’s work, including the assumptions and qualifications made in preparing the workbook dated 22 June 2021 (“Workbook”), are set out in Ernst & Young's report dated 22 June 2021 ("Report"). The Workbook and Report should be read in their entirety including this notice, the applicable scope of the work and any limitations. A reference to the Workbook includes any part of the Workbook. No further work has been undertaken by Ernst & Young since the date of the Workbook to update it.
EY has prepared the Workbook under the directions of the Client. EY has not been engaged to act, and has not acted, as advisor to any other party. Accordingly, EY makes no representations as to the appropriateness, accuracy or completeness of the Workbook for any other party's purposes.
No reliance may be placed upon the Workbook or any of its contents by any party other than the Client (“Third Parties”). Any Third Party receiving a copy of the Workbook must make and rely on their own enquiries in relation to the issues to which the Workbook relates, the contents of the Workbook and all matters arising from or relating to or in any way connected with the Workbook or its contents.
EY disclaims all responsibility to any Third Parties for any loss or liability that the Third Parties may suffer or incur arising from or relating to or in any way connected with the contents of the Workbook, the provision of the Workbook to the Third Parties or the reliance upon the Workbook by the Third Parties.
No claim or demand or any actions or proceedings may be brought against EY arising from or connected with the contents of the Workbook or the provision of the Workbook to the Third Parties. EY will be released and forever discharged from any such claims, demands, actions or proceedings.
Our work commenced on 12 January 2021 and was completed on 19 May 2021. Therefore, our Workbook does not take account of events or circumstances arising after 19 May 2021 and we have no responsibility to update the Workbook for such events or circumstances.
In preparing this Workbook we have considered and relied upon information from a range of sources believed to be reliable and accurate. We do not imply, and it should not be construed, that we have verified any of the information provided to us, or that our enquiries could have identified any matter that a more extensive examination might disclose.
The work performed as part of our scope considers information provided to us and a number of combinations of input assumptions relating to future conditions, which may not necessarily represent actual or most likely future conditions. Additionally, modelling work performed as part of our scope inherently requires assumptions about future behaviours and market interactions, which may result in forecasts that deviate from future conditions. There will usually be differences between estimated and actual results, because events and circumstances frequently do not occur as expected, and those differences may be material. We take no responsibility that the projected outcomes will be achieved, if any.
We highlight that our analysis and Workbook do not constitute investment advice or a recommendation to you on a future course of action. We provide no assurance that the scenarios we have modelled will be accepted by any relevant authority or third party.
Our conclusions are based, in part, on the assumptions stated and on information provided by the Client and other information sources used during the course of the engagement. The modelled outcomes are contingent on the collection of assumptions as agreed with the Client and no consideration of other market events, announcements or other changing circumstances are reflected in this Workbook. Neither EY nor any member or employee thereof undertakes responsibility in any way whatsoever to any person in respect of errors in this Workbook arising from incorrect information provided by the Client or other information sources used.
EY has consented to the Workbook being published electronically on the Client’s website alongside the Report and Addendum for informational purposes only. EY has not consented to distribution or disclosure beyond this. The material contained in the Workbook, including the EY logo, is copyright. The copyright in the material contained in the Workbook itself, excluding EY logo, vests in the Client. The Workbook, including the EY logo, cannot be altered without prior written permission from EY.
EY’s liability is limited by a scheme approved under Professional Standards Legislation.

## Version notes
Change log
2021-06-22 | 1 | Project Marinus Economic Modelling Result Workbooks supporting the Addendum to the PACR, Step Change No TRET Sensitivity. Marinus Link stage 1 from 1 July 2027 and stage 2 from 1 July 2029.

## Abbreviations and notes
Acronyms
AEMO | Australian Energy Market Operator
CCGT | Closed cycle gas turbine
Diesel | Diesel generator
Distributed PV | PV non-scheduled generators (PVNSG) and Rooftop PV
DSP | Demand-side participation
ESOO | Electricity Statement Of Opportunities
FOM | Fixed operations and maintenance
Gas - Steam | Gas-powered steam turbine
GWh | Gigawatt-hours
Grid Battery | Explicitly modelled existing and new entrant (8 hour or less) battery storage
MW | Megawatts
NEM | National Electricity Market
OCGT | Open cycle gas turbine
PACR | Project Assessment Conclusions Report
PV | Photovoltaic
PVNSG | PV non-scheduled generators
Rehab | Rehabilitation (after closing an existing generator)
USE | Unserved energy
VOM | Variable operations and maintenance
VPP | Virtual power plants
Notes
1. BaseCase simulations do not include Marinus Link. Marinus simulations include Marinus Link stage 1 from 1 July 2027 and stage 2 from 1 July 2029.
2. Tumut 3 generation is included in Hydro, whereas Tumut 3 pump is included in Pumped Hydro Pump.
3. REZ expansion costs only capture intra-regional network augmentations. These costs do not include the cost of interconnectors.
4. New entrant capacity and retiring capacity for allowable generators are made at the beginning of each financial year, on 1 July.
5. Other non-scheduled generation is handled on the demand side as per AEMO's 2020 ESOO.

## ---Compare options---
Compare |  | Marinus | to | BaseCase |  | 0 | 1 | 2 | 3 | 4 | 5 | 6 | 7 | 8 | 9 | 10 | 11 | 12 | 13 | 14 | 15 | 16 | 17 | 18 | 19 | 20 | 21 | 22 | 23 | 24 | 25 | 26 | 27 | 28
NEM discounted market benefits by year
Select region | NEM
[5 empty] | Real June 2020 dollars ($m) discounted to 1 July 2020 | 2021-22 | 2022-23 | 2023-24 | 2024-25 | 2025-26 | 2026-27 | 2027-28 | 2028-29 | 2029-30 | 2030-31 | 2031-32 | 2032-33 | 2033-34 | 2034-35 | 2035-36 | 2036-37 | 2037-38 | 2038-39 | 2039-40 | 2040-41 | 2041-42 | 2042-43 | 2043-44 | 2044-45 | 2045-46 | 2046-47 | 2047-48 | 2048-49 | 2049-50
|  |  |  | Build | CAPEX | 44.4484 | 42.4126 | 49.4574 | 82.2246 | 66.2295 | 59.3987 | 95.0695 | 89.9403 | 20.4969 | 12.5695 | 56.1657 | 64.2322 | 109.0986 | 46.9358 | 76.377 | 110.1546 | 102.3113 | 68.5724 | 45.5289 | 65.3672 | 72.3866 | 31.7515 | 54.0729 | 56.3315 | 67.5539 | 55.668 | 38.1092 | 16.7574 | -6.8998
|  |  |  | FOM | FOM | 9.0828 | 8.6668 | 10.54 | -2.5698 | 57.9992 | -11.7794 | 21.2889 | 19.878 | 14.5009 | 14.3165 | 19.4201 | 9.0777 | -7.5168 | 6.4138 | 4.3504 | 11.8948 | 13.9941 | 6.462 | 0.17536 | 3.5755 | -26.6949 | -2.9662 | 5.1484 | 10.1931 | 14.4218 | 14.0363 | 12.6757 | 8.9071 | 3.0313
|  |  |  | Fuel | Fuel | -13.5328 | -7.1486 | -19.8582 | -23.929 | -33.8328 | -17.8802 | 17.7042 | 23.0522 | 50.0761 | 62.3924 | 61.0439 | 71.8392 | 51.7761 | 92.5077 | 70.1882 | 38.5207 | 76.6932 | 119.2881 | 102.0957 | 80.7615 | 82.2742 | 146.7446 | 108.4566 | 86.1632 | 79.0924 | 79.6362 | 90.1339 | 69.9991 | 90.3496
|  |  |  | VOM | VOM | -3.6547 | -4.595 | -1.8844 | -4.7686 | -3.1934 | -2.9104 | -5.607 | -3.0974 | 5.8441 | 7.4241 | 2.1735 | 5.0088 | -0.31622 | 6.2476 | 6.6643 | 3.3307 | 2.947 | 4.1072 | 6.1662 | 2.1137 | 2.5622 | 3.9062 | 1.8453 | 2.9123 | 1.0466 | 2.1264 | 2.8433 | 3.714 | 3.9759
|  |  |  | REHAB | REHAB | 0 | 0 | 0 | 9.9302 | -1.716 | 4.2364 | -15.266 | 1.952e-05 | 1.4181 | 2.0797e-07 | 0.41829 | 7.3309e-09 | 1.5019 | 0 | 0 | 0.0073691 | 0 | 5.1609e-07 | 0 | 1.2463 | 3.7843 | 0 | 0.20783 | 1.3774e-07 | 1.4924e-06 | 0 | -1.6861 | 0 | 0
|  |  |  | REZ Tx | REZ | 5.2871e-06 | 5.4896e-06 | -0.71361 | 2.4727 | 2.1398 | -0.036307 | 6.4702 | 3.5303 | 3.042 | 2.9027 | 2.7771 | 9.728 | 15.1314 | 10.2025 | 16.8971 | 20.6263 | 20.0573 | 17.4293 | 21.6552 | 24.4333 | 22.3905 | 24.2712 | 34.2342 | 29.1009 | 34.5088 | 40.5731 | 33.4067 | 29.9377 | 16.8879
|  |  |  | USE+DSP | USE+DSP | 8.1506e-06 | 8.0974e-06 | 8.172e-06 | 0.16569 | -0.0059717 | -0.01777 | 0.024283 | -0.87956 | 0.70319 | 0.04853 | 0.37804 | 9.6733 | 0.20189 | 1.4335 | 13.8572 | 0.44318 | -22.6014 | -0.056271 | -6.9754 | 0.45724 | -9.1928 | 9.1676 | 3.3727 | 21.9464 | -0.75077 | -0.33012 | -0.14465 | -1.8503 | -3.9069
|  |  |  | SyncCon | SyncCon | -0.04723 | 0.10905 | -0.08395 | 0.56697 | 0.47662 | 0.78602 | -0.86508 | -0.87693 | -1.9268 | -1.4436 | -1.1474 | -0.12327 | -0.17999 | -0.076435 | -0.032715 | -0.051839 | 0.15096 | -0.035636 | -0.00066656 | 0.16649 | 0.24451 | -0.060294 | 0.2204 | 0.21892 | 0.075664 | -0.044407 | -0.020165 | 0.023958 | 0.039579
|  |  |  | System Strength | System Strength | 0.46446 | 0.44319 | -0.072212 | 0.9515 | 0.89701 | 0.78703 | 2.1246 | 2.0894 | 0.60047 | 0.95706 | 0.90674 | 0.14984 | 1.1269 | -0.26473 | -0.13593 | 0.088014 | 0.80507 | 0.45159 | 0.057889 | 0.48479 | 0.86437 | 0.36819 | 1.2983 | 1.1334 | 1.4733 | 1.4077 | 1.034 | 0.79235 | -0.18343
[5 empty] | Total cumulative market benefits | 36.761 | 76.649 | 114.0341 | 179.0783 | 268.0724 | 300.6564 | 421.6 | 555.2364 | 649.9912 | 749.1585 | 891.2944 | 1060.8801 | 1231.7039 | 1395.1036 | 1583.2691 | 1768.283 | 1962.6404 | 2178.8592 | 2347.5623 | 2526.1683 | 2674.7873 | 2887.9701 | 3096.8268 | 3304.8265 | 3502.2482 | 3695.3213 | 3871.6733 | 3999.9546 | 4103.2487
NEM capacity difference by year
Select region | NEM
[5 empty] | Capacity difference (MW) | 2021-22 | 2022-23 | 2023-24 | 2024-25 | 2025-26 | 2026-27 | 2027-28 | 2028-29 | 2029-30 | 2030-31 | 2031-32 | 2032-33 | 2033-34 | 2034-35 | 2035-36 | 2036-37 | 2037-38 | 2038-39 | 2039-40 | 2040-41 | 2041-42 | 2042-43 | 2043-44 | 2044-45 | 2045-46 | 2046-47 | 2047-48 | 2048-49 | 2049-50
[5 empty] | Black Coal | 0 | 0 | 0 | 43.7365 | 56.2054 | -52.9111 | -50.7264 | -50.7266 | -334.9009 | -334.9009 | -240.7011 | -159.2915 | -91.3836 | -91.3836 | 127.0324 | 129.1366 | 129.1386 | 129.1386 | 129.1386 | 177.9199 | 345.0324 | 345.0324 | 298.0803 | 215.8939 | 215.8939 | 215.8939 | 0.00028193 | 0.00028193 | 0.00028193
[5 empty] | Brown Coal | 0 | 0 | 0 | 148.604 | 161.0428 | 234.5433 | -0.00095202 | -0.00061618 | -0.00061617 | -0.00061607 | -0.00061619 | -0.00061621 | -0.00061624 | -0.00061616 | -0.00061635 | -0.00061623 | -0.00061612 | -0.00061616 | -0.00061634 | -0.00061622 | -0.00061648 | -0.00061621 | -0.0006162 | -0.00061627 | -0.00020911 | -0.00020905 | 0 | 0 | 0
[5 empty] | CCGT | 0 | 0 | 0 | 0 | 0 | 0 | 0 | 0 | 0 | 0 | 0 | 0 | 0 | 0 | 0 | 0 | 0 | 0 | 0 | 0 | 0 | 0 | 0 | 0 | 0 | 0 | 0 | 0 | 0
[5 empty] | Gas - Steam | 0 | 0 | 0 | 0 | 0 | 0 | 0 | 0 | 0 | 0 | 0 | 0 | 0 | 0 | 0 | 0 | 0 | 0 | 0 | 0 | 0 | 0 | 0 | 0 | 0 | 0 | 0 | 0 | 0
[5 empty] | OCGT / Diesel | 0 | 0 | 0 | 0 | 0 | 0 | 0 | 0 | 0 | 0 | 0 | 0 | 0 | 0 | -32.6798 | -32.6798 | -781.2742 | -781.2742 | -812.1076 | -812.1076 | -847.701 | -912.9492 | -1123.9887 | -781.6007 | -781.6007 | -823.8704 | -823.8704 | -593.7469 | -925.0103
[5 empty] | Hydro | 0 | 0 | 0 | 0 | 0 | 0 | 250 | 250 | 250 | 250 | 250 | 250 | 250 | 250 | 250 | 250 | 250 | 250 | 250 | 250 | 250 | 250 | 250 | 250 | 250 | 250 | 250 | 250 | 250
[5 empty] | Wind | -348.6326 | -348.6327 | -406.1522 | -755.1604 | -749.7189 | -713.6769 | -1028.2088 | -960.2588 | -234.0704 | -118.3541 | -910.9224 | -162.7695 | -440.1711 | 580.0645 | 486.6835 | -242.1066 | 21.9955 | 531.3064 | 428.7969 | -106.2087 | 306.2317 | 1031.1523 | 948.1869 | 1072.3292 | 935.9985 | 633.3622 | 1070.4242 | 1351.7367 | 1583.3322
[5 empty] | Solar PV | 0 | 0 | 0 | 0 | 200.274 | 200.274 | -41.2605 | -148.1499 | -30.2236 | -388.3309 | -128.0915 | -253.2949 | -909.7563 | -1046.7069 | -1046.7069 | -859.302 | -1424.9545 | -1247.2671 | -723.5582 | -623.4367 | -1521.1233 | -1378.9341 | -2354.9693 | -2354.9693 | -2725.2828 | -2258.9404 | -2258.9404 | -2258.9404 | -1044.7074
[5 empty] | Grid Battery | 0 | 0 | 0 | 0 | 0 | 0 | 0 | -0.00022671 | -0.00042631 | -0.00042635 | -0.0005291 | 267.498 | 102.5927 | 102.5927 | 53.1256 | 53.1256 | -1.6641 | -1.6641 | 450.8457 | 450.8457 | 152.1759 | -34.6409 | -34.6409 | -642.9909 | -642.9909 | -629.8164 | -629.8164 | -604.8358 | -726.6066
[5 empty] | Pumped Hydro | 0 | 0 | 0 | 0 | 0 | 0 | 0 | -0.00010375 | 2.1271 | 135.5829 | 171.9554 | -385.1772 | -397.4449 | -397.4449 | -661.6983 | -661.6983 | -287.3834 | -287.3834 | -261.0365 | -261.0365 | -297.501 | -102.5447 | -102.5447 | -59.9295 | -59.9295 | -59.9295 | -59.9295 | 14.031 | 14.031
[5 empty] | VPP | 0 | 0 | 0 | 0 | 0 | 0 | 0 | 0 | 0 | 0 | 0 | 0 | 0 | 0 | 0 | 0 | 0 | 0 | 0 | 0 | 0 | 0 | 0 | 0 | 0 | 0 | 0 | 0 | 0
[5 empty] | Grid Battery pump | 0 | 0 | 0 | 0 | 0 | 0 | 0 | -0.00022671 | -0.00042631 | -0.00042635 | -0.0005291 | 267.498 | 102.5927 | 102.5927 | 53.1256 | 53.1256 | -1.6641 | -1.6641 | 450.8457 | 450.8457 | 152.1759 | -34.6409 | -34.6409 | -642.9909 | -642.9909 | -629.8164 | -629.8164 | -604.8358 | -726.6066
[5 empty] | Pumped Hydro Pump | 0 | 0 | 0 | 0 | 0 | 0 | 0 | -0.00010375 | 2.1271 | 135.5829 | 171.9554 | -385.1772 | -397.4449 | -397.4449 | -661.6983 | -661.6983 | -287.3834 | -287.3834 | -261.0365 | -261.0365 | -297.501 | -102.5447 | -102.5447 | -59.9295 | -59.9295 | -59.9295 | -59.9295 | 14.031 | 14.031
[5 empty] | VPP pump | 0 | 0 | 0 | 0 | 0 | 0 | 0 | 0 | 0 | 0 | 0 | 0 | 0 | 0 | 0 | 0 | 0 | 0 | 0 | 0 | 0 | 0 | 0 | 0 | 0 | 0 | 0 | 0 | 0
NEM generation difference by year
Select region | NEM
[5 empty] | Sent-out generation difference (GWh)* | 2021-22 | 2022-23 | 2023-24 | 2024-25 | 2025-26 | 2026-27 | 2027-28 | 2028-29 | 2029-30 | 2030-31 | 2031-32 | 2032-33 | 2033-34 | 2034-35 | 2035-36 | 2036-37 | 2037-38 | 2038-39 | 2039-40 | 2040-41 | 2041-42 | 2042-43 | 2043-44 | 2044-45 | 2045-46 | 2046-47 | 2047-48 | 2048-49 | 2049-50
[5 empty] | Black Coal | 540.0351 | 314.9482 | 826.7259 | 1208.0956 | 1034.7025 | 524.5185 | 1189.9903 | 984.1548 | -793.0897 | -491.0216 | 103.2146 | -298.2292 | 274.9041 | -136.195 | 986.9029 | 1349.2727 | 798.3893 | 964.5898 | 875.9518 | 1016.9269 | 1901.0371 | 1949.6249 | 1539.3901 | 998.2219 | 945.3565 | 1068.3089 | 121.2875 | 45.9325 | 26.3818
[5 empty] | Brown Coal | 391.4991 | 242.6658 | 514.1968 | 987.1175 | 1131.2202 | 1710.342 | -0.0051594 | -0.0039106 | -0.0036704 | -0.0036752 | -0.0033732 | -0.0034447 | -0.0035862 | -0.0032773 | -0.0032291 | -0.0030784 | -0.0026392 | -0.0029943 | -0.0025952 | -0.0020814 | -0.0026696 | -0.0030235 | -0.0031896 | -0.0029223 | -0.0013596 | -0.0015458 | -0.00026883 | 0 | 0
[5 empty] | CCGT | -6.5848e-05 | -6.6255e-05 | 15.9905 | 5.6432 | 99.6476 | -28.3524 | -515.6625 | -452.3047 | -677.8706 | -736.877 | -503.7212 | -113.8881 | -77.7968 | -219.7001 | -767.22 | -296.5265 | -212.8796 | -171.2922 | -140.3853 | -53.3171 | -86.7027 | -186.7299 | -93.747 | -40.8181 | -14.5767 | -0.00046593 | -0.000465 | -0.00048025 | -0.00071473
[5 empty] | Gas - Steam | 1.8028 | 0.84452 | 1.9875 | -22.7558 | -20.0404 | -20.612 | -59.8659 | -83.9256 | -47.17 | -129.1438 | -283.4687 | -554.6983 | -524.9117 | -661.8434 | -231.3292 | -120.3821 | -195.3545 | -498.7419 | -6.1651 | -6.0218 | -1.6244 | -14.973 | -6.6846 | -7.3533 | -5.6765 | 0 | 0 | 0 | 0
[5 empty] | OCGT / Diesel | 1.6418 | 0.86881 | 5.2045 | -42.7993 | -28.3633 | -19.5687 | -64.6958 | -96.3065 | -23.2037 | -131.9808 | -271.146 | -370.2211 | -259.3385 | -679.1432 | -632.3109 | -582.3105 | -1196.164 | -1792.0013 | -1991.7995 | -1681.8055 | -1867.2912 | -3308.1842 | -2500.5415 | -2093.793 | -2011.0987 | -2110.733 | -2263.1639 | -1831.7011 | -2528.5582
[5 empty] | Hydro | -0.70031 | 366.7691 | -474.2586 | -507.1369 | -855.413 | -840.4211 | 1080.3777 | 792.5276 | 251.6766 | -122.369 | 517.5327 | 45.1082 | 674.6308 | -28.2756 | -341.7585 | -210.3283 | 27.1705 | -60.9339 | -609.7692 | -264.8079 | -546.7575 | -341.2637 | -161.4213 | -361.6292 | -13.4488 | -645.7449 | -593.4518 | -1338.1419 | -1167.6072
[5 empty] | Wind | -918.1051 | -911.9193 | -867.5101 | -1605.8308 | -1837.1411 | -1841.9407 | -1967.188 | -1368.7653 | 819.1087 | 1800.8087 | 206.9706 | 1788.7562 | 1722.5932 | 3902.8597 | 3114.7145 | 1486.5628 | 3384.3803 | 4129.92 | 3520.2769 | 2350.1463 | 3499.8 | 4845.8231 | 5232.9452 | 5700.6984 | 5975.6316 | 5778.539 | 6599.9807 | 6899.4163 | 6314.1735
[5 empty] | Solar PV | 0.0011159 | -0.00024507 | -4.1696 | -0.0936 | 496.4712 | 532.2115 | -40.2808 | -290.9391 | -12.1626 | -747.1505 | -147.0517 | -809.743 | -2125.0558 | -2417.643 | -2680.5114 | -2239.2305 | -2787.0716 | -2401.8563 | -1601.4001 | -1291.1865 | -3184.0984 | -2675.1838 | -4082.8761 | -4238.7764 | -4733.626 | -3983.8212 | -3649.8096 | -3747.1457 | -2495.0395
[5 empty] | Grid Battery | -1.1376 | -2.3388 | 0.22416 | 4.2625 | 1.667 | 0.11566 | -0.18704 | -1.165 | -10.7346 | -4.8541 | 0.0046903 | 360.4227 | 141.6733 | 136.7103 | 74.6085 | 77.6341 | 14.5214 | 0.73955 | 580.8525 | 573.2784 | 71.1242 | -157.081 | -170.1755 | -1287.708 | -1236.5171 | -1166.0078 | -1118.1071 | -1141.414 | -1191.5102
[5 empty] | Pumped Hydro | -7.1078 | -5.1817 | -9.8527 | 48.1195 | 85.7995 | 210.1892 | -259.2524 | -334.1816 | -539.8655 | -78.9357 | -24.2079 | -941.6284 | -1071.5274 | -1134.6331 | -1575.7634 | -1691.3747 | -788.5163 | -356.704 | -676.6134 | -669.7028 | -848.8282 | -51.0174 | -213.8542 | 409.2168 | 366.2873 | 329.5608 | 470.4351 | 525.7405 | 716.9964
[5 empty] | VPP | -0.080724 | -15.1606 | -0.98097 | 6.7983 | 5.5309 | 3.5692 | 3.0396 | 2.0431 | -8.21 | 10.1272 | -17.0376 | 36.0384 | 46.704 | 6.4948 | 74.7053 | 112.5289 | 109.9448 | 154.5074 | 147.0569 | 124.0086 | 81.927 | 205.9371 | 180.6832 | 415.9393 | 429.0421 | 285.1185 | 417.2743 | 414.7178 | 339.2162
[5 empty] | Grid Battery pump | -1.4045 | -2.8874 | 0.27675 | 5.0162 | 2.1453 | 0.30163 | -0.23088 | -1.4383 | -13.2526 | -5.9927 | 0.0058352 | 424.3591 | 166.4502 | 160.2387 | 87.9763 | 91.7111 | 17.4089 | 0.53257 | 683.9929 | 675.3628 | 73.2604 | -193.9355 | -209.2758 | -1548.177 | -1488.9315 | -1399.1462 | -1348.765 | -1370.6162 | -1430.9358
[5 empty] | Pumped Hydro Pump | -29.7981 | -37.7379 | -52.347 | 58.4619 | 128.5827 | 285.8545 | -541.4645 | -695.9211 | -873.9229 | -450.5674 | -272.75 | -1438.836 | -1624.7102 | -1564.0068 | -2279.9168 | -2454.321 | -1175.6334 | -479.7188 | -892.819 | -832.8648 | -1232.7853 | -18.3049 | -450.507 | 366.0376 | 453.2392 | 417.6114 | 681.095 | 632.5261 | 1028.4003
[5 empty] | VPP pump | -0.096887 | -18.1963 | -1.1772 | 8.2148 | 6.2017 | 4.6652 | 3.6484 | 2.4522 | -9.8128 | 12.1139 | -20.2928 | 44.54 | 54.1692 | 7.9864 | 90.2069 | 134.4032 | 132.3296 | 185.5338 | 176.4146 | 149.6813 | 97.5885 | 248.9231 | 216.4092 | 496.5661 | 516.3671 | 342.6259 | 500.3222 | 499.0486 | 405.7917
*Generation shown is sent-out, as is demand. The difference in sent-out generation with the Marinus Link option and the Base Case is due to the difference in losses from interconnectors and storage.

## BaseCase_CF
Annual capacity factor by technology - BaseCase, Step Change No TRET Sensitivity
Explicitly modelled generation
Region | Technology | 2021-22 | 2022-23 | 2023-24 | 2024-25 | 2025-26 | 2026-27 | 2027-28 | 2028-29 | 2029-30 | 2030-31 | 2031-32 | 2032-33 | 2033-34 | 2034-35 | 2035-36 | 2036-37 | 2037-38 | 2038-39 | 2039-40 | 2040-41 | 2041-42 | 2042-43 | 2043-44 | 2044-45 | 2045-46 | 2046-47 | 2047-48 | 2048-49 | 2049-50
NEM | Black Coal | 48.18% | 44.67% | 46.64% | 59.32% | 62.86% | 60.29% | 57.59% | 61.49% | 60.28% | 58.99% | 55.18% | 56.64% | 64.56% | 57.09% | 53.14% | 56.12% | 58.58% | 57.62% | 53.12% | 53.12% | 52.46% | 56.05% | 52.48% | 50.96% | 47.68% | 48.8% | 48.89% | 44.67% | 45.88%
NEM | Brown Coal | 64.14% | 54.98% | 58.33% | 65.74% | 67.96% | 65.14% | - | - | - | - | - | - | - | - | - | - | - | - | - | - | - | - | - | - | - | - | - | - | -
NEM | CCGT | 8.417% | 8.417% | 7.25% | 12.9% | 15.98% | 13.27% | 15.17% | 15.57% | 14.31% | 16.48% | 19.68% | 23.45% | 26.37% | 25.28% | 22.51% | 21.79% | 25.81% | 25.82% | 23.63% | 24.2% | 26.21% | 29.16% | 25.14% | 27.31% | 28.63% | 28.26% | 28.34% | 28.26% | 28.26%
NEM | Gas - Steam | 5.855% | 5.939% | 5.991% | 2.174% | 2.404% | 2.418% | 2.883% | 3.445% | 2.222% | 2.766% | 4.373% | 10.43% | 10.2% | 15.12% | 11.23% | 10.09% | 16.81% | 22.71% | 21.74% | 24.74% | 31.71% | 33.65% | 30.89% | 30.16% | 26.16% | - | - | - | -
NEM | OCGT / Diesel | 0.1001% | 0.0404% | 0.1753% | 0.5553% | 0.477% | 0.4697% | 0.4808% | 0.7546% | 0.23% | 0.6815% | 1.255% | 3.061% | 2.556% | 3.982% | 3.591% | 4.205% | 6.726% | 6.499% | 10.06% | 12.29% | 10.64% | 13.4% | 14.88% | 10.51% | 10.98% | 14.1% | 15.25% | 16.55% | 16.91%
NEM | Hydro | 20.93% | 21.58% | 21.01% | 24.69% | 25.48% | 24.13% | 24.55% | 27.86% | 24.64% | 23.69% | 23.16% | 23.13% | 24.99% | 26.15% | 25.32% | 24.92% | 27.88% | 25.63% | 24.28% | 22.86% | 22.55% | 25.23% | 25.02% | 24.12% | 25.04% | 29.37% | 26% | 24.58% | 24.03%
NEM | Wind | 36.97% | 37.03% | 33.62% | 32.91% | 35.82% | 36.76% | 37.29% | 34.96% | 34.1% | 34.38% | 34.79% | 32.2% | 30.85% | 33% | 34.62% | 35.62% | 33.33% | 33.16% | 33.08% | 32.57% | 30.96% | 29.54% | 31.61% | 32.98% | 34% | 32.27% | 32.32% | 31.94% | 31.6%
NEM | Solar PV | 29.56% | 29.16% | 29.61% | 28.44% | 27.87% | 29.55% | 29.76% | 26.29% | 27.27% | 28.38% | 28.63% | 28.34% | 27.14% | 26.58% | 28.18% | 28.4% | 24.82% | 25.43% | 26.38% | 26.34% | 26.29% | 25.12% | 24.18% | 25.3% | 25.04% | 22.65% | 23.01% | 23.47% | 23.65%
NEM | Grid Battery | 6.063% | 4.132% | 4.697% | 5.48% | 5.216% | 5.406% | 5.384% | 5.1% | 4.863% | 5.199% | 4.91% | 8.358% | 10.37% | 10.51% | 11.63% | 11.71% | 11.92% | 11.93% | 12.62% | 12.56% | 15.51% | 16.4% | 15.97% | 18% | 17.68% | 15.91% | 15.96% | 15.43% | 14.86%
NEM | Pumped Hydro | 4.139% | 6.153% | 7.86% | 18.04% | 19.44% | 18.93% | 22.86% | 23.91% | 22.51% | 24.35% | 24.6% | 25.63% | 24.39% | 24.55% | 25.83% | 25.14% | 25.1% | 24.48% | 26.53% | 26.27% | 27% | 25.98% | 24.66% | 26.13% | 25.11% | 23.69% | 23.09% | 23.05% | 22.07%
NEM | VPP | 4.788% | 6.782% | 7.319% | 8.422% | 8.33% | 8.301% | 7.936% | 7.355% | 6.914% | 6.805% | 6.653% | 6.548% | 6.394% | 6.279% | 6.488% | 6.399% | 5.91% | 5.817% | 5.892% | 5.803% | 5.889% | 5.531% | 4.885% | 5.057% | 4.727% | 4.242% | 3.973% | 3.659% | 3.409%
Region | Technology | 2021-22 | 2022-23 | 2023-24 | 2024-25 | 2025-26 | 2026-27 | 2027-28 | 2028-29 | 2029-30 | 2030-31 | 2031-32 | 2032-33 | 2033-34 | 2034-35 | 2035-36 | 2036-37 | 2037-38 | 2038-39 | 2039-40 | 2040-41 | 2041-42 | 2042-43 | 2043-44 | 2044-45 | 2045-46 | 2046-47 | 2047-48 | 2048-49 | 2049-50
NSW1 | Black Coal | 48.21% | 44.65% | 46.55% | 56.3% | 64.43% | 57.72% | 56.07% | 60.46% | 57.66% | 57.39% | 52.52% | 50.21% | 62.63% | 54.51% | 43.45% | 53.69% | 60.2% | 58.58% | 54.18% | 47.7% | 53.13% | - | - | - | - | - | - | - | -
NSW1 | Brown Coal | bar: 2021-22 to 2049-50
NSW1 | CCGT | 0.6146% | 0.6146% | 1.849% | 4.702% | 6.27% | 3.366% | 7.185% | 10.5% | 10.06% | 11.21% | 13.14% | 22.16% | 22.66% | 26.49% | 22.75% | 18.38% | 25.75% | 28.6% | 25.37% | 22.61% | 23.65% | 27.37% | 2.724% | - | - | - | - | - | -
NSW1 | Gas - Steam | bar: 2021-22 to 2049-50
NSW1 | OCGT / Diesel | 1.552e-07% | 1.627e-07% | 0.09606% | 0.4887% | 0.08509% | 0.1696% | 0.1362% | 0.4095% | 0.008219% | 0.08217% | 0.1923% | 2.861% | 1.187% | 3.967% | 3.469% | 4.445% | 6.398% | 7.909% | 10.4% | 14.51% | 8.711% | 12.68% | 16.66% | 9.737% | 8.971% | 12.94% | 17.76% | 18.5% | 17.31%
NSW1 | Hydro | 9.636% | 10.31% | 9.658% | 12.99% | 12.47% | 12.14% | 13.53% | 17.54% | 13.82% | 12.88% | 13.39% | 13.46% | 15.64% | 16.75% | 16.85% | 15.95% | 20.4% | 17.19% | 16.4% | 15% | 14.54% | 16.85% | 16.47% | 17.28% | 17.1% | 20.49% | 16.44% | 15.01% | 13.31%
NSW1 | Wind | 33.41% | 35.85% | 33.84% | 32.84% | 36.52% | 37.76% | 37.22% | 32.96% | 30.23% | 32.26% | 33.49% | 32.99% | 31.68% | 33.42% | 35.35% | 35.49% | 31.52% | 29.02% | 30.64% | 30.91% | 31.58% | 29.98% | 31.32% | 32.83% | 32.76% | 29.21% | 28.25% | 29.07% | 30.08%
NSW1 | Solar PV | 28.63% | 28.53% | 28.72% | 27.65% | 26.56% | 28.72% | 28.86% | 26.03% | 26.68% | 28.18% | 28.72% | 28.43% | 27.5% | 26.37% | 28.36% | 28.4% | 25.45% | 25.69% | 27.1% | 26.58% | 26.88% | 25.55% | 24.43% | 26.21% | 25.96% | 23.59% | 23.57% | 24.44% | 24.62%
NSW1 | Grid Battery | - | - | - | - | - | - | - | - | - | - | - | - | - | - | - | - | - | - | 14.72% | 14.67% | 21.78% | 21.59% | 20.96% | 24.04% | 23.68% | 23.2% | 22.69% | 23.4% | 22.78%
NSW1 | Pumped Hydro | 3.528% | 6.148% | 8.249% | 42.91% | 22.3% | 21.2% | 25.72% | 27.23% | 24.16% | 26.11% | 26.51% | 26.92% | 25.79% | 26.48% | 28.18% | 26.93% | 28.06% | 26.56% | 28.81% | 28.26% | 28.67% | 28.17% | 27.24% | 29% | 28.16% | 27.78% | 26.14% | 27.34% | 26.43%
NSW1 | VPP | 2.566% | 6.232% | 6.851% | 7.671% | 7.957% | 8.066% | 7.616% | 7.217% | 6.867% | 6.806% | 6.555% | 6.757% | 6.741% | 6.596% | 6.809% | 6.677% | 6.365% | 6.171% | 6.214% | 6.059% | 6.139% | 6.046% | 5.399% | 5.66% | 5.275% | 5.053% | 4.608% | 4.436% | 4.084%
Region | Technology | 2021-22 | 2022-23 | 2023-24 | 2024-25 | 2025-26 | 2026-27 | 2027-28 | 2028-29 | 2029-30 | 2030-31 | 2031-32 | 2032-33 | 2033-34 | 2034-35 | 2035-36 | 2036-37 | 2037-38 | 2038-39 | 2039-40 | 2040-41 | 2041-42 | 2042-43 | 2043-44 | 2044-45 | 2045-46 | 2046-47 | 2047-48 | 2048-49 | 2049-50
QLD1 | Black Coal | 48.13% | 44.7% | 46.74% | 64.15% | 61.06% | 63.34% | 59.46% | 62.75% | 62.99% | 60.64% | 57.86% | 59.71% | 65.63% | 58.51% | 56.83% | 57.15% | 57.89% | 57.21% | 52.67% | 55.48% | 52.29% | 56.05% | 52.48% | 50.96% | 47.68% | 48.8% | 48.89% | 44.67% | 45.88%
QLD1 | Brown Coal | bar: 2021-22 to 2049-50
QLD1 | CCGT | 8.33% | 8.33% | 9.298% | 16.91% | 20.51% | 17.49% | 20.89% | 21.04% | 19.65% | 21.11% | 25.04% | 27.26% | 31.58% | 27.35% | 25.51% | 27.54% | 30.61% | 29.03% | 27.51% | 30.32% | 33.38% | 36.46% | 34.66% | 33.08% | 46.15% | 60.92% | 61.08% | 60.92% | 60.92%
QLD1 | Gas - Steam | 5.044% | 5.044% | 10.02% | 9.894% | 9.894% | 9.894% | 17.63% | 20.22% | 20.5% | 15.17% | 14.17% | 17.53% | 26.55% | 22.75% | 20.13% | 23.73% | 27.13% | 25.14% | 21.74% | 24.74% | 31.71% | 33.65% | 30.89% | 30.16% | 26.16% | - | - | - | -
QLD1 | OCGT / Diesel | 1.966e-07% | 2.049e-07% | 2.193e-07% | 0.6502% | 0.3301% | 0.3777% | 0.7641% | 1.235% | 0.6417% | 1.247% | 2.423% | 3.764% | 4.426% | 3.516% | 3.814% | 5.664% | 8.534% | 5.234% | 6.904% | 7.949% | 9.664% | 10.56% | 9.388% | 11.44% | 12.49% | 13.51% | 10.78% | 9.637% | 9.923%
QLD1 | Hydro | 52.35% | 52.25% | 52.46% | 52.2% | 52.11% | 52.02% | 52.11% | 51.79% | 51.82% | 50.21% | 51.98% | 51.4% | 51.45% | 50.73% | 49.47% | 49.35% | 39.93% | 39.92% | 37.69% | 36.57% | 37.58% | - | - | - | - | - | - | - | -
QLD1 | Wind | 42.81% | 40.15% | 37.62% | 34.2% | 39.75% | 38.96% | 41.94% | 41.08% | 40.3% | 41.27% | 38.95% | 36.58% | 32.65% | 38.11% | 37.29% | 40.39% | 40.28% | 40.18% | 40.29% | 36.42% | 34.72% | 30.96% | 36.49% | 36.6% | 38.52% | 38.36% | 38.45% | 37.69% | 33.09%
QLD1 | Solar PV | 31.43% | 30.43% | 30.99% | 29.65% | 30.07% | 31.49% | 31.87% | 26.62% | 28.83% | 29.98% | 30.3% | 30.1% | 28.65% | 28.88% | 30.04% | 30.19% | 25.05% | 26.82% | 27.48% | 27.74% | 26.97% | 25.64% | 25.21% | 25.2% | 24.49% | 22.27% | 23.39% | 23.6% | 23.09%
QLD1 | Grid Battery | - | 12.86% | 14.7% | 16.75% | 16.53% | 17.06% | 16.95% | 16.03% | 15.67% | 16.02% | 15.7% | 16.06% | 15.5% | 15.83% | 15.8% | 16.08% | 14.62% | 14.84% | 14.76% | 14.93% | 15.19% | 14.7% | 14.61% | 14.57% | 14.09% | 12.83% | 13.39% | 12.59% | 12.11%
QLD1 | Pumped Hydro | 4.396% | 6.155% | 7.696% | 7.573% | 8.023% | 9.828% | 11.44% | 10.66% | 10.17% | 11.12% | 10.3% | 17.64% | 17.83% | 17.59% | 18.37% | 18.61% | 19.19% | 20.02% | 21.58% | 22.46% | 24.15% | 23.8% | 22.1% | 22.67% | 20.87% | 17.61% | 18.22% | 15.89% | 14.99%
QLD1 | VPP | 6.371% | 7.58% | 7.995% | 9.205% | 9.002% | 8.773% | 8.458% | 7.678% | 7.153% | 7.153% | 7.046% | 6.736% | 6.439% | 6.427% | 6.539% | 6.382% | 5.701% | 5.926% | 5.793% | 6.027% | 6.147% | 5.474% | 4.83% | 4.669% | 4.112% | 3.239% | 3.359% | 2.297% | 2.338%
Region | Technology | 2021-22 | 2022-23 | 2023-24 | 2024-25 | 2025-26 | 2026-27 | 2027-28 | 2028-29 | 2029-30 | 2030-31 | 2031-32 | 2032-33 | 2033-34 | 2034-35 | 2035-36 | 2036-37 | 2037-38 | 2038-39 | 2039-40 | 2040-41 | 2041-42 | 2042-43 | 2043-44 | 2044-45 | 2045-46 | 2046-47 | 2047-48 | 2048-49 | 2049-50
VIC1 | Black Coal | bar: 2021-22 to 2049-50
VIC1 | Brown Coal | 64.14% | 54.98% | 58.33% | 65.74% | 67.96% | 65.14% | - | - | - | - | - | - | - | - | - | - | - | - | - | - | - | - | - | - | - | - | - | - | -
VIC1 | CCGT | bar: 2021-22 to 2049-50
VIC1 | Gas - Steam | 0.2498% | 0.1193% | 0.2199% | 1.467% | 1.452% | 1.467% | 2.238% | 3.128% | 0.8435% | 2.774% | 4.911% | 15.59% | 12.31% | 17.94% | 9.74% | 7.795% | 15.08% | 22.3% | - | - | - | - | - | - | - | - | - | - | -
VIC1 | OCGT / Diesel | 0.06674% | 0.001859% | 0.05653% | 0.2424% | 0.166% | 0.4082% | 0.3594% | 0.5544% | 0.08738% | 0.3455% | 0.5569% | 2.058% | 1.232% | 3.528% | 2.9% | 2.698% | 4.949% | 4.712% | 14.09% | 15.79% | 12.7% | 16.61% | 17.38% | 11.05% | 12.12% | 16.81% | 20.38% | 25.7% | 24.46%
VIC1 | Hydro | 14.31% | 14.45% | 13.15% | 16.21% | 16.63% | 15.75% | 15.92% | 20.06% | 16.68% | 14.28% | 14.4% | 12.99% | 16.02% | 16.53% | 15.68% | 15.77% | 19.93% | 16.56% | 14.25% | 14.24% | 12.92% | 15.9% | 16.47% | 15.56% | 15.68% | 19.77% | 16.43% | 14.08% | 14.13%
VIC1 | Wind | 35.62% | 35.91% | 30.43% | 31.21% | 32.67% | 34% | 34.78% | 32.71% | 33.81% | 31.92% | 32.55% | 28.27% | 28.3% | 29.86% | 32.01% | 32.3% | 30.19% | 32.13% | 30.43% | 30.64% | 27.25% | 27.17% | 28.58% | 30.17% | 31.36% | 30.98% | 32.46% | 30.77% | 32.54%
VIC1 | Solar PV | 27.59% | 27.39% | 28.38% | 27.27% | 25.9% | 27.31% | 27.79% | 25.86% | 26.41% | 26.46% | 26.02% | 26.44% | 24.7% | 24.82% | 26.11% | 26.74% | 24.08% | 24.46% | 24.84% | 25.21% | 25.33% | 24.17% | 23.32% | 24.8% | 25.08% | 22.22% | 22.55% | 22.55% | 23.93%
VIC1 | Grid Battery | 10.56% | 3.299% | 3.64% | 4.873% | 4.639% | 4.863% | 4.86% | 4.575% | 4.363% | 4.494% | 4.238% | 4.43% | 3.966% | 3.705% | 4.106% | 4.097% | 3.807% | 3.562% | 3.971% | 3.801% | 1.527% | - | - | 13.65% | 13.6% | 13.71% | 13.63% | 13.81% | 12.87%
VIC1 | Pumped Hydro | - | - | - | - | - | - | - | - | - | - | - | 27.28% | 25.98% | 24.65% | 25.2% | 25.31% | 24.64% | 24.53% | 26.67% | 25.75% | 26.15% | 24.68% | 23.1% | 25.3% | 25.05% | 24.2% | 23.95% | 25.26% | 24.05%
VIC1 | VPP | 4.123% | 5.827% | 6.475% | 8.839% | 8.514% | 8.515% | 8.167% | 7.448% | 7.02% | 6.72% | 6.648% | 6.422% | 6.261% | 6.036% | 6.445% | 6.463% | 5.828% | 5.663% | 5.931% | 5.658% | 5.778% | 5.402% | 4.7% | 5.066% | 4.876% | 4.467% | 4.103% | 4.143% | 3.717%
Region | Technology | 2021-22 | 2022-23 | 2023-24 | 2024-25 | 2025-26 | 2026-27 | 2027-28 | 2028-29 | 2029-30 | 2030-31 | 2031-32 | 2032-33 | 2033-34 | 2034-35 | 2035-36 | 2036-37 | 2037-38 | 2038-39 | 2039-40 | 2040-41 | 2041-42 | 2042-43 | 2043-44 | 2044-45 | 2045-46 | 2046-47 | 2047-48 | 2048-49 | 2049-50
SA1 | Black Coal | bar: 2021-22 to 2049-50
SA1 | Brown Coal | bar: 2021-22 to 2049-50
SA1 | CCGT | 17.95% | 17.95% | 10.63% | 16.18% | 20.81% | 18.13% | 14.2% | 12.06% | 9.7% | 15.95% | 19.85% | 23.3% | 26.21% | 27.87% | 22.47% | 22.12% | - | - | - | - | - | - | - | - | - | - | - | - | -
SA1 | Gas - Steam | 9.443% | 9.67% | 9.175% | 1.805% | 2.212% | 2.228% | 1.738% | 1.882% | 1.164% | 1.458% | 3.007% | 6.451% | 7.16% | 12.56% | - | - | - | - | - | - | - | - | - | - | - | - | - | - | -
SA1 | OCGT / Diesel | 0.3897% | 0.1905% | 0.6664% | 0.9784% | 1.535% | 1.032% | 0.6692% | 0.8195% | 0.1218% | 1.195% | 2.056% | 4.835% | 4.704% | 6.802% | 5.86% | 5.337% | 9.584% | 9.72% | 11.7% | 12.21% | 11.92% | 13.88% | 15.09% | 8.772% | 8.911% | 9.068% | 8.485% | 11.14% | 9.757%
SA1 | Hydro | bar: 2021-22 to 2049-50
SA1 | Wind | 34.43% | 33.87% | 29.71% | 32.2% | 31.32% | 34.6% | 34.11% | 33.05% | 33.36% | 33.03% | 34.53% | 29.58% | 29.32% | 27.48% | 31.9% | 32.62% | 30.73% | 31.85% | 30.87% | 32.41% | 29.01% | 29.32% | 26.62% | 29.91% | 30.66% | 28.66% | 29.43% | 28.27% | 29.05%
SA1 | Solar PV | 30.63% | 29.09% | 29.05% | 28.19% | 27.51% | 28.16% | 29.03% | 27.61% | 28.77% | 29.03% | 28.37% | 28.48% | 26.97% | 25.46% | 26.13% | 27.09% | 21.3% | 20.92% | 20.16% | 20.86% | 20.42% | 19.82% | 18.89% | 18.3% | 18.75% | 16.6% | 16.51% | 15.83% | 16.39%
SA1 | Grid Battery | 4.848% | 4.806% | 5.657% | 5.492% | 5.168% | 5.265% | 5.215% | 4.996% | 4.724% | 5.475% | 5.118% | 6.862% | 6.694% | 6.493% | 11.83% | 11.75% | 12.03% | 11.84% | 12.21% | 11.96% | 12.39% | 12.13% | 11.46% | 12.08% | 11.97% | 10.95% | 10.68% | 10.94% | 10.51%
SA1 | Pumped Hydro | bar: 2021-22 to 2049-50
SA1 | VPP | 8.314% | 8.292% | 9.596% | 8.877% | 8.426% | 8.301% | 7.916% | 7.535% | 7.044% | 7.066% | 6.674% | 6.635% | 6.395% | 6.332% | 6.199% | 6.095% | 5.877% | 5.684% | 5.738% | 5.509% | 5.49% | 5.13% | 4.434% | 4.714% | 4.592% | 3.805% | 3.557% | 3.449% | 3.199%
Region | Technology | 2021-22 | 2022-23 | 2023-24 | 2024-25 | 2025-26 | 2026-27 | 2027-28 | 2028-29 | 2029-30 | 2030-31 | 2031-32 | 2032-33 | 2033-34 | 2034-35 | 2035-36 | 2036-37 | 2037-38 | 2038-39 | 2039-40 | 2040-41 | 2041-42 | 2042-43 | 2043-44 | 2044-45 | 2045-46 | 2046-47 | 2047-48 | 2048-49 | 2049-50
TAS1 | Black Coal | bar: 2021-22 to 2049-50
TAS1 | Brown Coal | bar: 2021-22 to 2049-50
TAS1 | CCGT | 9.582e-07% | 9.395e-07% | 9.998e-07% | 1.003e-06% | 1.001e-06% | 1.028e-06% | 1.1e-06% | 1.15e-06% | 1.272e-06% | 1.291e-06% | 1.286e-06% | 1.398e-06% | 1.396e-06% | 1.336e-06% | 1.357e-06% | 1.373e-06% | 1.402e-06% | 1.533e-06% | 1.587e-06% | 1.559e-06% | 1.764e-06% | 1.776e-06% | 1.739e-06% | 1.792e-06% | 1.894e-06% | 1.947e-06% | 2.091e-06% | 2.136e-06% | 2.011e-06%
TAS1 | Gas - Steam | bar: 2021-22 to 2049-50
TAS1 | OCGT / Diesel | 8.334e-07% | 7.893e-07% | 8.542e-07% | 8.747e-07% | 8.781e-07% | 9.329e-07% | 9.789e-07% | 1.027e-06% | 1.114e-06% | 1.144e-06% | 1.128e-06% | 0.01662% | 1.287e-06% | 1.101e-06% | 1.173e-06% | 1.232e-06% | 1.282e-06% | 1.344e-06% | 1.427e-06% | 0.05101% | 0.1679% | 4e-06% | 3.767e-06% | 0.0451% | 4.147e-06% | 4.292e-06% | 4.632e-06% | 0.2616% | 4.057e-06%
TAS1 | Hydro | 37.16% | 38.29% | 38.46% | 43.32% | 45.91% | 42.96% | 42.58% | 44.58% | 41.86% | 42.28% | 39.88% | 41.07% | 41.61% | 43.55% | 41.77% | 41.43% | 42.91% | 42.64% | 41.6% | 38.86% | 39.59% | 42.81% | 42.07% | 39.36% | 42.17% | 47.76% | 45.08% | 44.52% | 44.67%
TAS1 | Wind | 34.41% | 39.33% | 36.93% | 36.79% | 38.57% | 39.02% | 39.7% | 35.91% | 35.5% | 33.98% | 39.22% | 36.21% | 36.29% | 37.77% | 38.38% | 39.41% | 35.66% | 35.46% | 33.98% | 39.38% | 36.26% | 36.26% | 38.14% | 40.37% | 41.28% | 38.04% | 37.56% | 36.26% | 41.48%
TAS1 | Solar PV | bar: 2021-22 to 2049-50
TAS1 | Grid Battery | bar: 2021-22 to 2049-50
TAS1 | Pumped Hydro | bar: 2021-22 to 2049-50
TAS1 | VPP | 1.694% | 3.591% | 3.143% | 2.536% | 2.958% | 3.059% | 3.106% | 3.329% | 2.514% | 2.749% | 3.36% | 2.548% | 2.469% | 2.985% | 2.627% | 2.48% | 2.716% | 1.854% | 2.081% | 2.445% | 2.1% | 1.622% | 1.986% | 1.404% | 1.726% | 1.709% | 0.9632% | 1.234% | 1.789%
Explicitly modelled pumping
Region | Technology | 2021-22 | 2022-23 | 2023-24 | 2024-25 | 2025-26 | 2026-27 | 2027-28 | 2028-29 | 2029-30 | 2030-31 | 2031-32 | 2032-33 | 2033-34 | 2034-35 | 2035-36 | 2036-37 | 2037-38 | 2038-39 | 2039-40 | 2040-41 | 2041-42 | 2042-43 | 2043-44 | 2044-45 | 2045-46 | 2046-47 | 2047-48 | 2048-49 | 2049-50
NEM | Grid Battery pump | 7.452% | 5.116% | 5.782% | 6.783% | 6.432% | 6.664% | 6.664% | 6.28% | 6.009% | 6.412% | 6.075% | 10.03% | 12.33% | 12.49% | 13.78% | 13.87% | 14.11% | 14.09% | 14.88% | 14.86% | 18.4% | 19.47% | 18.94% | 21.43% | 21.08% | 18.88% | 18.98% | 18.28% | 17.62%
NEM | Pumped Hydro Pump | 5.822% | 9.94% | 12.34% | 26.34% | 22.41% | 23.82% | 30.4% | 30.7% | 29.2% | 30.66% | 32.74% | 33.07% | 32.43% | 31.9% | 34.16% | 33.41% | 33.01% | 32.37% | 34.94% | 34.93% | 34.97% | 33.87% | 31.67% | 34.23% | 33.27% | 30.98% | 29.97% | 30.03% | 28.21%
NEM | VPP pump | 5.747% | 8.159% | 8.776% | 10.12% | 10% | 9.954% | 9.543% | 8.814% | 8.301% | 8.166% | 8.005% | 7.845% | 7.673% | 7.542% | 7.782% | 7.679% | 7.106% | 6.986% | 7.057% | 6.984% | 7.05% | 6.649% | 5.856% | 6.069% | 5.687% | 5.08% | 4.78% | 4.38% | 4.089%
Region | Technology | 2021-22 | 2022-23 | 2023-24 | 2024-25 | 2025-26 | 2026-27 | 2027-28 | 2028-29 | 2029-30 | 2030-31 | 2031-32 | 2032-33 | 2033-34 | 2034-35 | 2035-36 | 2036-37 | 2037-38 | 2038-39 | 2039-40 | 2040-41 | 2041-42 | 2042-43 | 2043-44 | 2044-45 | 2045-46 | 2046-47 | 2047-48 | 2048-49 | 2049-50
NSW1 | Grid Battery pump | - | - | - | - | - | - | - | - | - | - | - | - | - | - | - | - | - | - | 17.31% | 17.3% | 26.05% | 25.83% | 25.08% | 28.86% | 28.49% | 27.75% | 27.31% | 28% | 27.34%
NSW1 | Pumped Hydro Pump | 4.95% | 9.722% | 12.05% | 34.29% | 23.94% | 25.08% | 32.32% | 32.89% | 30.42% | 31.87% | 34.29% | 34.16% | 34.21% | 33.94% | 37.09% | 35.78% | 36.76% | 35.31% | 38.1% | 37.86% | 37.21% | 37.13% | 34.94% | 38.5% | 38% | 36.5% | 34.03% | 35.65% | 33.37%
NSW1 | VPP pump | 3.08% | 7.505% | 8.21% | 9.228% | 9.536% | 9.682% | 9.165% | 8.644% | 8.242% | 8.169% | 7.889% | 8.091% | 8.091% | 7.937% | 8.155% | 8.014% | 7.662% | 7.407% | 7.438% | 7.293% | 7.348% | 7.257% | 6.48% | 6.793% | 6.352% | 6.046% | 5.55% | 5.306% | 4.902%
Region | Technology | 2021-22 | 2022-23 | 2023-24 | 2024-25 | 2025-26 | 2026-27 | 2027-28 | 2028-29 | 2029-30 | 2030-31 | 2031-32 | 2032-33 | 2033-34 | 2034-35 | 2035-36 | 2036-37 | 2037-38 | 2038-39 | 2039-40 | 2040-41 | 2041-42 | 2042-43 | 2043-44 | 2044-45 | 2045-46 | 2046-47 | 2047-48 | 2048-49 | 2049-50
QLD1 | Grid Battery pump | - | 15.82% | 18.14% | 20.7% | 20.44% | 21% | 20.93% | 19.79% | 19.34% | 19.77% | 19.44% | 18.97% | 18.27% | 18.65% | 18.63% | 18.94% | 17.26% | 17.43% | 17.38% | 17.59% | 17.84% | 17.32% | 17.18% | 17.13% | 16.57% | 15.13% | 15.72% | 14.83% | 14.23%
QLD1 | Pumped Hydro Pump | 7.317% | 10.31% | 12.84% | 12.72% | 13.43% | 16.36% | 19.13% | 17.83% | 17% | 18.6% | 17.29% | 25.38% | 24.61% | 24.29% | 25.31% | 25.67% | 25.47% | 26.29% | 28.47% | 29.75% | 31.8% | 30.7% | 28.4% | 29.16% | 26.9% | 22.71% | 23.33% | 20.52% | 19.1%
QLD1 | VPP pump | 7.646% | 9.097% | 9.596% | 11.07% | 10.82% | 10.51% | 10.15% | 9.216% | 8.585% | 8.586% | 8.479% | 8.065% | 7.728% | 7.714% | 7.854% | 7.654% | 6.865% | 7.092% | 6.953% | 7.244% | 7.367% | 6.582% | 5.797% | 5.599% | 4.93% | 3.903% | 4.018% | 2.767% | 2.796%
Region | Technology | 2021-22 | 2022-23 | 2023-24 | 2024-25 | 2025-26 | 2026-27 | 2027-28 | 2028-29 | 2029-30 | 2030-31 | 2031-32 | 2032-33 | 2033-34 | 2034-35 | 2035-36 | 2036-37 | 2037-38 | 2038-39 | 2039-40 | 2040-41 | 2041-42 | 2042-43 | 2043-44 | 2044-45 | 2045-46 | 2046-47 | 2047-48 | 2048-49 | 2049-50
VIC1 | Grid Battery pump | 12.95% | 4.09% | 4.475% | 6.034% | 5.722% | 5.99% | 6.018% | 5.63% | 5.387% | 5.548% | 5.25% | 5.451% | 4.896% | 4.579% | 5.064% | 5.058% | 4.7% | 4.415% | 4.885% | 4.709% | 1.867% | - | - | 16.06% | 16.05% | 16.08% | 16.08% | 16.2% | 15.14%
VIC1 | Pumped Hydro Pump | - | - | - | - | - | - | - | - | - | - | - | 34.1% | 32.58% | 30.78% | 31.44% | 31.64% | 30.8% | 30.8% | 33.19% | 32.36% | 32.57% | 30.91% | 28.82% | 31.64% | 31.47% | 30.08% | 30.1% | 31.41% | 30.06%
VIC1 | VPP pump | 4.949% | 7.018% | 7.764% | 10.61% | 10.24% | 10.21% | 9.827% | 8.921% | 8.425% | 8.065% | 8.001% | 7.692% | 7.514% | 7.245% | 7.734% | 7.757% | 6.995% | 6.819% | 7.097% | 6.812% | 6.914% | 6.505% | 5.621% | 6.081% | 5.872% | 5.342% | 4.943% | 4.954% | 4.462%
Region | Technology | 2021-22 | 2022-23 | 2023-24 | 2024-25 | 2025-26 | 2026-27 | 2027-28 | 2028-29 | 2029-30 | 2030-31 | 2031-32 | 2032-33 | 2033-34 | 2034-35 | 2035-36 | 2036-37 | 2037-38 | 2038-39 | 2039-40 | 2040-41 | 2041-42 | 2042-43 | 2043-44 | 2044-45 | 2045-46 | 2046-47 | 2047-48 | 2048-49 | 2049-50
SA1 | Grid Battery pump | 5.968% | 5.95% | 6.967% | 6.795% | 6.365% | 6.5% | 6.455% | 6.151% | 5.848% | 6.74% | 6.319% | 8.332% | 8.091% | 7.841% | 14% | 13.89% | 14.21% | 14.03% | 14.38% | 14.17% | 14.58% | 14.33% | 13.49% | 14.25% | 14.16% | 12.87% | 12.64% | 12.87% | 12.4%
SA1 | Pumped Hydro Pump | bar: 2021-22 to 2049-50
SA1 | VPP pump | 9.979% | 9.977% | 11.5% | 10.68% | 10.1% | 9.963% | 9.524% | 9.026% | 8.474% | 8.465% | 8.01% | 7.986% | 7.656% | 7.6% | 7.44% | 7.316% | 7.054% | 6.844% | 6.867% | 6.633% | 6.57% | 6.164% | 5.315% | 5.662% | 5.527% | 4.547% | 4.288% | 4.122% | 3.839%
Region | Technology | 2021-22 | 2022-23 | 2023-24 | 2024-25 | 2025-26 | 2026-27 | 2027-28 | 2028-29 | 2029-30 | 2030-31 | 2031-32 | 2032-33 | 2033-34 | 2034-35 | 2035-36 | 2036-37 | 2037-38 | 2038-39 | 2039-40 | 2040-41 | 2041-42 | 2042-43 | 2043-44 | 2044-45 | 2045-46 | 2046-47 | 2047-48 | 2048-49 | 2049-50
TAS1 | Grid Battery pump | bar: 2021-22 to 2049-50
TAS1 | Pumped Hydro Pump | bar: 2021-22 to 2049-50
TAS1 | VPP pump | 2.034% | 4.335% | 3.761% | 3.066% | 3.535% | 3.67% | 3.752% | 3.978% | 3.04% | 3.28% | 4.032% | 3.058% | 2.963% | 3.582% | 3.153% | 2.999% | 3.239% | 2.225% | 2.497% | 2.955% | 2.501% | 1.959% | 2.372% | 1.685% | 2.093% | 2.031% | 1.173% | 1.464% | 2.147%
Non-controllable capacity
Region | Technology | 2021-22 | 2022-23 | 2023-24 | 2024-25 | 2025-26 | 2026-27 | 2027-28 | 2028-29 | 2029-30 | 2030-31 | 2031-32 | 2032-33 | 2033-34 | 2034-35 | 2035-36 | 2036-37 | 2037-38 | 2038-39 | 2039-40 | 2040-41 | 2041-42 | 2042-43 | 2043-44 | 2044-45 | 2045-46 | 2046-47 | 2047-48 | 2048-49 | 2049-50
NEM | Distributed PV | 15.63% | 16.08% | 16.23% | 15.9% | 15.51% | 16.66% | 16.66% | 15.03% | 15.75% | 16.39% | 16.64% | 16.73% | 16.34% | 15.94% | 17.1% | 17.14% | 15.42% | 16.25% | 16.94% | 17.24% | 17.28% | 16.84% | 16.32% | 17.47% | 17.43% | 15.66% | 16.46% | 17.17% | 17.43%
NEM | Behind the meter battery | 5.668% | 5.706% | 5.712% | 5.625% | 5.534% | 5.432% | 5.364% | 5.256% | 5.165% | 5.072% | 5% | 4.978% | 5.012% | 5.024% | 5.038% | 4.956% | 4.9% | 4.851% | 4.827% | 4.763% | 4.734% | 4.705% | 4.69% | 4.632% | 4.585% | 4.443% | 4.33% | 4.198% | 4.079%
NEM | Behind the meter battery pump | 4.814% | 4.847% | 4.851% | 4.78% | 4.701% | 4.614% | 4.558% | 4.464% | 4.387% | 4.308% | 4.246% | 4.229% | 4.259% | 4.268% | 4.279% | 4.209% | 4.162% | 4.12% | 4.099% | 4.047% | 4.022% | 3.996% | 3.985% | 3.933% | 3.895% | 3.775% | 3.678% | 3.567% | 3.464%
Region | Technology | 2021-22 | 2022-23 | 2023-24 | 2024-25 | 2025-26 | 2026-27 | 2027-28 | 2028-29 | 2029-30 | 2030-31 | 2031-32 | 2032-33 | 2033-34 | 2034-35 | 2035-36 | 2036-37 | 2037-38 | 2038-39 | 2039-40 | 2040-41 | 2041-42 | 2042-43 | 2043-44 | 2044-45 | 2045-46 | 2046-47 | 2047-48 | 2048-49 | 2049-50
NSW1 | Distributed PV | 15.72% | 16.59% | 16.17% | 16.05% | 15.53% | 17.16% | 16.87% | 15.01% | 15.36% | 16.27% | 16.94% | 16.47% | 16.31% | 15.85% | 17.45% | 17.23% | 15.33% | 15.83% | 16.77% | 17.48% | 17% | 16.77% | 16.18% | 17.77% | 17.48% | 15.57% | 16.03% | 17.01% | 17.69%
NSW1 | Behind the meter battery | 5.642% | 5.714% | 5.681% | 5.594% | 5.515% | 5.427% | 5.37% | 5.268% | 5.172% | 5.088% | 5.021% | 5.027% | 5.035% | 5.027% | 5.048% | 4.959% | 4.9% | 4.849% | 4.832% | 4.768% | 4.75% | 4.723% | 4.703% | 4.655% | 4.61% | 4.467% | 4.357% | 4.224% | 4.109%
NSW1 | Behind the meter battery pump | 4.791% | 4.853% | 4.826% | 4.754% | 4.687% | 4.609% | 4.564% | 4.475% | 4.393% | 4.322% | 4.262% | 4.269% | 4.278% | 4.271% | 4.287% | 4.212% | 4.161% | 4.12% | 4.103% | 4.049% | 4.035% | 4.015% | 3.998% | 3.952% | 3.917% | 3.797% | 3.702% | 3.588% | 3.489%
Region | Technology | 2021-22 | 2022-23 | 2023-24 | 2024-25 | 2025-26 | 2026-27 | 2027-28 | 2028-29 | 2029-30 | 2030-31 | 2031-32 | 2032-33 | 2033-34 | 2034-35 | 2035-36 | 2036-37 | 2037-38 | 2038-39 | 2039-40 | 2040-41 | 2041-42 | 2042-43 | 2043-44 | 2044-45 | 2045-46 | 2046-47 | 2047-48 | 2048-49 | 2049-50
QLD1 | Distributed PV | 15.97% | 17.02% | 16.97% | 16.38% | 16.64% | 17.78% | 17.83% | 15.03% | 16.31% | 16.89% | 17.74% | 17.55% | 16.92% | 17.19% | 18.27% | 18.35% | 15.46% | 16.9% | 17.52% | 18.42% | 18.21% | 17.51% | 17.66% | 18.69% | 18.7% | 15.74% | 17.15% | 17.78% | 18.66%
QLD1 | Behind the meter battery | 5.682% | 5.783% | 5.738% | 5.644% | 5.551% | 5.437% | 5.36% | 5.259% | 5.167% | 5.069% | 5.001% | 5.01% | 5.031% | 5.039% | 5.053% | 4.957% | 4.897% | 4.852% | 4.827% | 4.773% | 4.743% | 4.717% | 4.706% | 4.648% | 4.603% | 4.461% | 4.342% | 4.204% | 4.088%
QLD1 | Behind the meter battery pump | 4.828% | 4.915% | 4.872% | 4.797% | 4.713% | 4.62% | 4.554% | 4.469% | 4.391% | 4.307% | 4.246% | 4.254% | 4.276% | 4.281% | 4.292% | 4.208% | 4.161% | 4.12% | 4.099% | 4.057% | 4.03% | 4.005% | 4% | 3.948% | 3.911% | 3.792% | 3.687% | 3.573% | 3.474%
Region | Technology | 2021-22 | 2022-23 | 2023-24 | 2024-25 | 2025-26 | 2026-27 | 2027-28 | 2028-29 | 2029-30 | 2030-31 | 2031-32 | 2032-33 | 2033-34 | 2034-35 | 2035-36 | 2036-37 | 2037-38 | 2038-39 | 2039-40 | 2040-41 | 2041-42 | 2042-43 | 2043-44 | 2044-45 | 2045-46 | 2046-47 | 2047-48 | 2048-49 | 2049-50
VIC1 | Distributed PV | 14.66% | 14.26% | 15.2% | 15.03% | 14.28% | 15.2% | 15.3% | 14.66% | 15.28% | 15.89% | 15.26% | 16.07% | 15.7% | 14.89% | 15.84% | 15.95% | 15.17% | 15.86% | 16.49% | 15.89% | 16.64% | 16.23% | 15.28% | 16.24% | 16.25% | 15.44% | 16.11% | 16.75% | 16.08%
VIC1 | Behind the meter battery | 5.686% | 5.613% | 5.786% | 5.697% | 5.592% | 5.484% | 5.408% | 5.279% | 5.171% | 5.064% | 4.978% | 4.886% | 4.96% | 4.996% | 5.014% | 4.958% | 4.918% | 4.863% | 4.835% | 4.765% | 4.727% | 4.694% | 4.681% | 4.618% | 4.572% | 4.434% | 4.322% | 4.197% | 4.072%
VIC1 | Behind the meter battery pump | 4.83% | 4.766% | 4.914% | 4.84% | 4.748% | 4.657% | 4.596% | 4.482% | 4.391% | 4.3% | 4.229% | 4.153% | 4.215% | 4.242% | 4.261% | 4.21% | 4.177% | 4.128% | 4.108% | 4.049% | 4.014% | 3.985% | 3.974% | 3.924% | 3.884% | 3.765% | 3.671% | 3.565% | 3.457%
Region | Technology | 2021-22 | 2022-23 | 2023-24 | 2024-25 | 2025-26 | 2026-27 | 2027-28 | 2028-29 | 2029-30 | 2030-31 | 2031-32 | 2032-33 | 2033-34 | 2034-35 | 2035-36 | 2036-37 | 2037-38 | 2038-39 | 2039-40 | 2040-41 | 2041-42 | 2042-43 | 2043-44 | 2044-45 | 2045-46 | 2046-47 | 2047-48 | 2048-49 | 2049-50
SA1 | Distributed PV | 16.81% | 16.92% | 17.29% | 16.76% | 16.07% | 16.71% | 17.21% | 16.35% | 17.02% | 17.24% | 17.19% | 17.62% | 17.06% | 16.27% | 16.91% | 17.48% | 16.62% | 17.42% | 17.65% | 17.64% | 18.06% | 17.44% | 16.55% | 17.2% | 17.69% | 16.8% | 17.57% | 17.81% | 17.76%
SA1 | Behind the meter battery | 5.687% | 5.66% | 5.605% | 5.508% | 5.397% | 5.277% | 5.213% | 5.127% | 5.112% | 5.053% | 5% | 5.029% | 5.052% | 5.07% | 5.034% | 4.932% | 4.835% | 4.806% | 4.768% | 4.695% | 4.669% | 4.629% | 4.617% | 4.53% | 4.463% | 4.307% | 4.204% | 4.066% | 3.949%
SA1 | Behind the meter battery pump | 4.83% | 4.807% | 4.762% | 4.678% | 4.587% | 4.484% | 4.428% | 4.353% | 4.343% | 4.291% | 4.248% | 4.272% | 4.294% | 4.307% | 4.275% | 4.192% | 4.108% | 4.082% | 4.048% | 3.987% | 3.967% | 3.931% | 3.922% | 3.847% | 3.791% | 3.659% | 3.572% | 3.452% | 3.352%
Region | Technology | 2021-22 | 2022-23 | 2023-24 | 2024-25 | 2025-26 | 2026-27 | 2027-28 | 2028-29 | 2029-30 | 2030-31 | 2031-32 | 2032-33 | 2033-34 | 2034-35 | 2035-36 | 2036-37 | 2037-38 | 2038-39 | 2039-40 | 2040-41 | 2041-42 | 2042-43 | 2043-44 | 2044-45 | 2045-46 | 2046-47 | 2047-48 | 2048-49 | 2049-50
TAS1 | Distributed PV | 13.53% | 13.51% | 13.87% | 13.97% | 13.44% | 14.35% | 14.32% | 13.94% | 13.92% | 14.18% | 13.97% | 14.36% | 14.35% | 13.77% | 14.6% | 14.69% | 14.16% | 14.29% | 14.59% | 14.39% | 14.79% | 14.72% | 14% | 14.86% | 14.85% | 14.38% | 14.42% | 14.77% | 14.52%
TAS1 | Behind the meter battery | 5.617% | 5.7% | 5.678% | 5.586% | 5.495% | 5.394% | 5.332% | 5.24% | 5.159% | 5.07% | 5.015% | 5.023% | 5.044% | 5.057% | 5.056% | 4.968% | 4.913% | 4.863% | 4.828% | 4.774% | 4.737% | 4.708% | 4.694% | 4.629% | 4.592% | 4.457% | 4.348% | 4.215% | 4.1%
TAS1 | Behind the meter battery pump | 4.769% | 4.843% | 4.822% | 4.745% | 4.669% | 4.584% | 4.532% | 4.451% | 4.382% | 4.306% | 4.257% | 4.269% | 4.285% | 4.296% | 4.297% | 4.219% | 4.174% | 4.13% | 4.099% | 4.057% | 4.023% | 3.998% | 3.987% | 3.93% | 3.901% | 3.787% | 3.692% | 3.579% | 3.48%

## BaseCase_Generation
Annual sent-out generation by technology (GWh) - BaseCase, Step Change No TRET Sensitivity
Explicitly modelled generation
Region | Technology | 2021-22 | 2022-23 | 2023-24 | 2024-25 | 2025-26 | 2026-27 | 2027-28 | 2028-29 | 2029-30 | 2030-31 | 2031-32 | 2032-33 | 2033-34 | 2034-35 | 2035-36 | 2036-37 | 2037-38 | 2038-39 | 2039-40 | 2040-41 | 2041-42 | 2042-43 | 2043-44 | 2044-45 | 2045-46 | 2046-47 | 2047-48 | 2048-49 | 2049-50
NEM | Black Coal | 77509.5286 | 70012.6661 | 67069.1734 | 62196.3696 | 54269.5542 | 51023.9891 | 48049.3501 | 51302.3959 | 43767.3235 | 42829.8477 | 39603.6582 | 29924.7002 | 31048.389 | 27453.1852 | 22762.1186 | 22200.8566 | 23174.2902 | 22793.6397 | 21013.7997 | 20789.2418 | 16217.4833 | 10287.8236 | 7085.919 | 6095.0903 | 5702.2457 | 5836.5727 | 5421.4509 | 4953.935 | 5087.9052
NEM | Brown Coal | 26914.7204 | 23069.3113 | 24473.5322 | 12744.91 | 12615.189 | 9983.1008 | 0.0059135 | 0.0044836 | 0.0041647 | 0.0041536 | 0.0037985 | 0.003851 | 0.004006 | 0.003662 | 0.0036119 | 0.0034515 | 0.0029656 | 0.0033425 | 0.002897 | 0.0023785 | 0.0030121 | 0.0033985 | 0.0035614 | 0.0032651 | 0.0016931 | 0.0019193 | 0.00041565 | 0 | 0
NEM | CCGT | 2252.5066 | 2252.5066 | 1825.8692 | 3248.6622 | 4025.1707 | 3342.0744 | 3820.0589 | 3921.536 | 3604.0229 | 4150.4594 | 4957.4026 | 5906.0541 | 6640.9064 | 6366.2708 | 5668.2792 | 4752.2208 | 4433.7626 | 4434.4021 | 3761.8429 | 3852.5668 | 4173.5129 | 4642.6878 | 3033.6029 | 2852.9216 | 1374.392 | 960.5242 | 963.1558 | 960.5242 | 960.5244
NEM | Gas - Steam | 709.8115 | 720.044 | 726.3237 | 263.525 | 291.4445 | 293.2068 | 349.5658 | 417.6713 | 269.3352 | 335.313 | 530.1296 | 1264.0266 | 1236.3104 | 1833.6316 | 574.7058 | 516.0003 | 860.1344 | 1161.5804 | 159.9395 | 182.0786 | 233.3448 | 247.6038 | 227.304 | 221.9334 | 192.4632 | 0 | 0 | 0 | 0
NEM | OCGT / Diesel | 60.1648 | 24.2894 | 105.4047 | 333.8719 | 286.7938 | 282.4091 | 289.0791 | 453.6525 | 138.284 | 386.9125 | 712.1969 | 1665.5427 | 1287.1471 | 1964.6064 | 1741.2861 | 2038.886 | 4311.2871 | 4165.6101 | 6877.1907 | 8271.3714 | 8385.7584 | 10681.7375 | 14210.1877 | 10146.2161 | 10596.9421 | 15979.3632 | 16507.2189 | 18780.8404 | 20259.8305
NEM | Hydro | 13505.0105 | 13921.8402 | 13557.9543 | 15928.9738 | 16440.6359 | 15570.3778 | 15840.7437 | 17972.1157 | 15896.393 | 15284.7287 | 14941.3786 | 14925.961 | 16123.0064 | 16875.0224 | 16337.7262 | 16078.5826 | 17778.5443 | 16339.488 | 15480.6317 | 14575.2171 | 14378.3474 | 15941.1362 | 15808.3425 | 15242.811 | 15819.1702 | 18560.1131 | 16427.359 | 15529.7456 | 15185.7991
NEM | Wind | 47406.8122 | 53664.9516 | 54029.5405 | 67700.4362 | 73838.9448 | 78215.4883 | 90039.7674 | 91228.3128 | 94066.7581 | 94493.4685 | 98969.4523 | 102991.5806 | 104092.764 | 111441.8789 | 117342.2488 | 123094.7265 | 123493.0631 | 124366.7435 | 123744.68 | 121400.5912 | 121573.3663 | 120858.6469 | 128543.3163 | 132899.0736 | 138977.9007 | 143091.6269 | 144450.2957 | 144634.239 | 146889.8434
NEM | Solar PV | 14501.0459 | 17775.9039 | 18051.4997 | 17335.5432 | 17831.2081 | 18902.2214 | 20076.5323 | 18360.4181 | 26689.2304 | 28698.1704 | 29952.5428 | 36684.5819 | 37978.9206 | 37515.4176 | 39762.7052 | 39770.7687 | 45924.2769 | 47829.2478 | 52643.3255 | 57765.1169 | 67672.5942 | 77828.5628 | 77885.8609 | 80575.823 | 80364.5086 | 82367.7679 | 83474.691 | 83612.3708 | 82660.0482
NEM | Grid Battery | 138.2683 | 217.2859 | 247.006 | 288.189 | 274.2896 | 284.3189 | 283.1291 | 268.2164 | 255.7339 | 259.739 | 245.3073 | 601.3191 | 986.3472 | 976.7779 | 1423.4054 | 1432.6651 | 2007.5974 | 2008.5344 | 2667.2813 | 2634.268 | 4440.164 | 4802.7022 | 4676.1494 | 6701.3988 | 6580.6501 | 7792.3218 | 7820.6748 | 8727.7087 | 8563.8992
NEM | Pumped Hydro | 293.6782 | 436.5741 | 557.6898 | 1280.3433 | 4854.0584 | 4725.8579 | 5707.6988 | 5970.263 | 9565.6861 | 10345.7909 | 10453.2083 | 14448.197 | 14324.45 | 14417.9295 | 15996.4695 | 15570.328 | 17511.3074 | 17078.7949 | 18509.9501 | 18325.1064 | 22253.7016 | 24482.2333 | 23234.164 | 24622.4778 | 23661.79 | 22327.2207 | 21762.2502 | 22107.0086 | 21170.2115
NEM | VPP | 40.0815 | 132.0728 | 303.1009 | 610.419 | 930.7131 | 1305.9468 | 1695.13 | 2051.7611 | 2448.6019 | 2812.9542 | 3184.3214 | 3591.5181 | 3981.3758 | 4348.0412 | 4961.7119 | 5136.1035 | 4979.9749 | 5136.4091 | 5454.5329 | 5625.1117 | 5971.1395 | 5861.9932 | 5409.0241 | 5849.6672 | 5707.6103 | 5343.4051 | 5217.0801 | 5001.0433 | 4845.6312
Total excluding storage |  | 182859.6005 | 181441.513 | 179839.2976 | 179752.292 | 179598.9409 | 177612.8677 | 178465.1032 | 183656.1069 | 184431.3514 | 186178.9043 | 189666.7648 | 193362.4508 | 198407.4479 | 203450.0165 | 204189.0734 | 208452.0451 | 219975.3614 | 221090.715 | 223681.4129 | 226836.1862 | 232634.4103 | 240488.202 | 246794.5368 | 248033.8722 | 253027.6243 | 266795.9698 | 267244.1718 | 268471.6549 | 271043.9507
Region | Technology | 2021-22 | 2022-23 | 2023-24 | 2024-25 | 2025-26 | 2026-27 | 2027-28 | 2028-29 | 2029-30 | 2030-31 | 2031-32 | 2032-33 | 2033-34 | 2034-35 | 2035-36 | 2036-37 | 2037-38 | 2038-39 | 2039-40 | 2040-41 | 2041-42 | 2042-43 | 2043-44 | 2044-45 | 2045-46 | 2046-47 | 2047-48 | 2048-49 | 2049-50
NSW1 | Black Coal | 43248.0609 | 38192.3463 | 33801.3314 | 36339.0917 | 29657.3739 | 26569.4057 | 25808.5953 | 27830.4678 | 21243.3613 | 21147.0286 | 18915.7705 | 8575.3607 | 10695.7071 | 9309.4248 | 5138.1016 | 6349.8028 | 7119.7438 | 6927.4337 | 6407.3825 | 5640.6211 | 3211.2555 | 0 | 0 | 0 | 0 | 0 | 0 | 0 | 0
NSW1 | Brown Coal | 0 | 0 | 0 | 0 | 0 | 0 | 0 | 0 | 0 | 0 | 0 | 0 | 0 | 0 | 0 | 0 | 0 | 0 | 0 | 0 | 0 | 0 | 0 | 0 | 0 | 0 | 0 | 0 | 0
NSW1 | CCGT | 33.6489 | 33.6489 | 101.2233 | 257.4114 | 343.2849 | 184.2864 | 393.4009 | 574.7799 | 550.8544 | 613.7013 | 719.5945 | 1213.5023 | 1240.6828 | 1450.5179 | 1245.6768 | 1006.3711 | 1409.8161 | 1565.9153 | 1388.9473 | 1237.7644 | 1294.6861 | 1498.6199 | 44.1403 | 0.00015606 | 0.00015879 | 0.00016759 | 0.00016552 | 0.00016296 | 0.0001608
NSW1 | Gas - Steam | 0 | 0 | 0 | 0 | 0 | 0 | 0 | 0 | 0 | 0 | 0 | 0 | 0 | 0 | 0 | 0 | 0 | 0 | 0 | 0 | 0 | 0 | 0 | 0 | 0 | 0 | 0 | 0 | 0
NSW1 | OCGT / Diesel | 1.9556e-05 | 2.05e-05 | 12.1003 | 61.5575 | 10.7192 | 21.3603 | 17.1605 | 51.5894 | 1.0354 | 10.3513 | 24.2274 | 360.4036 | 149.5083 | 499.7311 | 421.8485 | 540.4713 | 1354.2948 | 1674.1303 | 2200.6409 | 3070.9846 | 1843.7654 | 2684.5382 | 4633.6317 | 2615.9044 | 2410.0166 | 3476.6748 | 4771.6918 | 4970.0675 | 4649.5494
NSW1 | Hydro | 2181.967 | 2333.7019 | 2186.9238 | 2940.932 | 2824.0605 | 2748.8801 | 3063.4125 | 3972.379 | 3128.9573 | 2916.1992 | 3031.4363 | 3047.3011 | 3542.1147 | 3793.8538 | 3815.1545 | 3611.285 | 4619.3798 | 3892.1985 | 3714.174 | 3396.0021 | 3293.5412 | 3815.5938 | 3729.4306 | 3913.4498 | 3871.7754 | 4640.1218 | 3721.7649 | 3399.245 | 3013.1378
NSW1 | Wind | 10304.448 | 11747.8718 | 15866.259 | 20548.9744 | 22848.109 | 24844.3105 | 27644.9985 | 24937.9632 | 27613.8522 | 29468.0495 | 30594.8122 | 37908.4132 | 36401.066 | 38405.1862 | 40620.0872 | 41862.8597 | 36427.1169 | 35822.7219 | 37823.0612 | 37176.0799 | 39810.6877 | 39111.4896 | 40048.4792 | 41983.9822 | 46519.8562 | 45631.9992 | 45715.7425 | 47046.8904 | 48389.8273
NSW1 | Solar PV | 5342.8111 | 6499.5895 | 6543.0153 | 6299.1527 | 6848.3797 | 7406.1141 | 7441.0331 | 7331.8652 | 14995.1435 | 15838.8228 | 16140.5995 | 18526.0734 | 19717.6932 | 18905.2762 | 20334.9392 | 20365.7244 | 24085.3792 | 25103.5934 | 28751.4365 | 31337.7562 | 35239.7477 | 40061.9189 | 39523.9012 | 42415.5589 | 42011.6355 | 41568.8898 | 41531.7811 | 42968.7371 | 41944.4018
NSW1 | Grid Battery | 3.9376e-05 | 5.6692e-05 | 5.7215e-05 | 8.306e-05 | 8.9901e-05 | 9.7634e-05 | 0.00013786 | 0.00015725 | 0.00059323 | 0.00063484 | 0.00064274 | 0.0012095 | 0.0012061 | 0.0012675 | 0.0018796 | 0.0018171 | 0.0018796 | 0.0018902 | 633.3143 | 631.2293 | 2212.6316 | 2193.3075 | 2129.6876 | 3791.4151 | 3734.6161 | 3658.455 | 3579.0785 | 3690.3395 | 3593.1857
NSW1 | Pumped Hydro | 74.1729 | 129.255 | 173.4327 | 902.2197 | 4453.4358 | 4235.1043 | 5136.4182 | 5437.849 | 9058.0035 | 9790.401 | 9939.0226 | 10092.2542 | 9668.2267 | 9928.1366 | 10564.088 | 10095.7628 | 10519.6802 | 9957.8697 | 10800.9902 | 10595.344 | 12254.7355 | 12044.0815 | 11646.6955 | 12396.6221 | 12039.2602 | 11873.7996 | 11176.3631 | 11687.5856 | 11296.9079
NSW1 | VPP | 7.5999 | 45.1509 | 94.0789 | 177.3268 | 282.3266 | 400.6925 | 513.4962 | 638.6026 | 774.7269 | 902.0765 | 1009.4288 | 1197.2893 | 1360.4213 | 1485.2636 | 1697.4849 | 1750.7505 | 1756.271 | 1787.1033 | 1890.3892 | 1933.3081 | 2051.852 | 2114.9969 | 1974.9527 | 2163.9414 | 2106.125 | 2102.7547 | 1995.7618 | 1997.9432 | 1909.9682
Total excluding storage |  | 61110.936 | 58807.1585 | 58510.853 | 66447.1197 | 62531.9274 | 61774.3571 | 64368.601 | 64699.0445 | 67533.2042 | 69994.1526 | 69426.4405 | 69631.0543 | 71746.7721 | 72363.99 | 71575.8078 | 73736.5143 | 75015.7306 | 74985.9932 | 80285.6424 | 81859.2083 | 84693.6836 | 87172.1604 | 87979.583 | 90928.8955 | 94813.2838 | 95317.6858 | 95740.9805 | 98384.9402 | 97996.9165
Region | Technology | 2021-22 | 2022-23 | 2023-24 | 2024-25 | 2025-26 | 2026-27 | 2027-28 | 2028-29 | 2029-30 | 2030-31 | 2031-32 | 2032-33 | 2033-34 | 2034-35 | 2035-36 | 2036-37 | 2037-38 | 2038-39 | 2039-40 | 2040-41 | 2041-42 | 2042-43 | 2043-44 | 2044-45 | 2045-46 | 2046-47 | 2047-48 | 2048-49 | 2049-50
QLD1 | Black Coal | 34261.4677 | 31820.3198 | 33267.842 | 25857.2779 | 24612.1803 | 24454.5834 | 22240.7547 | 23471.9281 | 22523.9622 | 21682.8191 | 20687.8877 | 21349.3395 | 20352.6819 | 18143.7604 | 17624.017 | 15851.0538 | 16054.5464 | 15866.206 | 14606.4172 | 15148.6207 | 13006.2278 | 10287.8236 | 7085.919 | 6095.0903 | 5702.2457 | 5836.5727 | 5421.4509 | 4953.935 | 5087.9052
QLD1 | Brown Coal | 0 | 0 | 0 | 0 | 0 | 0 | 0 | 0 | 0 | 0 | 0 | 0 | 0 | 0 | 0 | 0 | 0 | 0 | 0 | 0 | 0 | 0 | 0 | 0 | 0 | 0 | 0 | 0 | 0
QLD1 | CCGT | 1104.025 | 1104.025 | 1232.2762 | 2241.4891 | 2717.6317 | 2317.6134 | 2768.4017 | 2787.8238 | 2603.6665 | 2797.5767 | 3317.9369 | 3612.688 | 4185.4364 | 3624.38 | 3381.1897 | 2720.8791 | 3023.9462 | 2868.4865 | 2372.8954 | 2614.8022 | 2878.8265 | 3144.0676 | 2989.4621 | 2852.921 | 1374.3915 | 960.5236 | 963.1552 | 960.5235 | 960.5235
QLD1 | Gas - Steam | 37.1158 | 37.1158 | 73.7192 | 72.804 | 72.804 | 72.804 | 129.7483 | 148.8137 | 150.8186 | 111.649 | 104.2664 | 129.012 | 195.3325 | 167.3842 | 148.1079 | 174.5891 | 199.6279 | 185.019 | 159.9395 | 182.0786 | 233.3448 | 247.6038 | 227.304 | 221.9334 | 192.4632 | 0 | 0 | 0 | 0
QLD1 | OCGT / Diesel | 3.2892e-05 | 3.4279e-05 | 3.6696e-05 | 108.7873 | 55.2238 | 63.2009 | 127.8432 | 206.6237 | 107.3748 | 208.6388 | 405.3651 | 629.703 | 627.2942 | 462.327 | 501.4291 | 744.7976 | 1122.1454 | 688.2684 | 1468.0468 | 1690.2287 | 2054.7357 | 2426.9377 | 2157.4044 | 2496.2784 | 2726.8426 | 5218.4787 | 4165.0628 | 4226.5748 | 3900.7504
QLD1 | Hydro | 698.9061 | 697.5974 | 700.3443 | 696.8408 | 695.6817 | 694.527 | 695.7093 | 691.4645 | 691.8144 | 670.3248 | 693.913 | 686.2556 | 686.9027 | 677.2729 | 660.4898 | 658.83 | 230.8467 | 230.8196 | 217.905 | 211.4232 | 217.2884 | 0 | 0 | 0 | 0 | 0 | 0 | 0 | 0
QLD1 | Wind | 16411.941 | 17151.5516 | 16072.9435 | 18801.8617 | 22020.9975 | 21580.1 | 23356.204 | 25825.6041 | 25336.8871 | 25943.1826 | 25509.713 | 25743.7508 | 26569.7455 | 31010.0842 | 31272.3807 | 34528.6211 | 37416.7316 | 37328.2078 | 37430.3794 | 33836.5165 | 34960.8004 | 35023.6036 | 40710.2314 | 40982.551 | 44594.4385 | 47619.481 | 47727.2717 | 49054.8556 | 49197.8322
QLD1 | Solar PV | 5555.096 | 7538.3543 | 7676.8678 | 7343.9828 | 7448.1626 | 7800.5681 | 7893.2071 | 6593.1205 | 7142.0032 | 7427.2478 | 7787.1587 | 8773.8297 | 9475.6748 | 9552.5309 | 9938.1579 | 9667.9193 | 11641.2836 | 12462.7322 | 13615.5765 | 15942.7367 | 17810.7861 | 23768.3801 | 23003.3537 | 22547.14 | 21776.7046 | 23004.0445 | 23937.7898 | 23048.2869 | 22668.8001
QLD1 | Grid Battery | 2.7621e-05 | 22.5251 | 25.7475 | 29.3457 | 28.9595 | 29.8874 | 29.6989 | 28.0785 | 27.452 | 28.0598 | 27.5066 | 327.6086 | 750.242 | 765.9552 | 764.9425 | 778.5362 | 1199.1375 | 1217.8405 | 1210.7229 | 1198.6266 | 1219.6866 | 1661.8934 | 1651.3597 | 1647.2922 | 1592.8567 | 2957.9602 | 3088.9072 | 3859.6907 | 3711.372
QLD1 | Pumped Hydro | 219.5053 | 307.3192 | 384.2569 | 378.1233 | 400.6224 | 490.7533 | 571.2802 | 532.4136 | 507.6821 | 555.3893 | 514.1849 | 1448.757 | 1888.143 | 1862.5136 | 1945.1772 | 1971.1264 | 3376.0842 | 3521.3437 | 3795.8371 | 3950.515 | 4501.4036 | 7248.9906 | 6731.4576 | 6906.186 | 6356.5608 | 5364.6709 | 5551.3434 | 5107.8732 | 4817.9927
QLD1 | VPP | 10.4871 | 37.8004 | 81.4633 | 164.2969 | 249.7276 | 339.295 | 443.1296 | 530.2388 | 631.1053 | 740.48 | 848.9806 | 932.8889 | 1015.0118 | 1127.8123 | 1269.2877 | 1297.3698 | 1214.3878 | 1320.5905 | 1351.3476 | 1470.556 | 1566.9828 | 1457.4064 | 1343.0949 | 1356.7182 | 1247.4573 | 1026.4899 | 1111.0286 | 791.5367 | 838.9613
Total excluding storage |  | 58068.5517 | 58348.9639 | 59023.9929 | 55123.0436 | 57622.6816 | 56983.3968 | 57211.8684 | 59725.3785 | 58556.5269 | 58841.4388 | 58506.2407 | 60924.5786 | 62093.0681 | 63637.7395 | 63525.7721 | 64346.69 | 69689.1277 | 69629.7394 | 69871.1598 | 69626.4067 | 71162.0097 | 74898.4164 | 76173.6746 | 75195.9141 | 76367.0861 | 82639.1004 | 82214.7304 | 82244.1758 | 81815.8115
Region | Technology | 2021-22 | 2022-23 | 2023-24 | 2024-25 | 2025-26 | 2026-27 | 2027-28 | 2028-29 | 2029-30 | 2030-31 | 2031-32 | 2032-33 | 2033-34 | 2034-35 | 2035-36 | 2036-37 | 2037-38 | 2038-39 | 2039-40 | 2040-41 | 2041-42 | 2042-43 | 2043-44 | 2044-45 | 2045-46 | 2046-47 | 2047-48 | 2048-49 | 2049-50
VIC1 | Black Coal | 0 | 0 | 0 | 0 | 0 | 0 | 0 | 0 | 0 | 0 | 0 | 0 | 0 | 0 | 0 | 0 | 0 | 0 | 0 | 0 | 0 | 0 | 0 | 0 | 0 | 0 | 0 | 0 | 0
VIC1 | Brown Coal | 26914.7204 | 23069.3113 | 24473.5322 | 12744.91 | 12615.189 | 9983.1008 | 0.0059135 | 0.0044836 | 0.0041647 | 0.0041536 | 0.0037985 | 0.003851 | 0.004006 | 0.003662 | 0.0036119 | 0.0034515 | 0.0029656 | 0.0033425 | 0.002897 | 0.0023785 | 0.0030121 | 0.0033985 | 0.0035614 | 0.0032651 | 0.0016931 | 0.0019193 | 0.00041565 | 0 | 0
VIC1 | CCGT | 2.1761e-05 | 2.1428e-05 | 2.2539e-05 | 3.8972e-05 | 3.9899e-05 | 3.9796e-05 | 4.1632e-05 | 4.6803e-05 | 4.6412e-05 | 4.9304e-05 | 5.424e-05 | 7.9682e-05 | 8.0188e-05 | 7.956e-05 | 7.7348e-05 | 7.6959e-05 | 0.00011639 | 0.00011806 | 0.00011721 | 0.00011588 | 0.00017367 | 0.00018133 | 0.00027499 | 0.00026556 | 0.00027205 | 0.00028817 | 0.00028496 | 0.000325 | 0.00056282
VIC1 | Gas - Steam | 10.9401 | 5.2245 | 9.6337 | 64.2385 | 63.6098 | 64.2655 | 98.0049 | 136.9873 | 36.9435 | 121.5188 | 215.1051 | 682.9526 | 539.234 | 785.7941 | 426.5979 | 341.4112 | 660.5065 | 976.5613 | 0 | 0 | 0 | 0 | 0 | 0 | 0 | 0 | 0 | 0 | 0
VIC1 | OCGT / Diesel | 11.1075 | 0.3094 | 9.4082 | 40.3523 | 27.6233 | 67.9367 | 59.8224 | 92.2676 | 14.5432 | 57.5004 | 92.6937 | 342.5368 | 186.7148 | 534.6344 | 439.8214 | 409.1904 | 929.0584 | 884.5094 | 2102.4622 | 2355.4949 | 3360.1393 | 4258.0387 | 5653.9914 | 4267.1804 | 4681.2936 | 6491.7323 | 6828.8945 | 8609.2061 | 10856.8481
VIC1 | Hydro | 2782.0848 | 2809.7201 | 2555.6856 | 3150.2307 | 3232.9474 | 3062.1409 | 3095.5204 | 3900.2366 | 3241.9242 | 2775.921 | 2799.5747 | 2525.8336 | 3113.9449 | 3213.3936 | 3047.8081 | 3066.1472 | 3873.5412 | 3219.4339 | 2769.919 | 2768.1763 | 2512.2646 | 3090.9404 | 3201.1537 | 3024.2739 | 3047.8657 | 3842.1856 | 3192.8413 | 2736.67 | 2747.0379
VIC1 | Wind | 10716.4847 | 13595.7599 | 11522.8422 | 15232.1762 | 15945.2987 | 17746.4404 | 24944.0156 | 25034.6614 | 25878.1089 | 24433.0089 | 27197.6817 | 23616.3641 | 25754.1929 | 27265.2758 | 29228.95 | 30627.8207 | 34648.4767 | 35693.782 | 33297.4253 | 34192.7185 | 31271.9657 | 31060.9344 | 31866.0682 | 32809.1116 | 30820.5968 | 30451.065 | 31226.7179 | 29515.2896 | 29145.4646
VIC1 | Solar PV | 2656.001 | 2636.7224 | 2731.7131 | 2624.9482 | 2493.1718 | 2629.2611 | 3643.021 | 3390.2252 | 3462.8295 | 4333.1687 | 4702.3961 | 8056.9293 | 7528.3586 | 7564.9783 | 7957.7213 | 8149.0177 | 7338.1249 | 7455.3183 | 7570.177 | 7684.2385 | 11880.7923 | 11338.3978 | 12117.8253 | 12649.7561 | 13539.8664 | 15106.1598 | 15331.6804 | 15031.0661 | 15119.1415
VIC1 | Grid Battery | 51.2041 | 108.46 | 119.6661 | 160.2177 | 152.5186 | 159.8792 | 159.7825 | 150.4225 | 143.4553 | 147.7418 | 139.3402 | 145.6384 | 111.1704 | 103.8565 | 115.1075 | 114.837 | 106.7243 | 99.8482 | 111.3172 | 106.5545 | 40.1304 | 0.0024444 | 0.0026647 | 317.112 | 315.9162 | 318.4215 | 316.6394 | 320.8209 | 436.1363
VIC1 | Pumped Hydro | 0 | 0 | 5.6448e-05 | 0.00011427 | 0.00011198 | 0.0001969 | 0.0001987 | 0.00025231 | 0.00028334 | 0.00043862 | 0.00050949 | 2907.1855 | 2768.08 | 2627.279 | 3487.204 | 3503.4385 | 3615.5425 | 3599.581 | 3913.1223 | 3779.2468 | 5497.562 | 5189.1606 | 4856.0103 | 5319.669 | 5265.9683 | 5088.7495 | 5034.543 | 5311.549 | 5055.31
VIC1 | VPP | 7.7028 | 20.076 | 70.7089 | 186.2357 | 288.9832 | 424.0354 | 563.0441 | 668.632 | 797.6611 | 887.8775 | 1014.3268 | 1119.9891 | 1236.7171 | 1327.9865 | 1566.0756 | 1649.1887 | 1561.4337 | 1591.1254 | 1747.7614 | 1746.4912 | 1866.5322 | 1824.5051 | 1658.8095 | 1868.0226 | 1877.68 | 1796.0348 | 1721.3363 | 1810.9493 | 1691.8461
Total excluding storage |  | 43091.3385 | 42117.0476 | 41302.8151 | 33856.8559 | 34377.84 | 33553.1455 | 31840.3902 | 32554.3827 | 32634.3535 | 31721.1221 | 35007.4552 | 35224.6203 | 37122.4493 | 39364.0799 | 41100.9023 | 42593.5906 | 47449.7109 | 48229.6084 | 45739.9865 | 47000.6308 | 49025.1651 | 49748.315 | 52839.0424 | 52750.3256 | 52089.6246 | 55891.1449 | 56580.1348 | 55892.2321 | 57868.4927
Region | Technology | 2021-22 | 2022-23 | 2023-24 | 2024-25 | 2025-26 | 2026-27 | 2027-28 | 2028-29 | 2029-30 | 2030-31 | 2031-32 | 2032-33 | 2033-34 | 2034-35 | 2035-36 | 2036-37 | 2037-38 | 2038-39 | 2039-40 | 2040-41 | 2041-42 | 2042-43 | 2043-44 | 2044-45 | 2045-46 | 2046-47 | 2047-48 | 2048-49 | 2049-50
SA1 | Black Coal | 0 | 0 | 0 | 0 | 0 | 0 | 0 | 0 | 0 | 0 | 0 | 0 | 0 | 0 | 0 | 0 | 0 | 0 | 0 | 0 | 0 | 0 | 0 | 0 | 0 | 0 | 0 | 0 | 0
SA1 | Brown Coal | 0 | 0 | 0 | 0 | 0 | 0 | 0 | 0 | 0 | 0 | 0 | 0 | 0 | 0 | 0 | 0 | 0 | 0 | 0 | 0 | 0 | 0 | 0 | 0 | 0 | 0 | 0 | 0 | 0
SA1 | CCGT | 1114.8326 | 1114.8326 | 492.3696 | 749.7616 | 964.254 | 840.1746 | 658.2561 | 558.9322 | 449.5019 | 739.1813 | 919.8711 | 1079.8637 | 1214.7872 | 1291.3728 | 1041.4126 | 1024.9706 | 9.2504e-05 | 9.3145e-05 | 9.2597e-05 | 9.1181e-05 | 0.00010883 | 0.00011207 | 0.00011293 | 0.00010735 | 0.00010961 | 0.00011261 | 0.00011098 | 0.00011036 | 0.00010869
SA1 | Gas - Steam | 661.7556 | 677.7037 | 642.9708 | 126.4825 | 155.0306 | 156.1374 | 121.8127 | 131.8703 | 81.5731 | 102.1452 | 210.7581 | 452.0619 | 501.744 | 880.4533 | 0 | 0 | 0 | 0 | 0 | 0 | 0 | 0 | 0 | 0 | 0 | 0 | 0 | 0 | 0
SA1 | OCGT / Diesel | 49.0573 | 23.9799 | 83.8962 | 123.1748 | 193.2275 | 129.9111 | 84.253 | 103.1717 | 15.3306 | 110.4219 | 189.9107 | 332.6401 | 323.6298 | 467.914 | 378.1871 | 344.4268 | 905.7884 | 918.702 | 1106.0408 | 1154.4041 | 1126.2649 | 1312.2228 | 1765.1602 | 766.6238 | 778.7893 | 792.4773 | 741.5698 | 973.663 | 852.6825
SA1 | Hydro | 0 | 0 | 0 | 0 | 0 | 0 | 0 | 0 | 0 | 0 | 0 | 0 | 0 | 0 | 0 | 0 | 0 | 0 | 0 | 0 | 0 | 0 | 0 | 0 | 0 | 0 | 0 | 0 | 0
SA1 | Wind | 6963.9714 | 7730.0638 | 7041.5413 | 9605.0125 | 9342.2877 | 10319.1708 | 10304.9123 | 12001.4377 | 11848.9423 | 11405.2129 | 11922.7818 | 12266.052 | 11903.1812 | 11155.2048 | 12556.4999 | 12313.0415 | 11596.6007 | 12137.1213 | 11949.6101 | 12435.8119 | 12068.157 | 12201.0217 | 12277.1549 | 13794.536 | 13576.0218 | 16128.5069 | 16560.8591 | 15908.9485 | 16601.3973
SA1 | Solar PV | 947.1378 | 1101.2377 | 1099.9036 | 1067.4594 | 1041.494 | 1066.2781 | 1099.271 | 1045.2071 | 1089.2541 | 1098.931 | 1322.3884 | 1327.7494 | 1257.1939 | 1492.6322 | 1531.8867 | 1588.1073 | 2859.4892 | 2807.6039 | 2706.1353 | 2800.3853 | 2741.2677 | 2659.8657 | 3240.7805 | 2963.3677 | 3036.3018 | 2688.6735 | 2673.4394 | 2564.2804 | 2927.7045
SA1 | Grid Battery | 87.0642 | 86.3007 | 101.5922 | 98.6255 | 92.8112 | 94.5522 | 93.6475 | 89.7151 | 84.8258 | 83.9366 | 78.4598 | 128.0708 | 124.9334 | 106.9648 | 543.3533 | 539.29 | 701.7335 | 690.8437 | 711.9267 | 697.8575 | 967.7152 | 947.4986 | 895.0992 | 945.5793 | 937.2609 | 857.4848 | 836.0494 | 856.8573 | 823.2048
SA1 | Pumped Hydro | 0 | 0 | 4.7267e-05 | 4.8717e-05 | 4.7526e-05 | 5.7501e-05 | 6.0057e-05 | 6.1731e-05 | 6.3554e-05 | 7.336e-05 | 7.525e-05 | 0.00013416 | 0.00013175 | 0.0001309 | 0.00016355 | 0.00016275 | 0.00021302 | 0.00021231 | 0.00021854 | 0.00021975 | 0.00027752 | 0.00026583 | 0.00026899 | 0.00043077 | 0.00042919 | 0.00041551 | 0.00042385 | 0.00043122 | 0.00043741
SA1 | VPP | 13.9161 | 27.1896 | 53.8337 | 78.4933 | 102.6086 | 131.8314 | 161.7186 | 195.211 | 226.9164 | 259.2289 | 278.5894 | 312.6132 | 337.508 | 364.0647 | 386.9595 | 397.1247 | 399.813 | 403.1071 | 424.3479 | 424.6064 | 440.6059 | 428.5798 | 385.4047 | 426.4636 | 432.0928 | 372.5343 | 362.2388 | 365.0897 | 351.4391
Total excluding storage |  | 9736.7547 | 10647.8178 | 9360.6815 | 11671.8908 | 11696.2938 | 12511.672 | 12268.505 | 13840.6191 | 13484.602 | 13455.8923 | 14565.7101 | 15458.3671 | 15200.5359 | 15287.577 | 15507.9862 | 15270.5462 | 15361.8784 | 15863.4273 | 15761.7863 | 16390.6013 | 15935.6898 | 16173.1103 | 17283.0956 | 17524.5275 | 17391.113 | 19609.6578 | 19975.8685 | 19446.892 | 20381.7845
Region | Technology | 2021-22 | 2022-23 | 2023-24 | 2024-25 | 2025-26 | 2026-27 | 2027-28 | 2028-29 | 2029-30 | 2030-31 | 2031-32 | 2032-33 | 2033-34 | 2034-35 | 2035-36 | 2036-37 | 2037-38 | 2038-39 | 2039-40 | 2040-41 | 2041-42 | 2042-43 | 2043-44 | 2044-45 | 2045-46 | 2046-47 | 2047-48 | 2048-49 | 2049-50
TAS1 | Black Coal | 0 | 0 | 0 | 0 | 0 | 0 | 0 | 0 | 0 | 0 | 0 | 0 | 0 | 0 | 0 | 0 | 0 | 0 | 0 | 0 | 0 | 0 | 0 | 0 | 0 | 0 | 0 | 0 | 0
TAS1 | Brown Coal | 0 | 0 | 0 | 0 | 0 | 0 | 0 | 0 | 0 | 0 | 0 | 0 | 0 | 0 | 0 | 0 | 0 | 0 | 0 | 0 | 0 | 0 | 0 | 0 | 0 | 0 | 0 | 0 | 0
TAS1 | CCGT | 1.7459e-05 | 1.7118e-05 | 1.8218e-05 | 1.8283e-05 | 1.8237e-05 | 1.8726e-05 | 2.0038e-05 | 2.096e-05 | 2.3174e-05 | 2.3529e-05 | 2.3431e-05 | 2.5475e-05 | 2.5436e-05 | 2.4348e-05 | 2.4724e-05 | 2.5011e-05 | 2.5542e-05 | 2.7929e-05 | 2.8917e-05 | 2.8414e-05 | 3.2142e-05 | 3.2357e-05 | 3.1693e-05 | 3.2659e-05 | 3.4516e-05 | 3.5474e-05 | 3.8107e-05 | 3.8911e-05 | 3.6639e-05
TAS1 | Gas - Steam | 0 | 0 | 0 | 0 | 0 | 0 | 0 | 0 | 0 | 0 | 0 | 0 | 0 | 0 | 0 | 0 | 0 | 0 | 0 | 0 | 0 | 0 | 0 | 0 | 0 | 0 | 0 | 0 | 0
TAS1 | OCGT / Diesel | 1.2994e-05 | 1.2307e-05 | 1.3319e-05 | 1.3639e-05 | 1.3692e-05 | 1.4546e-05 | 1.5263e-05 | 1.601e-05 | 1.7369e-05 | 1.7841e-05 | 1.7594e-05 | 0.25922 | 2.0069e-05 | 1.7174e-05 | 1.8286e-05 | 1.9217e-05 | 1.9997e-05 | 2.096e-05 | 2.2254e-05 | 0.25916 | 0.85314 | 2.0322e-05 | 1.9141e-05 | 0.22916 | 2.1071e-05 | 2.1808e-05 | 2.3535e-05 | 1.3291 | 2.0612e-05
TAS1 | Hydro | 7842.0526 | 8080.8208 | 8115.0006 | 9140.9702 | 9687.9462 | 9064.8298 | 8986.1015 | 9408.0356 | 8833.6971 | 8922.2838 | 8416.4547 | 8666.5707 | 8780.0441 | 9190.5021 | 8814.2739 | 8742.3204 | 9054.7766 | 8997.036 | 8778.6337 | 8199.6155 | 8355.2531 | 9034.602 | 8877.7583 | 8305.0873 | 8899.5291 | 10077.8057 | 9512.7528 | 9393.8305 | 9425.6234
TAS1 | Wind | 3009.9669 | 3439.7045 | 3525.9545 | 3512.4116 | 3682.2519 | 3725.4665 | 3789.6371 | 3428.6465 | 3388.9676 | 3244.0146 | 3744.4637 | 3457.0005 | 3464.5783 | 3606.1278 | 3664.331 | 3762.3834 | 3404.1371 | 3384.9105 | 3244.2041 | 3759.4644 | 3461.7556 | 3461.5976 | 3641.3827 | 3328.8928 | 3466.9873 | 3260.5748 | 3219.7044 | 3108.2548 | 3555.3219
TAS1 | Solar PV | 3.2356e-06 | 5.9579e-06 | 7.8228e-06 | 1.4629e-05 | 1.2488e-05 | 1.7293e-05 | 2.1107e-05 | 2.4294e-05 | 5.0636e-05 | 4.9497e-05 | 4.729e-05 | 4.8311e-05 | 4.948e-05 | 4.0152e-05 | 4.5019e-05 | 4.3755e-05 | 4.2761e-05 | 8.3238e-05 | 9.194e-05 | 8.1006e-05 | 0.00030334 | 0.00030678 | 0.00026079 | 0.00029088 | 0.00028413 | 0.00028243 | 0.00031254 | 0.0003085 | 0.00025006
TAS1 | Grid Battery | 2.6494e-05 | 3.8077e-05 | 3.7273e-05 | 4.4671e-05 | 6.1495e-05 | 6.1299e-05 | 7.1999e-05 | 8.3077e-05 | 8.6128e-05 | 9.2501e-05 | 0.00010732 | 0.00011093 | 0.00011559 | 0.00014617 | 0.00014482 | 0.00014479 | 0.0001679 | 0.00015495 | 0.00018193 | 0.00021849 | 0.00018543 | 0.00018674 | 0.00024636 | 0.00023465 | 0.00024047 | 0.00025716 | 0.00023863 | 0.00024318 | 0.00042673
TAS1 | Pumped Hydro | 0 | 0 | 0.00010312 | 0.00010651 | 0.00011878 | 0.00012393 | 0.00012935 | 0.00013814 | 0.00012987 | 0.00014122 | 0.00016067 | 0.0001652 | 0.00017123 | 0.00021688 | 0.00020939 | 0.00021516 | 0.00023969 | 0.00021844 | 0.0002523 | 0.00029604 | 0.00025642 | 0.00025534 | 0.00033068 | 0.00031534 | 0.00031812 | 0.00033692 | 0.00031027 | 0.00032893 | 0.00049692
TAS1 | VPP | 0.37565 | 1.8558 | 3.0161 | 4.0663 | 7.0671 | 10.0925 | 13.7415 | 19.0767 | 18.1923 | 23.2914 | 32.9958 | 28.7377 | 31.7177 | 42.9142 | 41.9042 | 41.6698 | 48.0693 | 34.4828 | 40.6868 | 50.1501 | 45.1666 | 36.505 | 46.7622 | 34.5214 | 44.2551 | 45.5914 | 26.7147 | 35.5244 | 53.4164
Total excluding storage |  | 10852.0196 | 11520.5253 | 11640.9551 | 12653.3819 | 13370.1981 | 12790.2964 | 12775.7387 | 12836.6821 | 12222.6648 | 12166.2985 | 12160.9184 | 12123.8305 | 12244.6225 | 12796.63 | 12478.605 | 12504.704 | 12458.9138 | 12381.9467 | 12022.8379 | 11959.3391 | 11817.8621 | 12496.1999 | 12519.1413 | 11634.2096 | 12366.5167 | 13338.3809 | 12732.4576 | 12503.4148 | 12980.9456
Explicitly modelled pumping
Region | Technology | 2021-22 | 2022-23 | 2023-24 | 2024-25 | 2025-26 | 2026-27 | 2027-28 | 2028-29 | 2029-30 | 2030-31 | 2031-32 | 2032-33 | 2033-34 | 2034-35 | 2035-36 | 2036-37 | 2037-38 | 2038-39 | 2039-40 | 2040-41 | 2041-42 | 2042-43 | 2043-44 | 2044-45 | 2045-46 | 2046-47 | 2047-48 | 2048-49 | 2049-50
NEM | Grid Battery pump | 169.937 | 269.0494 | 304.0517 | 356.6948 | 338.2612 | 350.4729 | 350.436 | 330.2373 | 316.0158 | 320.3703 | 303.5362 | 721.6568 | 1172.3946 | 1160.4562 | 1686.4062 | 1696.4304 | 2376.8267 | 2372.5356 | 3146.59 | 3115.68 | 5268.374 | 5701.6303 | 5544.4238 | 7976.5837 | 7848.3511 | 9247.7347 | 9296.2401 | 10344.6793 | 10157.5202
NEM | Pumped Hydro Pump | 678.345 | 1158.1465 | 1437.6782 | 3069.0512 | 6616.5455 | 7030.4983 | 8975.7425 | 9062.3849 | 13734.2941 | 14420.8838 | 15400.8835 | 20143.6911 | 20529.4379 | 20191.8846 | 22710.3679 | 22212.3644 | 24533.7821 | 24056.5529 | 25965.5819 | 25961.049 | 30415.714 | 33459.6809 | 31283.6169 | 33811.2346 | 32863.8137 | 30604.8293 | 29606.8445 | 30170.8458 | 28345.2227
NEM | VPP pump | 48.1073 | 158.879 | 363.4352 | 733.7371 | 1117.3675 | 1566.0642 | 2038.366 | 2458.7936 | 2939.6744 | 3375.4432 | 3831.3651 | 4302.8403 | 4777.4937 | 5223.0882 | 5951.5438 | 6163.7136 | 5987.394 | 6168.1426 | 6532.8947 | 6769.428 | 7148.833 | 7047.0981 | 6484.0775 | 7019.7434 | 6866.6529 | 6399.8388 | 6275.8179 | 5987.1779 | 5812.4097
Region | Technology | 2021-22 | 2022-23 | 2023-24 | 2024-25 | 2025-26 | 2026-27 | 2027-28 | 2028-29 | 2029-30 | 2030-31 | 2031-32 | 2032-33 | 2033-34 | 2034-35 | 2035-36 | 2036-37 | 2037-38 | 2038-39 | 2039-40 | 2040-41 | 2041-42 | 2042-43 | 2043-44 | 2044-45 | 2045-46 | 2046-47 | 2047-48 | 2048-49 | 2049-50
NSW1 | Grid Battery pump | 4.6746e-05 | 6.7289e-05 | 6.7845e-05 | 9.8586e-05 | 0.00010664 | 0.00011582 | 0.00016379 | 0.00018644 | 0.00071163 | 0.00076128 | 0.00077212 | 0.0014364 | 0.0014325 | 0.0015077 | 0.0022246 | 0.0021528 | 0.0022311 | 0.0022394 | 745.0756 | 744.657 | 2647.152 | 2623.9621 | 2548.0971 | 4550.9017 | 4493.9061 | 4377.2042 | 4307.8843 | 4415.3737 | 4311.5704
NSW1 | Pumped Hydro Pump | 364.273 | 715.4122 | 886.5009 | 2523.1922 | 6040.0467 | 6328.371 | 8154.7161 | 8297.2163 | 13004.6688 | 13622.695 | 14658.7439 | 14602.8356 | 14624.0142 | 14509.9702 | 15855.7449 | 15294.0218 | 15712.6698 | 15095.7922 | 16286.8872 | 16186.4473 | 17862.7412 | 17824.235 | 16772.9077 | 18479.7033 | 18242.0394 | 17520.0018 | 16335.582 | 17114.6172 | 16020.1968
NSW1 | VPP pump | 9.1217 | 54.3728 | 112.7361 | 213.3209 | 338.3741 | 480.9246 | 617.9083 | 764.884 | 929.8564 | 1082.7061 | 1214.9613 | 1433.6247 | 1632.8288 | 1787.0246 | 2033.03 | 2101.3166 | 2113.9341 | 2145.1892 | 2262.6846 | 2327.1874 | 2455.9515 | 2538.5194 | 2370.392 | 2597.2439 | 2535.839 | 2515.8173 | 2403.7254 | 2389.6692 | 2292.4158
Region | Technology | 2021-22 | 2022-23 | 2023-24 | 2024-25 | 2025-26 | 2026-27 | 2027-28 | 2028-29 | 2029-30 | 2030-31 | 2031-32 | 2032-33 | 2033-34 | 2034-35 | 2035-36 | 2036-37 | 2037-38 | 2038-39 | 2039-40 | 2040-41 | 2041-42 | 2042-43 | 2043-44 | 2044-45 | 2045-46 | 2046-47 | 2047-48 | 2048-49 | 2049-50
QLD1 | Grid Battery pump | 3.2509e-05 | 27.7099 | 31.7871 | 36.274 | 35.8066 | 36.7992 | 36.6654 | 34.6648 | 33.8914 | 34.6418 | 34.0576 | 386.9258 | 884.1339 | 902.9239 | 901.8443 | 916.8124 | 1416.0715 | 1430.3521 | 1425.8868 | 1412.3584 | 1432.7158 | 1958.3241 | 1942.0336 | 1936.6879 | 1872.839 | 3488.8828 | 3625.0786 | 4545.4263 | 4361.706
QLD1 | Pumped Hydro Pump | 314.072 | 442.7343 | 551.1771 | 545.8587 | 576.4985 | 702.1269 | 821.0259 | 765.1681 | 729.6247 | 798.188 | 742.1387 | 1906.8732 | 2433.8803 | 2402.0436 | 2502.8315 | 2538.9115 | 4301.1157 | 4440.4326 | 4808.8435 | 5025.4151 | 5706.1474 | 9137.1908 | 8452.4989 | 8679.8104 | 8005.4467 | 6759.8896 | 6942.0829 | 6452.7922 | 6005.8878
QLD1 | VPP pump | 12.587 | 45.3695 | 97.7753 | 197.5716 | 300.0356 | 406.5553 | 531.8609 | 636.4126 | 757.4763 | 888.7519 | 1021.6334 | 1117.0333 | 1218.2553 | 1353.6484 | 1524.6418 | 1555.9515 | 1462.1727 | 1580.4037 | 1621.9382 | 1767.6155 | 1878.1529 | 1752.6013 | 1611.946 | 1626.7704 | 1495.5788 | 1236.7113 | 1328.8189 | 953.5316 | 1003.4535
Region | Technology | 2021-22 | 2022-23 | 2023-24 | 2024-25 | 2025-26 | 2026-27 | 2027-28 | 2028-29 | 2029-30 | 2030-31 | 2031-32 | 2032-33 | 2033-34 | 2034-35 | 2035-36 | 2036-37 | 2037-38 | 2038-39 | 2039-40 | 2040-41 | 2041-42 | 2042-43 | 2043-44 | 2044-45 | 2045-46 | 2046-47 | 2047-48 | 2048-49 | 2049-50
VIC1 | Grid Battery pump | 62.7552 | 134.4903 | 147.1469 | 198.3886 | 188.1449 | 196.9425 | 197.8513 | 185.1178 | 177.1053 | 182.3973 | 172.6139 | 179.2114 | 137.2473 | 128.3625 | 141.9632 | 141.7739 | 131.7583 | 123.7595 | 136.9382 | 132.0141 | 49.0779 | 0.0028808 | 0.0031302 | 373.0729 | 372.7642 | 373.5154 | 373.615 | 376.3382 | 513.1016
VIC1 | Pumped Hydro Pump | 0 | 0 | 7.0702e-05 | 0.00014306 | 0.00013986 | 0.00024588 | 0.00024945 | 0.00031431 | 0.00035532 | 0.00054757 | 0.00063923 | 3633.982 | 3471.543 | 3279.8704 | 4351.791 | 4379.4307 | 4519.996 | 4520.3276 | 4869.8506 | 4749.186 | 6846.8247 | 6498.2544 | 6058.2095 | 6651.72 | 6616.3267 | 6324.937 | 6329.1787 | 6603.4355 | 6319.137
VIC1 | VPP pump | 9.2452 | 24.181 | 84.7825 | 223.5271 | 347.5464 | 508.2453 | 677.431 | 800.8729 | 957.3828 | 1065.664 | 1220.794 | 1341.4354 | 1484.2913 | 1593.9484 | 1879.1337 | 1979.4184 | 1874.0916 | 1915.8153 | 2091.6422 | 2102.7623 | 2233.7245 | 2196.901 | 1983.9043 | 2242.0711 | 2261.4905 | 2147.8404 | 2074.0673 | 2165.5148 | 2030.6175
Region | Technology | 2021-22 | 2022-23 | 2023-24 | 2024-25 | 2025-26 | 2026-27 | 2027-28 | 2028-29 | 2029-30 | 2030-31 | 2031-32 | 2032-33 | 2033-34 | 2034-35 | 2035-36 | 2036-37 | 2037-38 | 2038-39 | 2039-40 | 2040-41 | 2041-42 | 2042-43 | 2043-44 | 2044-45 | 2045-46 | 2046-47 | 2047-48 | 2048-49 | 2049-50
SA1 | Grid Battery pump | 107.1817 | 106.849 | 125.1176 | 122.032 | 114.3096 | 116.7311 | 115.9191 | 110.4545 | 105.0183 | 103.3304 | 96.8639 | 155.5181 | 151.0117 | 129.1682 | 642.5964 | 637.8417 | 828.9945 | 818.4215 | 838.6892 | 826.6502 | 1139.4281 | 1119.341 | 1054.2896 | 1115.9209 | 1108.8416 | 1008.132 | 989.6619 | 1007.5409 | 971.1417
SA1 | Pumped Hydro Pump | 0 | 0 | 5.9121e-05 | 6.1005e-05 | 5.9334e-05 | 7.1803e-05 | 7.5352e-05 | 7.6883e-05 | 7.9687e-05 | 9.157e-05 | 9.4145e-05 | 0.00016782 | 0.00016467 | 0.00016334 | 0.00020441 | 0.00020348 | 0.00026623 | 0.00026635 | 0.00027219 | 0.00027575 | 0.00034583 | 0.00033295 | 0.00033599 | 0.00053914 | 0.00053745 | 0.00051733 | 0.00053191 | 0.00053692 | 0.00054734
SA1 | VPP pump | 16.7026 | 32.7154 | 64.5318 | 94.4 | 122.9653 | 158.229 | 194.5691 | 233.8312 | 272.9619 | 310.528 | 334.3735 | 376.2549 | 404.045 | 436.9641 | 464.4433 | 476.644 | 479.8707 | 485.3349 | 507.8077 | 511.2371 | 527.2232 | 514.9876 | 461.9873 | 512.2243 | 520.1066 | 445.2705 | 436.6688 | 436.2981 | 421.8106
Region | Technology | 2021-22 | 2022-23 | 2023-24 | 2024-25 | 2025-26 | 2026-27 | 2027-28 | 2028-29 | 2029-30 | 2030-31 | 2031-32 | 2032-33 | 2033-34 | 2034-35 | 2035-36 | 2036-37 | 2037-38 | 2038-39 | 2039-40 | 2040-41 | 2041-42 | 2042-43 | 2043-44 | 2044-45 | 2045-46 | 2046-47 | 2047-48 | 2048-49 | 2049-50
TAS1 | Grid Battery pump | 3.1172e-05 | 4.4819e-05 | 4.3851e-05 | 5.2581e-05 | 7.2339e-05 | 7.2085e-05 | 8.4759e-05 | 9.7705e-05 | 0.00010138 | 0.00010877 | 0.00012634 | 0.00013053 | 0.000136 | 0.00017197 | 0.00017038 | 0.00017035 | 0.0001975 | 0.00018235 | 0.00021391 | 0.00025722 | 0.00021814 | 0.00021972 | 0.00028984 | 0.00027606 | 0.00028294 | 0.00030253 | 0.00028078 | 0.00028589 | 0.00050209
TAS1 | Pumped Hydro Pump | 0 | 0 | 0.00012934 | 0.00013331 | 0.00014836 | 0.00015449 | 0.00016228 | 0.00017225 | 0.00016274 | 0.00017599 | 0.00020138 | 0.00020668 | 0.000214 | 0.00027113 | 0.00026164 | 0.00026917 | 0.00029945 | 0.00027329 | 0.00031437 | 0.00037192 | 0.00031979 | 0.00031966 | 0.00041296 | 0.00039387 | 0.00039812 | 0.0004203 | 0.00038873 | 0.00040974 | 0.00062155
TAS1 | VPP pump | 0.45087 | 2.2402 | 3.6096 | 4.9175 | 8.4462 | 12.11 | 16.5968 | 22.7929 | 21.997 | 27.7932 | 39.6028 | 34.492 | 38.0733 | 51.5026 | 50.295 | 50.3832 | 57.325 | 41.3994 | 48.8219 | 60.6257 | 53.7808 | 44.0887 | 55.848 | 41.4338 | 53.638 | 54.1992 | 32.5375 | 42.1641 | 64.1124
Non-controllable capacity
Region | Technology | 2021-22 | 2022-23 | 2023-24 | 2024-25 | 2025-26 | 2026-27 | 2027-28 | 2028-29 | 2029-30 | 2030-31 | 2031-32 | 2032-33 | 2033-34 | 2034-35 | 2035-36 | 2036-37 | 2037-38 | 2038-39 | 2039-40 | 2040-41 | 2041-42 | 2042-43 | 2043-44 | 2044-45 | 2045-46 | 2046-47 | 2047-48 | 2048-49 | 2049-50
NEM | Distributed PV | 19609.8205 | 22593.0258 | 25795.4405 | 28515.648 | 30896.2689 | 36193.4827 | 39710.1446 | 38725.9847 | 43631.9906 | 48413.2512 | 52307.9381 | 56014.1823 | 58003.92 | 58926.4174 | 65866.1013 | 68092.0823 | 63807.3891 | 69181.1567 | 74209.0766 | 78074.279 | 80449.2601 | 80681.864 | 80496.3497 | 88733.6672 | 91059.096 | 84167.1603 | 90920.6539 | 97349.545 | 101355.0465
NEM | Behind the meter battery | 287.7369 | 515.4079 | 884.8341 | 1254.785 | 1593.4651 | 1866.0164 | 2141.7602 | 2361.8163 | 2552.4657 | 2810.5931 | 3083.7038 | 3382.2698 | 3716.9768 | 3982.8771 | 4236.6884 | 4189.6005 | 4164.955 | 4139.2711 | 4136.7707 | 4095.7536 | 4080.5612 | 4061.1181 | 4052.4214 | 4004.5176 | 3963.4952 | 3836.8522 | 3731.3041 | 3603.5117 | 3483.2237
NEM | Behind the meter battery pump | 244.3986 | 437.8351 | 751.5169 | 1066.2118 | 1353.536 | 1585.0054 | 1820.0295 | 2006.0316 | 2167.8279 | 2387.2175 | 2618.8193 | 2873.0493 | 3158.6308 | 3383.091 | 3598.8654 | 3557.9991 | 3537.7465 | 3515.3025 | 3513.335 | 3480.0644 | 3466.5363 | 3449.3864 | 3443.1291 | 3400.9047 | 3367.1337 | 3259.9544 | 3169.3736 | 3061.4143 | 2957.9155
Region | Technology | 2021-22 | 2022-23 | 2023-24 | 2024-25 | 2025-26 | 2026-27 | 2027-28 | 2028-29 | 2029-30 | 2030-31 | 2031-32 | 2032-33 | 2033-34 | 2034-35 | 2035-36 | 2036-37 | 2037-38 | 2038-39 | 2039-40 | 2040-41 | 2041-42 | 2042-43 | 2043-44 | 2044-45 | 2045-46 | 2046-47 | 2047-48 | 2048-49 | 2049-50
NSW1 | Distributed PV | 5840.3921 | 6848.5858 | 7568.6907 | 8523.6304 | 9260.6379 | 11220.5155 | 12200.0436 | 11840.5683 | 13148.0317 | 14967.8992 | 16704.4439 | 17428.9447 | 18411.5688 | 18706.4371 | 21549.8095 | 22022.3289 | 20511.7897 | 21846.138 | 23896.4876 | 25827.633 | 25866.634 | 26322.659 | 26189.1159 | 29655.9651 | 30038.8173 | 27505.5049 | 29065.9666 | 31621.8012 | 33685.242
NSW1 | Behind the meter battery | 100.5828 | 193.1589 | 291.1065 | 396.2139 | 501.9024 | 585.4025 | 672.7716 | 746.5753 | 809.2462 | 898.896 | 990.6531 | 1097.5089 | 1203.9572 | 1289.4711 | 1377.5795 | 1364.1938 | 1359.364 | 1353.4315 | 1358.2135 | 1347.5028 | 1347.9978 | 1344.7629 | 1341.927 | 1330.3631 | 1318.1665 | 1275.3935 | 1239.7392 | 1196.3678 | 1156.4912
NSW1 | Behind the meter battery pump | 85.4102 | 164.0693 | 247.2941 | 336.7731 | 426.5198 | 497.1838 | 571.8275 | 634.164 | 687.2431 | 763.5179 | 841.0694 | 932.0855 | 1022.9158 | 1095.5481 | 1169.7831 | 1158.6309 | 1154.2352 | 1150.0294 | 1153.2683 | 1144.4845 | 1145.249 | 1142.992 | 1140.5826 | 1129.4076 | 1119.8228 | 1083.9476 | 1053.3342 | 1016.4885 | 981.966
Region | Technology | 2021-22 | 2022-23 | 2023-24 | 2024-25 | 2025-26 | 2026-27 | 2027-28 | 2028-29 | 2029-30 | 2030-31 | 2031-32 | 2032-33 | 2033-34 | 2034-35 | 2035-36 | 2036-37 | 2037-38 | 2038-39 | 2039-40 | 2040-41 | 2041-42 | 2042-43 | 2043-44 | 2044-45 | 2045-46 | 2046-47 | 2047-48 | 2048-49 | 2049-50
QLD1 | Distributed PV | 5969.3902 | 6978.0984 | 7706.5945 | 8304.5519 | 9311.818 | 10739.5616 | 11742.373 | 10679.3756 | 12453.0504 | 13739.2205 | 15349.0657 | 16175.8153 | 16542.176 | 17496.4202 | 19379.2666 | 20059.1319 | 17627.6397 | 19804.641 | 21119.9603 | 22953.5995 | 23292.4845 | 23042.7006 | 23920.2706 | 26062.1174 | 26829.5403 | 23237.5707 | 26038.7774 | 27730.2825 | 29886.5732
QLD1 | Behind the meter battery | 56.2429 | 136.3704 | 221.914 | 314.5999 | 403.0595 | 466.6342 | 534.0653 | 596.5405 | 649.7529 | 718.3775 | 792.8814 | 877.5577 | 964.1894 | 1032.5602 | 1100.2361 | 1082.6175 | 1073.4901 | 1066.2727 | 1063.9109 | 1054.6444 | 1049.1513 | 1044.3508 | 1042.7963 | 1030.9949 | 1021.2672 | 990.0169 | 962.7603 | 929.6148 | 900.3601
QLD1 | Behind the meter battery pump | 47.7931 | 115.9103 | 188.4278 | 267.3671 | 342.2496 | 396.5032 | 453.7714 | 506.849 | 552.0817 | 610.4366 | 673.1948 | 745.045 | 819.4478 | 877.2391 | 934.6407 | 919.1283 | 912.2797 | 905.3095 | 903.5933 | 896.4187 | 891.5481 | 886.7666 | 886.3467 | 875.6415 | 867.7391 | 841.4509 | 817.5781 | 790.0297 | 765.082
Region | Technology | 2021-22 | 2022-23 | 2023-24 | 2024-25 | 2025-26 | 2026-27 | 2027-28 | 2028-29 | 2029-30 | 2030-31 | 2031-32 | 2032-33 | 2033-34 | 2034-35 | 2035-36 | 2036-37 | 2037-38 | 2038-39 | 2039-40 | 2040-41 | 2041-42 | 2042-43 | 2043-44 | 2044-45 | 2045-46 | 2046-47 | 2047-48 | 2048-49 | 2049-50
VIC1 | Distributed PV | 4714.66 | 5401.1119 | 6729.5042 | 7622.3593 | 8154.7271 | 9640.4109 | 10744.2174 | 11140.3779 | 12492.4051 | 13821.8775 | 14113.1505 | 15787.1113 | 16301.0662 | 16086.168 | 17792.7523 | 18477.3728 | 18243.1548 | 19618.15 | 20981.1462 | 20868.6867 | 22468.5097 | 22545.6732 | 21856.4398 | 23900.0028 | 24625.8936 | 24087.1674 | 25874.8846 | 27659.7182 | 27267.1666
VIC1 | Behind the meter battery | 63.7064 | 83.5354 | 232.4378 | 366.0526 | 485.6729 | 593.1814 | 693.2882 | 758.0454 | 813.3978 | 889.1338 | 969.7889 | 1045.6273 | 1156.3355 | 1246.6667 | 1327.5946 | 1319.5322 | 1315.5875 | 1305.8198 | 1303.9339 | 1288.8104 | 1281.5178 | 1274.0456 | 1271.6343 | 1255.1128 | 1242.4704 | 1204.1401 | 1172.0927 | 1134.3677 | 1095.5009
VIC1 | Behind the meter battery pump | 54.1148 | 70.9311 | 197.3953 | 310.9705 | 412.3845 | 503.6951 | 589.1782 | 643.6878 | 690.5779 | 754.9722 | 823.8716 | 888.712 | 982.688 | 1058.4572 | 1128.1485 | 1120.5529 | 1117.3368 | 1108.596 | 1107.7798 | 1095.3627 | 1088.3139 | 1081.6641 | 1079.7555 | 1066.324 | 1055.4157 | 1022.5106 | 995.367 | 963.5618 | 930.0131
Region | Technology | 2021-22 | 2022-23 | 2023-24 | 2024-25 | 2025-26 | 2026-27 | 2027-28 | 2028-29 | 2029-30 | 2030-31 | 2031-32 | 2032-33 | 2033-34 | 2034-35 | 2035-36 | 2036-37 | 2037-38 | 2038-39 | 2039-40 | 2040-41 | 2041-42 | 2042-43 | 2043-44 | 2044-45 | 2045-46 | 2046-47 | 2047-48 | 2048-49 | 2049-50
SA1 | Distributed PV | 2818.528 | 3066.2402 | 3432.4234 | 3643.8284 | 3713.1358 | 4061.5736 | 4431.6913 | 4443.6234 | 4871.0817 | 5157.1547 | 5377.2639 | 5776.2536 | 5841.5307 | 5728.6246 | 6131.655 | 6480.9677 | 6348.5892 | 6792.2712 | 7032.0584 | 7208.9999 | 7534.4854 | 7444.191 | 7224.9322 | 7683.426 | 8089.937 | 7867.091 | 8425.1674 | 8743.8601 | 8910.1288
SA1 | Behind the meter battery | 59.5294 | 88.2615 | 118.5347 | 149.731 | 168.2698 | 181.0611 | 196.5109 | 211.0845 | 226.6474 | 245.1138 | 265.3623 | 289.7239 | 313.5421 | 329.0828 | 340.6127 | 333.3447 | 326.7399 | 324.2493 | 321.2163 | 315.7562 | 313.1266 | 309.4997 | 307.612 | 300.7784 | 295.0978 | 283.6323 | 275.4745 | 264.9253 | 255.3804
SA1 | Behind the meter battery pump | 50.5634 | 74.9597 | 100.6999 | 127.1607 | 143.0143 | 153.8529 | 166.9048 | 179.2175 | 192.5553 | 208.1215 | 225.4916 | 246.1431 | 266.5028 | 279.5571 | 289.2326 | 283.333 | 277.6185 | 275.3506 | 272.7168 | 268.1355 | 266.0407 | 262.8422 | 261.3148 | 255.4385 | 250.682 | 240.9589 | 234.1101 | 224.8982 | 216.7686
Region | Technology | 2021-22 | 2022-23 | 2023-24 | 2024-25 | 2025-26 | 2026-27 | 2027-28 | 2028-29 | 2029-30 | 2030-31 | 2031-32 | 2032-33 | 2033-34 | 2034-35 | 2035-36 | 2036-37 | 2037-38 | 2038-39 | 2039-40 | 2040-41 | 2041-42 | 2042-43 | 2043-44 | 2044-45 | 2045-46 | 2046-47 | 2047-48 | 2048-49 | 2049-50
TAS1 | Distributed PV | 266.8502 | 298.9896 | 358.2278 | 421.278 | 455.9502 | 531.4211 | 591.8193 | 622.0396 | 667.4216 | 727.0993 | 764.0141 | 846.0573 | 907.5783 | 908.7675 | 1012.6179 | 1052.281 | 1076.2157 | 1119.9565 | 1179.4242 | 1215.3598 | 1287.1466 | 1326.6403 | 1305.5912 | 1432.1558 | 1474.9079 | 1469.8262 | 1515.858 | 1593.8831 | 1605.9359
TAS1 | Behind the meter battery | 7.6755 | 14.0817 | 20.8409 | 28.1876 | 34.5605 | 39.7372 | 45.1241 | 49.5707 | 53.4214 | 59.072 | 65.0181 | 71.8519 | 78.9526 | 85.0963 | 90.6655 | 89.9124 | 89.7735 | 89.4977 | 89.496 | 89.04 | 88.7677 | 88.4592 | 88.4516 | 87.2684 | 86.4931 | 83.6694 | 81.2375 | 78.2361 | 75.4911
TAS1 | Behind the meter battery pump | 6.5171 | 11.9647 | 17.6998 | 23.9403 | 29.3679 | 33.7704 | 38.3476 | 42.1132 | 45.3699 | 50.1692 | 55.1919 | 61.0637 | 67.0765 | 72.2895 | 77.0604 | 76.3541 | 76.2763 | 76.017 | 75.9769 | 75.6631 | 75.3847 | 75.1216 | 75.1294 | 74.0931 | 73.4741 | 71.0863 | 68.9842 | 66.4361 | 64.0858

## BaseCase_Capacity
Installed capacity by technology (MW) - BaseCase, Step Change No TRET Sensitivity
Capacity calculated on 1 July. In early study years some wind and solar projects enter later in the financial year and are therefore reflected in the following financial year's capacity.
Explicitly modelled generation
Region | Technology | 2021-22 | 2022-23 | 2023-24 | 2024-25 | 2025-26 | 2026-27 | 2027-28 | 2028-29 | 2029-30 | 2030-31 | 2031-32 | 2032-33 | 2033-34 | 2034-35 | 2035-36 | 2036-37 | 2037-38 | 2038-39 | 2039-40 | 2040-41 | 2041-42 | 2042-43 | 2043-44 | 2044-45 | 2045-46 | 2046-47 | 2047-48 | 2048-49 | 2049-50
NEM | Black Coal | 18366 | 17891 | 16416 | 11969.8085 | 9855.7641 | 9661.5852 | 9524.466 | 9524.4657 | 8287.84 | 8287.84 | 8193.6401 | 6031.4146 | 5489.7256 | 5489.7256 | 4890.1208 | 4516.0029 | 4516 | 4516 | 4516 | 4467.2187 | 3529.312 | 2095.312 | 1541.4336 | 1365.3119 | 1365.3119 | 1365.3119 | 1265.9999 | 1265.9999 | 1265.9999
NEM | Brown Coal | 4790 | 4790 | 4790 | 2213.0946 | 2119.1749 | 1749.522 | 0.00095202 | 0.00061618 | 0.00061617 | 0.00061607 | 0.00061619 | 0.00061621 | 0.00061624 | 0.00061616 | 0.00061635 | 0.00061623 | 0.00061612 | 0.00061616 | 0.00061634 | 0.00061622 | 0.00061648 | 0.00061621 | 0.0006162 | 0.00061627 | 0.00020911 | 0.00020905 | 0 | 0 | 0
NEM | CCGT | 3054.9 | 3054.9 | 2874.9 | 2874.9 | 2874.9 | 2874.9 | 2874.9 | 2874.9 | 2874.9 | 2874.9 | 2874.9 | 2874.9 | 2874.9 | 2874.9 | 2874.9 | 2489.9 | 1960.9 | 1960.9 | 1817.5 | 1817.5 | 1817.5 | 1817.5 | 1377.5 | 1192.5 | 548 | 388 | 388 | 388 | 388
NEM | Gas - Steam | 1384 | 1384 | 1384 | 1384 | 1384 | 1384 | 1384 | 1384 | 1384 | 1384 | 1384 | 1384 | 1384 | 1384 | 584 | 584 | 584 | 584 | 84 | 84 | 84 | 84 | 84 | 84 | 84 | 0 | 0 | 0 | 0
NEM | OCGT / Diesel | 6863.14 | 6863.14 | 6863.14 | 6863.14 | 6863.14 | 6863.14 | 6863.14 | 6863.14 | 6863.14 | 6480.64 | 6480.64 | 6211.3 | 5749.3 | 5632.3 | 5534.9798 | 5534.9798 | 7317.3426 | 7317.3426 | 7803.6005 | 7683.6005 | 9000.7498 | 9102.8016 | 10905.2368 | 11022.1765 | 11022.1765 | 12941.4132 | 12357.4132 | 12953.4948 | 13677.6349
NEM | Hydro | 7365.3 | 7365.3 | 7365.3 | 7365.3 | 7365.3 | 7365.3 | 7365.3 | 7365.3 | 7365.3 | 7365.3 | 7365.3 | 7365.3 | 7365.3 | 7365.3 | 7365.3 | 7365.3 | 7278.9 | 7278.9 | 7278.9 | 7278.9 | 7278.9 | 7212.9 | 7212.9 | 7212.9 | 7212.9 | 7212.9 | 7212.9 | 7212.9 | 7212.9
NEM | Wind | 14638.9508 | 16543.4248 | 18346.0215 | 23486.0029 | 23532.8054 | 24287.1687 | 27561.8881 | 29786.4216 | 31486.5073 | 31374.5074 | 32474.507 | 36512.4361 | 38519.5305 | 38555.4811 | 38697.4569 | 39446.8427 | 42300.0754 | 42818.5994 | 42696.6212 | 42543.8356 | 44829.5708 | 46699.416 | 46414.6665 | 46003.3728 | 46659.6546 | 50625.3821 | 51027.1915 | 51687.4414 | 53058.853
NEM | Solar PV | 5599.971 | 6959.156 | 6959.156 | 6959.156 | 7302.5397 | 7302.5397 | 7700.2038 | 7971.7795 | 11171.7866 | 11544.7286 | 11943.6339 | 14777.7807 | 15972.7049 | 16109.6555 | 16109.6555 | 15988.6555 | 21118.7247 | 21472.8367 | 22779.9195 | 25030.458 | 29389.5051 | 35369.559 | 36776.5654 | 36357.9454 | 36632.9479 | 41519.6517 | 41409.2517 | 40676.4517 | 39904.4707
NEM | Grid Battery | 260.33 | 600.33 | 600.33 | 600.33 | 600.33 | 600.33 | 600.33 | 600.3302 | 600.3304 | 570.3304 | 570.3305 | 821.2917 | 1085.592 | 1060.592 | 1396.6459 | 1396.6459 | 1922.397 | 1922.397 | 2413.6507 | 2393.6507 | 3268.279 | 3342.3078 | 3342.3078 | 4250.0151 | 4250.0151 | 5592.1319 | 5592.1319 | 6458.5799 | 6580.3507
NEM | Pumped Hydro | 810 | 810 | 810 | 810 | 2850 | 2850 | 2850 | 2850.0001 | 4850 | 4850.0001 | 4850.0001 | 6434.0266 | 6705.5658 | 6705.5658 | 7069.0636 | 7069.0636 | 7963.279 | 7963.279 | 7963.2792 | 7963.2792 | 9408.2095 | 10757.4488 | 10757.4488 | 10757.4489 | 10757.4489 | 10757.4489 | 10757.4489 | 10950.0004 | 10950.0004
NEM | VPP | 95.565 | 222.304 | 472.724 | 827.389 | 1275.464 | 1796.003 | 2438.396 | 3184.437 | 4042.566 | 4718.547 | 5463.892 | 6261.2279 | 7107.5971 | 7905.5149 | 8730.1272 | 9162.649 | 9618.3372 | 10079.154 | 10567.0661 | 11065.4949 | 11575.234 | 12098.7689 | 12640.3892 | 13204.0691 | 13783.8581 | 14380.3641 | 14988.5756 | 15603.098 | 16225.7479
Total excluding storage |  | 62062.2617 | 64850.9208 | 64998.5174 | 63115.402 | 61297.6241 | 61488.1555 | 63273.8988 | 65770.0074 | 69433.4744 | 69311.9166 | 70716.6216 | 75157.1319 | 77355.4616 | 77411.3628 | 76056.4136 | 75925.6815 | 85075.9433 | 85948.5793 | 86976.5419 | 88905.5134 | 95929.5383 | 102381.4893 | 104312.3029 | 103238.2074 | 103524.9912 | 114052.6592 | 113660.7563 | 114184.2878 | 115507.8585
Region | Technology | 2021-22 | 2022-23 | 2023-24 | 2024-25 | 2025-26 | 2026-27 | 2027-28 | 2028-29 | 2029-30 | 2030-31 | 2031-32 | 2032-33 | 2033-34 | 2034-35 | 2035-36 | 2036-37 | 2037-38 | 2038-39 | 2039-40 | 2040-41 | 2041-42 | 2042-43 | 2043-44 | 2044-45 | 2045-46 | 2046-47 | 2047-48 | 2048-49 | 2049-50
NSW1 | Black Coal | 10240 | 9765 | 8290 | 7368.3895 | 5254.3451 | 5254.3451 | 5254.3451 | 5254.3451 | 4206.0302 | 4206.0302 | 4111.8303 | 1949.6048 | 1949.6048 | 1949.6048 | 1350 | 1350 | 1350 | 1350 | 1350 | 1350 | 690 | 0 | 0 | 0 | 0 | 0 | 0 | 0 | 0
NSW1 | Brown Coal | 0 | 0 | 0 | 0 | 0 | 0 | 0 | 0 | 0 | 0 | 0 | 0 | 0 | 0 | 0 | 0 | 0 | 0 | 0 | 0 | 0 | 0 | 0 | 0 | 0 | 0 | 0 | 0 | 0
NSW1 | CCGT | 625 | 625 | 625 | 625 | 625 | 625 | 625 | 625 | 625 | 625 | 625 | 625 | 625 | 625 | 625 | 625 | 625 | 625 | 625 | 625 | 625 | 625 | 185 | 0 | 0 | 0 | 0 | 0 | 0
NSW1 | Gas - Steam | 0 | 0 | 0 | 0 | 0 | 0 | 0 | 0 | 0 | 0 | 0 | 0 | 0 | 0 | 0 | 0 | 0 | 0 | 0 | 0 | 0 | 0 | 0 | 0 | 0 | 0 | 0 | 0 | 0
NSW1 | OCGT / Diesel | 1438 | 1438 | 1438 | 1438 | 1438 | 1438 | 1438 | 1438 | 1438 | 1438 | 1438 | 1438 | 1438 | 1438 | 1388.0001 | 1388.0001 | 2416.3298 | 2416.3298 | 2416.3298 | 2416.3298 | 2416.3298 | 2416.3298 | 3174.2411 | 3066.8975 | 3066.8975 | 3066.8975 | 3066.8975 | 3066.8975 | 3066.8976
NSW1 | Hydro | 2585 | 2585 | 2585 | 2585 | 2585 | 2585 | 2585 | 2585 | 2585 | 2585 | 2585 | 2585 | 2585 | 2585 | 2585 | 2585 | 2585 | 2585 | 2585 | 2585 | 2585 | 2585 | 2585 | 2585 | 2585 | 2585 | 2585 | 2585 | 2585
NSW1 | Wind | 3520.7299 | 3741.0439 | 5352.2246 | 7142.6629 | 7142.6629 | 7511.3544 | 8478.9357 | 8637.7018 | 10428.5375 | 10428.5375 | 10428.5375 | 13118.5149 | 13118.5149 | 13118.5149 | 13118.5149 | 13464.3793 | 13194.3793 | 14091.9014 | 14091.9014 | 13731.4014 | 14392.9687 | 14892.9504 | 14597.9704 | 14597.9704 | 16208.9369 | 17833.1175 | 18474.9268 | 18474.9268 | 18361.7369
NSW1 | Solar PV | 2130.363 | 2600.363 | 2600.363 | 2600.363 | 2943.7466 | 2943.7466 | 2943.7466 | 3215.3223 | 6415.3294 | 6415.3294 | 6415.3294 | 7438.9969 | 8185.4443 | 8185.4443 | 8185.4443 | 8185.4443 | 10802.557 | 11156.669 | 12113.1 | 13457.8889 | 14965.4093 | 17900.3459 | 18470.8389 | 18470.8389 | 18470.8389 | 20119.038 | 20119.038 | 20069.038 | 19447.4781
NSW1 | Grid Battery | 0 | 0 | 0 | 0 | 0 | 0 | 0 | 0 | 0.00019955 | 0.00019955 | 0.00019957 | 0.00058479 | 0.00058483 | 0.00058483 | 0.0008915 | 0.00089152 | 0.00089592 | 0.00089595 | 491.2546 | 491.2546 | 1159.8589 | 1159.8589 | 1159.8589 | 1800.371 | 1800.371 | 1800.371 | 1800.371 | 1800.371 | 1800.3709
NSW1 | Pumped Hydro | 240 | 240 | 240 | 240 | 2280 | 2280 | 2280 | 2280 | 4279.9998 | 4279.9998 | 4279.9998 | 4279.9999 | 4279.9999 | 4279.9999 | 4279.9999 | 4279.9999 | 4279.9999 | 4279.9999 | 4280.0001 | 4280.0001 | 4880.0003 | 4880.0003 | 4880.0003 | 4880.0003 | 4880.0003 | 4880.0003 | 4880.0003 | 4880.0003 | 4880.0003
NSW1 | VPP | 33.809 | 82.709 | 156.761 | 263.89 | 405.048 | 567.059 | 769.634 | 1010.103 | 1287.846 | 1513.002 | 1757.995 | 2022.7529 | 2303.851 | 2570.3709 | 2845.8051 | 2993.4 | 3149.6021 | 3306.082 | 3472.6761 | 3642.4991 | 3815.654 | 3993.212 | 4175.7441 | 4364.7819 | 4557.4061 | 4750.5071 | 4944.2018 | 5141.238 | 5338.7148
Total excluding storage |  | 20539.0929 | 20754.4069 | 20890.5876 | 21759.4154 | 19988.7546 | 20357.4461 | 21325.0274 | 21755.3692 | 25697.8971 | 25697.8971 | 25603.6972 | 27155.1165 | 27901.5639 | 27901.5639 | 27251.9593 | 27597.8237 | 30973.2661 | 32224.9002 | 33181.3312 | 34165.6201 | 35674.7078 | 38419.6261 | 39013.0504 | 38720.7068 | 40331.6733 | 43604.053 | 44245.8623 | 44195.8623 | 43461.1126
Region | Technology | 2021-22 | 2022-23 | 2023-24 | 2024-25 | 2025-26 | 2026-27 | 2027-28 | 2028-29 | 2029-30 | 2030-31 | 2031-32 | 2032-33 | 2033-34 | 2034-35 | 2035-36 | 2036-37 | 2037-38 | 2038-39 | 2039-40 | 2040-41 | 2041-42 | 2042-43 | 2043-44 | 2044-45 | 2045-46 | 2046-47 | 2047-48 | 2048-49 | 2049-50
QLD1 | Black Coal | 8126 | 8126 | 8126 | 4601.419 | 4601.419 | 4407.2401 | 4270.121 | 4270.1206 | 4081.8098 | 4081.8098 | 4081.8098 | 4081.8098 | 3540.1208 | 3540.1208 | 3540.1208 | 3166.0029 | 3166 | 3166 | 3166 | 3117.2187 | 2839.312 | 2095.312 | 1541.4336 | 1365.3119 | 1365.3119 | 1365.3119 | 1265.9999 | 1265.9999 | 1265.9999
QLD1 | Brown Coal | 0 | 0 | 0 | 0 | 0 | 0 | 0 | 0 | 0 | 0 | 0 | 0 | 0 | 0 | 0 | 0 | 0 | 0 | 0 | 0 | 0 | 0 | 0 | 0 | 0 | 0 | 0 | 0 | 0
QLD1 | CCGT | 1512.9 | 1512.9 | 1512.9 | 1512.9 | 1512.9 | 1512.9 | 1512.9 | 1512.9 | 1512.9 | 1512.9 | 1512.9 | 1512.9 | 1512.9 | 1512.9 | 1512.9 | 1127.9 | 1127.9 | 1127.9 | 984.5 | 984.5 | 984.5 | 984.5 | 984.5 | 984.5 | 340 | 180 | 180 | 180 | 180
QLD1 | Gas - Steam | 84 | 84 | 84 | 84 | 84 | 84 | 84 | 84 | 84 | 84 | 84 | 84 | 84 | 84 | 84 | 84 | 84 | 84 | 84 | 84 | 84 | 84 | 84 | 84 | 84 | 0 | 0 | 0 | 0
QLD1 | OCGT / Diesel | 1910 | 1910 | 1910 | 1910 | 1910 | 1910 | 1910 | 1910 | 1910 | 1910 | 1910 | 1910 | 1618 | 1501 | 1501 | 1501 | 1501 | 1501 | 2427.2579 | 2427.2579 | 2427.2579 | 2623.3097 | 2623.3097 | 2491.3097 | 2491.3097 | 4410.5464 | 4410.5464 | 5006.628 | 4487.628
QLD1 | Hydro | 152.4 | 152.4 | 152.4 | 152.4 | 152.4 | 152.4 | 152.4 | 152.4 | 152.4 | 152.4 | 152.4 | 152.4 | 152.4 | 152.4 | 152.4 | 152.4 | 66 | 66 | 66 | 66 | 66 | 0 | 0 | 0 | 0 | 0 | 0 | 0 | 0
QLD1 | Wind | 4376.608 | 4876.608 | 4876.608 | 6276.6077 | 6323.4102 | 6323.4102 | 6356.9276 | 7176.6081 | 7176.6081 | 7176.6081 | 7476.6082 | 8033.3883 | 9289.5233 | 9289.5233 | 9572.7003 | 9758.0025 | 10604.805 | 10604.805 | 10604.805 | 10604.805 | 11494.9086 | 12915.3217 | 12734.8037 | 12783.9094 | 13216.3079 | 14170.1163 | 14170.1163 | 14859.0662 | 16970.1161
QLD1 | Solar PV | 2017.635 | 2827.62 | 2827.62 | 2827.62 | 2827.62 | 2827.62 | 2827.62 | 2827.62 | 2827.62 | 2827.62 | 2933.3916 | 3327.6198 | 3776.0966 | 3776.0966 | 3776.0966 | 3655.0966 | 5305.0038 | 5305.0038 | 5655.6556 | 6561.4051 | 7537.5597 | 10582.677 | 10415.677 | 10214.577 | 10150.369 | 11791.5396 | 11681.1395 | 11150.2395 | 11206.7925
QLD1 | Grid Battery | 0 | 20 | 20 | 20 | 20 | 20 | 20 | 20.0002 | 20.0002 | 20.0002 | 20.0002 | 232.898 | 552.5283 | 552.5283 | 552.5283 | 552.5283 | 936.5411 | 936.5411 | 936.5411 | 916.5411 | 916.541 | 1290.5698 | 1290.5698 | 1290.5697 | 1290.5697 | 2632.6865 | 2632.6865 | 3499.1345 | 3499.1345
QLD1 | Pumped Hydro | 570 | 570 | 570 | 570 | 570 | 570 | 570 | 570.0001 | 570.0001 | 570.0001 | 570.0001 | 937.5232 | 1209.0624 | 1209.0624 | 1209.0624 | 1209.0624 | 2008.1049 | 2008.1049 | 2008.1049 | 2008.1049 | 2128.2092 | 3477.4485 | 3477.4485 | 3477.4485 | 3477.4485 | 3477.4485 | 3477.4485 | 3670 | 3670
QLD1 | VPP | 18.792 | 56.93 | 116.312 | 203.741 | 316.675 | 441.512 | 598.097 | 788.338 | 1007.196 | 1181.6699 | 1375.488 | 1581.047 | 1799.564 | 2003.201 | 2215.979 | 2320.634 | 2431.5501 | 2543.859 | 2662.8169 | 2785.4379 | 2910.14 | 3039.4479 | 3174.298 | 3316.8311 | 3463.2379 | 3617.549 | 3775.5449 | 3934.3799 | 4096.485
Total excluding storage |  | 18179.543 | 19489.528 | 19489.528 | 17364.9467 | 17411.7492 | 17217.5703 | 17113.9685 | 17933.6488 | 17745.338 | 17745.338 | 18151.1096 | 19102.1179 | 19973.0407 | 19856.0407 | 20139.2177 | 19444.402 | 21854.7088 | 21854.7088 | 22988.2185 | 23845.1866 | 25433.5381 | 29285.1203 | 28383.7239 | 27923.6081 | 27647.2986 | 31917.5141 | 31707.8021 | 32461.9336 | 34110.5365
Region | Technology | 2021-22 | 2022-23 | 2023-24 | 2024-25 | 2025-26 | 2026-27 | 2027-28 | 2028-29 | 2029-30 | 2030-31 | 2031-32 | 2032-33 | 2033-34 | 2034-35 | 2035-36 | 2036-37 | 2037-38 | 2038-39 | 2039-40 | 2040-41 | 2041-42 | 2042-43 | 2043-44 | 2044-45 | 2045-46 | 2046-47 | 2047-48 | 2048-49 | 2049-50
VIC1 | Black Coal | 0 | 0 | 0 | 0 | 0 | 0 | 0 | 0 | 0 | 0 | 0 | 0 | 0 | 0 | 0 | 0 | 0 | 0 | 0 | 0 | 0 | 0 | 0 | 0 | 0 | 0 | 0 | 0 | 0
VIC1 | Brown Coal | 4790 | 4790 | 4790 | 2213.0946 | 2119.1749 | 1749.522 | 0.00095202 | 0.00061618 | 0.00061617 | 0.00061607 | 0.00061619 | 0.00061621 | 0.00061624 | 0.00061616 | 0.00061635 | 0.00061623 | 0.00061612 | 0.00061616 | 0.00061634 | 0.00061622 | 0.00061648 | 0.00061621 | 0.0006162 | 0.00061627 | 0.00020911 | 0.00020905 | 0 | 0 | 0
VIC1 | CCGT | 0 | 0 | 0 | 0 | 0 | 0 | 0 | 0 | 0 | 0 | 0 | 0 | 0 | 0 | 0 | 0 | 0 | 0 | 0 | 0 | 0 | 0 | 0 | 0 | 0 | 0 | 0 | 0 | 0
VIC1 | Gas - Steam | 500 | 500 | 500 | 500 | 500 | 500 | 500 | 500 | 500 | 500 | 500 | 500 | 500 | 500 | 500 | 500 | 500 | 500 | 0 | 0 | 0 | 0 | 0 | 0 | 0 | 0 | 0 | 0 | 0
VIC1 | OCGT / Diesel | 1900 | 1900 | 1900 | 1900 | 1900 | 1900 | 1900 | 1900 | 1900 | 1900 | 1900 | 1900 | 1730 | 1730 | 1731.2575 | 1731.2575 | 2143.0801 | 2143.0801 | 1703.0801 | 1703.0801 | 3020.2294 | 2926.2294 | 3714.0458 | 4408.3292 | 4408.3292 | 4408.3292 | 3824.3292 | 3824.3292 | 5067.4691
VIC1 | Hydro | 2219 | 2219 | 2219 | 2219 | 2219 | 2219 | 2219 | 2219 | 2219 | 2219 | 2219 | 2219 | 2219 | 2219 | 2219 | 2219 | 2219 | 2219 | 2219 | 2219 | 2219 | 2219 | 2219 | 2219 | 2219 | 2219 | 2219 | 2219 | 2219
VIC1 | Wind | 3434.44 | 4322.2 | 4322.2 | 5572.2 | 5572.2 | 5957.8718 | 8187.4405 | 8737.4404 | 8737.4404 | 8737.4404 | 9537.4399 | 9537.44 | 10387.0994 | 10423.0501 | 10423.0501 | 10826.0693 | 13102.4993 | 12682.4993 | 12490.4993 | 12737.2137 | 13102.2 | 13051.65 | 12727.85 | 12415.85 | 11220.49 | 11220.49 | 10980.49 | 10951.79 | 10224.1
VIC1 | Solar PV | 1098.973 | 1098.973 | 1098.973 | 1098.973 | 1098.9732 | 1098.9732 | 1496.637 | 1496.637 | 1496.637 | 1869.5788 | 2062.7227 | 3478.9737 | 3478.9737 | 3478.9737 | 3478.9737 | 3478.9737 | 3478.9738 | 3478.9738 | 3478.9738 | 3478.974 | 5354.3459 | 5354.3459 | 5931.3254 | 5823.8054 | 6163.0159 | 7760.35 | 7760.35 | 7608.45 | 7211
VIC1 | Grid Battery | 55.33 | 375.33 | 375.33 | 375.33 | 375.33 | 375.33 | 375.33 | 375.33 | 375.33 | 375.33 | 375.3301 | 375.3313 | 320.0013 | 320.0013 | 320.0013 | 320.0013 | 320.0013 | 320.0013 | 320.0013 | 320.0013 | 300.0013 | 0.001307 | 0.001307 | 265.181 | 265.181 | 265.181 | 265.181 | 265.1809 | 386.9518
VIC1 | Pumped Hydro | 0 | 0 | 0 | 0 | 0 | 0 | 0 | 0 | 0.00010725 | 0.00016004 | 0.000187 | 1216.5035 | 1216.5035 | 1216.5035 | 1580.0012 | 1580.0012 | 1675.1742 | 1675.1742 | 1675.1742 | 1675.1742 | 2400 | 2400 | 2400 | 2400 | 2400 | 2400 | 2400 | 2400 | 2400
VIC1 | VPP | 21.325 | 39.333 | 124.653 | 240.512 | 387.463 | 568.474 | 786.961 | 1024.836 | 1297.201 | 1508.3761 | 1741.758 | 1990.8499 | 2255.0251 | 2511.472 | 2773.6561 | 2913.049 | 3058.5721 | 3207.3251 | 3364.194 | 3523.546 | 3687.863 | 3855.463 | 4029.35 | 4209.1151 | 4396.3961 | 4589.9351 | 4789.6219 | 4990.38 | 5195.402
Total excluding storage |  | 13942.413 | 14830.173 | 14830.173 | 13503.2676 | 13409.3481 | 13425.3669 | 14303.0784 | 14853.078 | 14853.078 | 15226.0199 | 16219.1632 | 17635.4142 | 18315.0737 | 18351.0243 | 18352.2819 | 18755.3011 | 21443.5538 | 21023.5538 | 19891.5538 | 20138.2684 | 23695.7759 | 23551.2259 | 24592.2218 | 24866.9851 | 24010.8352 | 25608.1693 | 24784.1691 | 24603.5691 | 24721.5691
Region | Technology | 2021-22 | 2022-23 | 2023-24 | 2024-25 | 2025-26 | 2026-27 | 2027-28 | 2028-29 | 2029-30 | 2030-31 | 2031-32 | 2032-33 | 2033-34 | 2034-35 | 2035-36 | 2036-37 | 2037-38 | 2038-39 | 2039-40 | 2040-41 | 2041-42 | 2042-43 | 2043-44 | 2044-45 | 2045-46 | 2046-47 | 2047-48 | 2048-49 | 2049-50
SA1 | Black Coal | 0 | 0 | 0 | 0 | 0 | 0 | 0 | 0 | 0 | 0 | 0 | 0 | 0 | 0 | 0 | 0 | 0 | 0 | 0 | 0 | 0 | 0 | 0 | 0 | 0 | 0 | 0 | 0 | 0
SA1 | Brown Coal | 0 | 0 | 0 | 0 | 0 | 0 | 0 | 0 | 0 | 0 | 0 | 0 | 0 | 0 | 0 | 0 | 0 | 0 | 0 | 0 | 0 | 0 | 0 | 0 | 0 | 0 | 0 | 0 | 0
SA1 | CCGT | 709 | 709 | 529 | 529 | 529 | 529 | 529 | 529 | 529 | 529 | 529 | 529 | 529 | 529 | 529 | 529 | 0 | 0 | 0 | 0 | 0 | 0 | 0 | 0 | 0 | 0 | 0 | 0 | 0
SA1 | Gas - Steam | 800 | 800 | 800 | 800 | 800 | 800 | 800 | 800 | 800 | 800 | 800 | 800 | 800 | 800 | 0 | 0 | 0 | 0 | 0 | 0 | 0 | 0 | 0 | 0 | 0 | 0 | 0 | 0 | 0
SA1 | OCGT / Diesel | 1437.14 | 1437.14 | 1437.14 | 1437.14 | 1437.14 | 1437.14 | 1437.14 | 1437.14 | 1437.14 | 1054.64 | 1054.64 | 785.3 | 785.3 | 785.3 | 736.7221 | 736.7221 | 1078.9327 | 1078.9327 | 1078.9327 | 1078.9327 | 1078.9327 | 1078.9327 | 1335.6402 | 997.6402 | 997.6402 | 997.6402 | 997.6402 | 997.6402 | 997.6402
SA1 | Hydro | 0 | 0 | 0 | 0 | 0 | 0 | 0 | 0 | 0 | 0 | 0 | 0 | 0 | 0 | 0 | 0 | 0 | 0 | 0 | 0 | 0 | 0 | 0 | 0 | 0 | 0 | 0 | 0 | 0
SA1 | Wind | 2308.6987 | 2605.0987 | 2705.1666 | 3404.7099 | 3404.7099 | 3404.7099 | 3448.7619 | 4144.8488 | 4054.0988 | 3942.099 | 3942.099 | 4733.2706 | 4634.5706 | 4634.5706 | 4493.3693 | 4308.5693 | 4308.5694 | 4349.5713 | 4419.5932 | 4380.5932 | 4749.6712 | 4749.6716 | 5264.2201 | 5264.2207 | 5055.2517 | 6423.1388 | 6423.1388 | 6423.1388 | 6524.3805
SA1 | Solar PV | 353 | 432.2 | 432.2 | 432.2 | 432.2 | 432.2 | 432.2002 | 432.2002 | 432.2002 | 432.2004 | 532.1902 | 532.1904 | 532.1904 | 669.141 | 669.141 | 669.141 | 1532.19 | 1532.19 | 1532.19 | 1532.19 | 1532.19 | 1532.19 | 1958.724 | 1848.724 | 1848.724 | 1848.724 | 1848.724 | 1848.724 | 2039.1999
SA1 | Grid Battery | 205 | 205 | 205 | 205 | 205 | 205 | 205 | 205 | 205 | 175 | 175 | 213.0619 | 213.0619 | 188.0619 | 524.1154 | 524.1154 | 665.8537 | 665.8537 | 665.8537 | 665.8537 | 891.8777 | 891.8777 | 891.8777 | 893.8934 | 893.8934 | 893.8934 | 893.8934 | 893.8934 | 893.8934
SA1 | Pumped Hydro | 0 | 0 | 0 | 0 | 0 | 0 | 0 | 0 | 0 | 0 | 0 | 0 | 0 | 0 | 0 | 0 | 0 | 0 | 0 | 0 | 0 | 0 | 0 | 0.00013993 | 0.00013993 | 0.00013994 | 0.00013996 | 0.00013997 | 0.00014
SA1 | VPP | 19.108 | 37.433 | 64.042 | 100.939 | 139.006 | 181.29 | 233.207 | 295.748 | 367.725 | 418.77 | 476.54 | 537.83 | 602.483 | 656.359 | 712.614 | 743.766 | 776.579 | 809.532 | 844.201 | 879.819 | 916.083 | 953.688 | 992.261 | 1032.719 | 1074.202 | 1117.797 | 1162.581 | 1208.344 | 1254.282
Total excluding storage |  | 5607.8387 | 5983.4387 | 5903.5066 | 6603.0499 | 6603.0499 | 6603.0499 | 6647.1021 | 7343.189 | 7252.439 | 6757.9393 | 6857.9292 | 7379.7609 | 7281.0609 | 7418.0115 | 6428.2324 | 6243.4324 | 6919.6922 | 6960.6941 | 7030.716 | 6991.716 | 7360.794 | 7360.7944 | 8558.5842 | 8110.5848 | 7901.6159 | 9269.503 | 9269.503 | 9269.503 | 9561.2206
Region | Technology | 2021-22 | 2022-23 | 2023-24 | 2024-25 | 2025-26 | 2026-27 | 2027-28 | 2028-29 | 2029-30 | 2030-31 | 2031-32 | 2032-33 | 2033-34 | 2034-35 | 2035-36 | 2036-37 | 2037-38 | 2038-39 | 2039-40 | 2040-41 | 2041-42 | 2042-43 | 2043-44 | 2044-45 | 2045-46 | 2046-47 | 2047-48 | 2048-49 | 2049-50
TAS1 | Black Coal | 0 | 0 | 0 | 0 | 0 | 0 | 0 | 0 | 0 | 0 | 0 | 0 | 0 | 0 | 0 | 0 | 0 | 0 | 0 | 0 | 0 | 0 | 0 | 0 | 0 | 0 | 0 | 0 | 0
TAS1 | Brown Coal | 0 | 0 | 0 | 0 | 0 | 0 | 0 | 0 | 0 | 0 | 0 | 0 | 0 | 0 | 0 | 0 | 0 | 0 | 0 | 0 | 0 | 0 | 0 | 0 | 0 | 0 | 0 | 0 | 0
TAS1 | CCGT | 208 | 208 | 208 | 208 | 208 | 208 | 208 | 208 | 208 | 208 | 208 | 208 | 208 | 208 | 208 | 208 | 208 | 208 | 208 | 208 | 208 | 208 | 208 | 208 | 208 | 208 | 208 | 208 | 208
TAS1 | Gas - Steam | 0 | 0 | 0 | 0 | 0 | 0 | 0 | 0 | 0 | 0 | 0 | 0 | 0 | 0 | 0 | 0 | 0 | 0 | 0 | 0 | 0 | 0 | 0 | 0 | 0 | 0 | 0 | 0 | 0
TAS1 | OCGT / Diesel | 178 | 178 | 178 | 178 | 178 | 178 | 178 | 178 | 178 | 178 | 178 | 178 | 178 | 178 | 178 | 178 | 178 | 178 | 178 | 58 | 58 | 58 | 58 | 58 | 58 | 58 | 58 | 58 | 58
TAS1 | Hydro | 2408.9 | 2408.9 | 2408.9 | 2408.9 | 2408.9 | 2408.9 | 2408.9 | 2408.9 | 2408.9 | 2408.9 | 2408.9 | 2408.9 | 2408.9 | 2408.9 | 2408.9 | 2408.9 | 2408.9 | 2408.9 | 2408.9 | 2408.9 | 2408.9 | 2408.9 | 2408.9 | 2408.9 | 2408.9 | 2408.9 | 2408.9 | 2408.9 | 2408.9
TAS1 | Wind | 998.4742 | 998.4742 | 1089.8224 | 1089.8224 | 1089.8224 | 1089.8224 | 1089.8224 | 1089.8224 | 1089.8224 | 1089.8224 | 1089.8224 | 1089.8224 | 1089.8224 | 1089.8224 | 1089.8224 | 1089.8224 | 1089.8224 | 1089.8224 | 1089.8224 | 1089.8224 | 1089.8224 | 1089.8224 | 1089.8224 | 941.4224 | 958.668 | 978.5195 | 978.5196 | 978.5196 | 978.5196
TAS1 | Solar PV | 0 | 0 | 0 | 0 | 0 | 0 | 0 | 0 | 0 | 0 | 0 | 0 | 0 | 0 | 0 | 0 | 0 | 0 | 0 | 0 | 0.00016727 | 0.0001673 | 0.0001673 | 0.00016731 | 0.00016733 | 0.00016736 | 0.00016751 | 0.00016763 | 0.00016764
TAS1 | Grid Battery | 0 | 0 | 0 | 0 | 0 | 0 | 0 | 0 | 0 | 0 | 0 | 0 | 0 | 0 | 0 | 0 | 0 | 0 | 0 | 0 | 0 | 0 | 0 | 0 | 0 | 0 | 0 | 0.00010559 | 0.00011776
TAS1 | Pumped Hydro | 0 | 0 | 0 | 0 | 0 | 0 | 0 | 0 | 0 | 0 | 0 | 0 | 0 | 0 | 0 | 0 | 0 | 0 | 0 | 0 | 0 | 0 | 0 | 0 | 0 | 0 | 0 | 0 | 0
TAS1 | VPP | 2.531 | 5.899 | 10.956 | 18.307 | 27.272 | 37.668 | 50.497 | 65.412 | 82.598 | 96.729 | 112.111 | 128.748 | 146.674 | 164.112 | 182.073 | 191.8 | 202.034 | 212.356 | 223.178 | 234.193 | 245.494 | 256.958 | 268.736 | 280.622 | 292.616 | 304.576 | 316.626 | 328.756 | 340.864
Total excluding storage |  | 3793.3742 | 3793.3742 | 3884.7224 | 3884.7224 | 3884.7224 | 3884.7224 | 3884.7224 | 3884.7224 | 3884.7224 | 3884.7224 | 3884.7224 | 3884.7224 | 3884.7224 | 3884.7224 | 3884.7224 | 3884.7224 | 3884.7224 | 3884.7224 | 3884.7224 | 3764.7224 | 3764.7225 | 3764.7226 | 3764.7226 | 3616.3226 | 3633.5682 | 3653.4197 | 3653.4197 | 3653.4197 | 3653.4197
Explicitly modelled pumping
Region | Technology | 2021-22 | 2022-23 | 2023-24 | 2024-25 | 2025-26 | 2026-27 | 2027-28 | 2028-29 | 2029-30 | 2030-31 | 2031-32 | 2032-33 | 2033-34 | 2034-35 | 2035-36 | 2036-37 | 2037-38 | 2038-39 | 2039-40 | 2040-41 | 2041-42 | 2042-43 | 2043-44 | 2044-45 | 2045-46 | 2046-47 | 2047-48 | 2048-49 | 2049-50
NEM | Grid Battery pump | 260.33 | 600.33 | 600.33 | 600.33 | 600.33 | 600.33 | 600.33 | 600.3302 | 600.3304 | 570.3304 | 570.3305 | 821.2917 | 1085.592 | 1060.592 | 1396.6459 | 1396.6459 | 1922.397 | 1922.397 | 2413.6507 | 2393.6507 | 3268.279 | 3342.3078 | 3342.3078 | 4250.0151 | 4250.0151 | 5592.1319 | 5592.1319 | 6458.5799 | 6580.3507
NEM | Pumped Hydro Pump | 1330 | 1330 | 1330 | 1330 | 3370 | 3370 | 3370 | 3370.0001 | 5370 | 5370.0001 | 5370.0001 | 6954.0266 | 7225.5658 | 7225.5658 | 7589.0636 | 7589.0636 | 8483.279 | 8483.279 | 8483.2792 | 8483.2792 | 9928.2095 | 11277.4488 | 11277.4488 | 11277.4489 | 11277.4489 | 11277.4489 | 11277.4489 | 11470.0004 | 11470.0004
NEM | VPP pump | 95.565 | 222.304 | 472.724 | 827.389 | 1275.464 | 1796.003 | 2438.396 | 3184.437 | 4042.566 | 4718.547 | 5463.892 | 6261.2279 | 7107.5971 | 7905.5149 | 8730.1272 | 9162.649 | 9618.3372 | 10079.154 | 10567.0661 | 11065.4949 | 11575.234 | 12098.7689 | 12640.3892 | 13204.0691 | 13783.8581 | 14380.3641 | 14988.5756 | 15603.098 | 16225.7479
Region | Technology | 2021-22 | 2022-23 | 2023-24 | 2024-25 | 2025-26 | 2026-27 | 2027-28 | 2028-29 | 2029-30 | 2030-31 | 2031-32 | 2032-33 | 2033-34 | 2034-35 | 2035-36 | 2036-37 | 2037-38 | 2038-39 | 2039-40 | 2040-41 | 2041-42 | 2042-43 | 2043-44 | 2044-45 | 2045-46 | 2046-47 | 2047-48 | 2048-49 | 2049-50
NSW1 | Grid Battery pump | 0 | 0 | 0 | 0 | 0 | 0 | 0 | 0 | 0.00019955 | 0.00019955 | 0.00019957 | 0.00058479 | 0.00058483 | 0.00058483 | 0.0008915 | 0.00089152 | 0.00089592 | 0.00089595 | 491.2546 | 491.2546 | 1159.8589 | 1159.8589 | 1159.8589 | 1800.371 | 1800.371 | 1800.371 | 1800.371 | 1800.371 | 1800.3709
NSW1 | Pumped Hydro Pump | 840 | 840 | 840 | 840 | 2880 | 2880 | 2880 | 2880 | 4879.9998 | 4879.9998 | 4879.9998 | 4879.9999 | 4879.9999 | 4879.9999 | 4879.9999 | 4879.9999 | 4879.9999 | 4879.9999 | 4880.0001 | 4880.0001 | 5480.0003 | 5480.0003 | 5480.0003 | 5480.0003 | 5480.0003 | 5480.0003 | 5480.0003 | 5480.0003 | 5480.0003
NSW1 | VPP pump | 33.809 | 82.709 | 156.761 | 263.89 | 405.048 | 567.059 | 769.634 | 1010.103 | 1287.846 | 1513.002 | 1757.995 | 2022.7529 | 2303.851 | 2570.3709 | 2845.8051 | 2993.4 | 3149.6021 | 3306.082 | 3472.6761 | 3642.4991 | 3815.654 | 3993.212 | 4175.7441 | 4364.7819 | 4557.4061 | 4750.5071 | 4944.2018 | 5141.238 | 5338.7148
Region | Technology | 2021-22 | 2022-23 | 2023-24 | 2024-25 | 2025-26 | 2026-27 | 2027-28 | 2028-29 | 2029-30 | 2030-31 | 2031-32 | 2032-33 | 2033-34 | 2034-35 | 2035-36 | 2036-37 | 2037-38 | 2038-39 | 2039-40 | 2040-41 | 2041-42 | 2042-43 | 2043-44 | 2044-45 | 2045-46 | 2046-47 | 2047-48 | 2048-49 | 2049-50
QLD1 | Grid Battery pump | 0 | 20 | 20 | 20 | 20 | 20 | 20 | 20.0002 | 20.0002 | 20.0002 | 20.0002 | 232.898 | 552.5283 | 552.5283 | 552.5283 | 552.5283 | 936.5411 | 936.5411 | 936.5411 | 916.5411 | 916.541 | 1290.5698 | 1290.5698 | 1290.5697 | 1290.5697 | 2632.6865 | 2632.6865 | 3499.1345 | 3499.1345
QLD1 | Pumped Hydro Pump | 490 | 490 | 490 | 490 | 490 | 490 | 490 | 490.0001 | 490.0001 | 490.0001 | 490.0001 | 857.5232 | 1129.0624 | 1129.0624 | 1129.0624 | 1129.0624 | 1928.1049 | 1928.1049 | 1928.1049 | 1928.1049 | 2048.2092 | 3397.4485 | 3397.4485 | 3397.4485 | 3397.4485 | 3397.4485 | 3397.4485 | 3590 | 3590
QLD1 | VPP pump | 18.792 | 56.93 | 116.312 | 203.741 | 316.675 | 441.512 | 598.097 | 788.338 | 1007.196 | 1181.6699 | 1375.488 | 1581.047 | 1799.564 | 2003.201 | 2215.979 | 2320.634 | 2431.5501 | 2543.859 | 2662.8169 | 2785.4379 | 2910.14 | 3039.4479 | 3174.298 | 3316.8311 | 3463.2379 | 3617.549 | 3775.5449 | 3934.3799 | 4096.485
Region | Technology | 2021-22 | 2022-23 | 2023-24 | 2024-25 | 2025-26 | 2026-27 | 2027-28 | 2028-29 | 2029-30 | 2030-31 | 2031-32 | 2032-33 | 2033-34 | 2034-35 | 2035-36 | 2036-37 | 2037-38 | 2038-39 | 2039-40 | 2040-41 | 2041-42 | 2042-43 | 2043-44 | 2044-45 | 2045-46 | 2046-47 | 2047-48 | 2048-49 | 2049-50
VIC1 | Grid Battery pump | 55.33 | 375.33 | 375.33 | 375.33 | 375.33 | 375.33 | 375.33 | 375.33 | 375.33 | 375.33 | 375.3301 | 375.3313 | 320.0013 | 320.0013 | 320.0013 | 320.0013 | 320.0013 | 320.0013 | 320.0013 | 320.0013 | 300.0013 | 0.001307 | 0.001307 | 265.181 | 265.181 | 265.181 | 265.181 | 265.1809 | 386.9518
VIC1 | Pumped Hydro Pump | 0 | 0 | 0 | 0 | 0 | 0 | 0 | 0 | 0.00010725 | 0.00016004 | 0.000187 | 1216.5035 | 1216.5035 | 1216.5035 | 1580.0012 | 1580.0012 | 1675.1742 | 1675.1742 | 1675.1742 | 1675.1742 | 2400 | 2400 | 2400 | 2400 | 2400 | 2400 | 2400 | 2400 | 2400
VIC1 | VPP pump | 21.325 | 39.333 | 124.653 | 240.512 | 387.463 | 568.474 | 786.961 | 1024.836 | 1297.201 | 1508.3761 | 1741.758 | 1990.8499 | 2255.0251 | 2511.472 | 2773.6561 | 2913.049 | 3058.5721 | 3207.3251 | 3364.194 | 3523.546 | 3687.863 | 3855.463 | 4029.35 | 4209.1151 | 4396.3961 | 4589.9351 | 4789.6219 | 4990.38 | 5195.402
Region | Technology | 2021-22 | 2022-23 | 2023-24 | 2024-25 | 2025-26 | 2026-27 | 2027-28 | 2028-29 | 2029-30 | 2030-31 | 2031-32 | 2032-33 | 2033-34 | 2034-35 | 2035-36 | 2036-37 | 2037-38 | 2038-39 | 2039-40 | 2040-41 | 2041-42 | 2042-43 | 2043-44 | 2044-45 | 2045-46 | 2046-47 | 2047-48 | 2048-49 | 2049-50
SA1 | Grid Battery pump | 205 | 205 | 205 | 205 | 205 | 205 | 205 | 205 | 205 | 175 | 175 | 213.0619 | 213.0619 | 188.0619 | 524.1154 | 524.1154 | 665.8537 | 665.8537 | 665.8537 | 665.8537 | 891.8777 | 891.8777 | 891.8777 | 893.8934 | 893.8934 | 893.8934 | 893.8934 | 893.8934 | 893.8934
SA1 | Pumped Hydro Pump | 0 | 0 | 0 | 0 | 0 | 0 | 0 | 0 | 0 | 0 | 0 | 0 | 0 | 0 | 0 | 0 | 0 | 0 | 0 | 0 | 0 | 0 | 0 | 0.00013993 | 0.00013993 | 0.00013994 | 0.00013996 | 0.00013997 | 0.00014
SA1 | VPP pump | 19.108 | 37.433 | 64.042 | 100.939 | 139.006 | 181.29 | 233.207 | 295.748 | 367.725 | 418.77 | 476.54 | 537.83 | 602.483 | 656.359 | 712.614 | 743.766 | 776.579 | 809.532 | 844.201 | 879.819 | 916.083 | 953.688 | 992.261 | 1032.719 | 1074.202 | 1117.797 | 1162.581 | 1208.344 | 1254.282
Region | Technology | 2021-22 | 2022-23 | 2023-24 | 2024-25 | 2025-26 | 2026-27 | 2027-28 | 2028-29 | 2029-30 | 2030-31 | 2031-32 | 2032-33 | 2033-34 | 2034-35 | 2035-36 | 2036-37 | 2037-38 | 2038-39 | 2039-40 | 2040-41 | 2041-42 | 2042-43 | 2043-44 | 2044-45 | 2045-46 | 2046-47 | 2047-48 | 2048-49 | 2049-50
TAS1 | Grid Battery pump | 0 | 0 | 0 | 0 | 0 | 0 | 0 | 0 | 0 | 0 | 0 | 0 | 0 | 0 | 0 | 0 | 0 | 0 | 0 | 0 | 0 | 0 | 0 | 0 | 0 | 0 | 0 | 0.00010559 | 0.00011776
TAS1 | Pumped Hydro Pump | 0 | 0 | 0 | 0 | 0 | 0 | 0 | 0 | 0 | 0 | 0 | 0 | 0 | 0 | 0 | 0 | 0 | 0 | 0 | 0 | 0 | 0 | 0 | 0 | 0 | 0 | 0 | 0 | 0
TAS1 | VPP pump | 2.531 | 5.899 | 10.956 | 18.307 | 27.272 | 37.668 | 50.497 | 65.412 | 82.598 | 96.729 | 112.111 | 128.748 | 146.674 | 164.112 | 182.073 | 191.8 | 202.034 | 212.356 | 223.178 | 234.193 | 245.494 | 256.958 | 268.736 | 280.622 | 292.616 | 304.576 | 316.626 | 328.756 | 340.864
Non-controllable capacity
Region | Technology | 2021-22 | 2022-23 | 2023-24 | 2024-25 | 2025-26 | 2026-27 | 2027-28 | 2028-29 | 2029-30 | 2030-31 | 2031-32 | 2032-33 | 2033-34 | 2034-35 | 2035-36 | 2036-37 | 2037-38 | 2038-39 | 2039-40 | 2040-41 | 2041-42 | 2042-43 | 2043-44 | 2044-45 | 2045-46 | 2046-47 | 2047-48 | 2048-49 | 2049-50
NEM | Distributed PV | 14317.7356 | 16038.0317 | 18141.6625 | 20467.1628 | 22742.4627 | 24794.1362 | 27203.2648 | 29404.585 | 31633.6844 | 33722.4221 | 35881.7358 | 38229.6173 | 40526.8079 | 42201.4543 | 43959.2481 | 45343.5576 | 47243.3825 | 48591.0021 | 50017.1079 | 51711.9741 | 53139.0243 | 54708.8557 | 56320.0969 | 57968.8334 | 59644.968 | 61342.1586 | 63040.1897 | 64716.1891 | 66373.6366
NEM | Behind the meter battery | 579.5 | 1031.2 | 1768.4 | 2546.3 | 3286.9 | 3921.6 | 4557.8 | 5129.8 | 5641.2 | 6325.9 | 7040.3 | 7755.8 | 8465.7 | 9049.4 | 9600.4 | 9649.8 | 9702.8 | 9740.4 | 9784.1 | 9817.1 | 9839.6 | 9854 | 9863.4 | 9870 | 9868.3 | 9858.5 | 9836.4 | 9798.6 | 9747
NEM | Behind the meter battery pump | 579.5 | 1031.2 | 1768.4 | 2546.3 | 3286.9 | 3921.6 | 4557.8 | 5129.8 | 5641.2 | 6325.9 | 7040.3 | 7755.8 | 8465.7 | 9049.4 | 9600.4 | 9649.8 | 9702.8 | 9740.4 | 9784.1 | 9817.1 | 9839.6 | 9854 | 9863.4 | 9870 | 9868.3 | 9858.5 | 9836.4 | 9798.6 | 9747
Region | Technology | 2021-22 | 2022-23 | 2023-24 | 2024-25 | 2025-26 | 2026-27 | 2027-28 | 2028-29 | 2029-30 | 2030-31 | 2031-32 | 2032-33 | 2033-34 | 2034-35 | 2035-36 | 2036-37 | 2037-38 | 2038-39 | 2039-40 | 2040-41 | 2041-42 | 2042-43 | 2043-44 | 2044-45 | 2045-46 | 2046-47 | 2047-48 | 2048-49 | 2049-50
NSW1 | Distributed PV | 4241.3829 | 4711.3319 | 5343.9405 | 6062.9209 | 6807.486 | 7463.937 | 8257.1661 | 9003.6689 | 9768.9282 | 10504.7979 | 11253.5547 | 12077.6261 | 12885.6859 | 13472.8481 | 14095.5227 | 14591.8154 | 15270.2051 | 15752.2725 | 16264.251 | 16864 | 17367.3523 | 17918.0752 | 18480.2856 | 19049.0688 | 19615.7073 | 20164.0635 | 20698.4153 | 21227.7258 | 21742.5056
NSW1 | Behind the meter battery | 203.5 | 385.9 | 585 | 808.6 | 1038.8 | 1231.3 | 1430.2 | 1617.7 | 1786 | 2016.8 | 2252.5 | 2492.2 | 2729.7 | 2928.2 | 3115.2 | 3140.2 | 3166.7 | 3186.3 | 3208.5 | 3226.3 | 3239.8 | 3250 | 3257.1 | 3262.4 | 3263.8 | 3259 | 3248.1 | 3233.6 | 3213.2
NSW1 | Behind the meter battery pump | 203.5 | 385.9 | 585 | 808.6 | 1038.8 | 1231.3 | 1430.2 | 1617.7 | 1786 | 2016.8 | 2252.5 | 2492.2 | 2729.7 | 2928.2 | 3115.2 | 3140.2 | 3166.7 | 3186.3 | 3208.5 | 3226.3 | 3239.8 | 3250 | 3257.1 | 3262.4 | 3263.8 | 3259 | 3248.1 | 3233.6 | 3213.2
Region | Technology | 2021-22 | 2022-23 | 2023-24 | 2024-25 | 2025-26 | 2026-27 | 2027-28 | 2028-29 | 2029-30 | 2030-31 | 2031-32 | 2032-33 | 2033-34 | 2034-35 | 2035-36 | 2036-37 | 2037-38 | 2038-39 | 2039-40 | 2040-41 | 2041-42 | 2042-43 | 2043-44 | 2044-45 | 2045-46 | 2046-47 | 2047-48 | 2048-49 | 2049-50
QLD1 | Distributed PV | 4265.744 | 4680.9516 | 5183.1304 | 5787.5574 | 6389.4727 | 6895.2299 | 7516.7694 | 8113.269 | 8718.3391 | 9285.1582 | 9878.2021 | 10523.7462 | 11158.6323 | 11620.782 | 12106.7961 | 12479.3207 | 13012.871 | 13376.0881 | 13757.3877 | 14223.626 | 14602.6743 | 15026.6189 | 15462.7988 | 15914.6479 | 16374.3203 | 16853.6875 | 17335.3723 | 17808.1953 | 18279.0088
QLD1 | Behind the meter battery | 113 | 269.2 | 441.5 | 636.3 | 828.9 | 979.8 | 1137.4 | 1294.8 | 1435.4 | 1617.9 | 1809.9 | 1999.5 | 2187.6 | 2339.4 | 2485.7 | 2493.3 | 2502.5 | 2508.5 | 2516.2 | 2522.3 | 2525.3 | 2527.5 | 2529.3 | 2532.1 | 2532.5 | 2533.4 | 2531.3 | 2524.1 | 2514.1
QLD1 | Behind the meter battery pump | 113 | 269.2 | 441.5 | 636.3 | 828.9 | 979.8 | 1137.4 | 1294.8 | 1435.4 | 1617.9 | 1809.9 | 1999.5 | 2187.6 | 2339.4 | 2485.7 | 2493.3 | 2502.5 | 2508.5 | 2516.2 | 2522.3 | 2525.3 | 2527.5 | 2529.3 | 2532.1 | 2532.5 | 2533.4 | 2531.3 | 2524.1 | 2514.1
Region | Technology | 2021-22 | 2022-23 | 2023-24 | 2024-25 | 2025-26 | 2026-27 | 2027-28 | 2028-29 | 2029-30 | 2030-31 | 2031-32 | 2032-33 | 2033-34 | 2034-35 | 2035-36 | 2036-37 | 2037-38 | 2038-39 | 2039-40 | 2040-41 | 2041-42 | 2042-43 | 2043-44 | 2044-45 | 2045-46 | 2046-47 | 2047-48 | 2048-49 | 2049-50
VIC1 | Distributed PV | 3672.0127 | 4323.9168 | 5053.769 | 5790.9588 | 6520.7274 | 7238.1152 | 8018.1381 | 8676.475 | 9331.2351 | 9932.0548 | 10554.2346 | 11213.8539 | 11851.77 | 12333.99 | 12826.3418 | 13223.2949 | 13731.8735 | 14116.3628 | 14523.5542 | 14994.7249 | 15411.9817 | 15862.2058 | 16328.1182 | 16804.2859 | 17301.0591 | 17811.2415 | 18331.9211 | 18845.3174 | 19361.5083
VIC1 | Behind the meter battery | 127.9 | 169.9 | 458.6 | 733.5 | 991.5 | 1234.7 | 1463.3 | 1639.3 | 1795.5 | 2004.5 | 2224 | 2443.1 | 2661.2 | 2848.7 | 3022.4 | 3038.1 | 3053.6 | 3065.4 | 3078.7 | 3087.9 | 3095 | 3098.7 | 3101.4 | 3102.3 | 3102.2 | 3100.1 | 3095.6 | 3085.2 | 3071.3
VIC1 | Behind the meter battery pump | 127.9 | 169.9 | 458.6 | 733.5 | 991.5 | 1234.7 | 1463.3 | 1639.3 | 1795.5 | 2004.5 | 2224 | 2443.1 | 2661.2 | 2848.7 | 3022.4 | 3038.1 | 3053.6 | 3065.4 | 3078.7 | 3087.9 | 3095 | 3098.7 | 3101.4 | 3102.3 | 3102.2 | 3100.1 | 3095.6 | 3085.2 | 3071.3
Region | Technology | 2021-22 | 2022-23 | 2023-24 | 2024-25 | 2025-26 | 2026-27 | 2027-28 | 2028-29 | 2029-30 | 2030-31 | 2031-32 | 2032-33 | 2033-34 | 2034-35 | 2035-36 | 2036-37 | 2037-38 | 2038-39 | 2039-40 | 2040-41 | 2041-42 | 2042-43 | 2043-44 | 2044-45 | 2045-46 | 2046-47 | 2047-48 | 2048-49 | 2049-50
SA1 | Distributed PV | 1913.5206 | 2069.284 | 2265.9702 | 2481.53 | 2637.3888 | 2773.9861 | 2939.5508 | 3101.8464 | 3268.0304 | 3414.8693 | 3571.6486 | 3741.8128 | 3908.6521 | 4020.1996 | 4138.7558 | 4231.3834 | 4360.8052 | 4451.8956 | 4549.1459 | 4665.1984 | 4763.3252 | 4872.7831 | 4984.3777 | 5100.9014 | 5220.0138 | 5346.0237 | 5474.4639 | 5603.2782 | 5728.2809
SA1 | Behind the meter battery | 119.5 | 178 | 241.4 | 310.3 | 355.9 | 391.7 | 430.3 | 470 | 506.1 | 553.7 | 605.9 | 657.7 | 708.5 | 741 | 772.4 | 771.6 | 771.4 | 770.1 | 769.1 | 767.7 | 765.6 | 763.3 | 760.5 | 758 | 754.8 | 751.7 | 748.1 | 743.8 | 738.2
SA1 | Behind the meter battery pump | 119.5 | 178 | 241.4 | 310.3 | 355.9 | 391.7 | 430.3 | 470 | 506.1 | 553.7 | 605.9 | 657.7 | 708.5 | 741 | 772.4 | 771.6 | 771.4 | 770.1 | 769.1 | 767.7 | 765.6 | 763.3 | 760.5 | 758 | 754.8 | 751.7 | 748.1 | 743.8 | 738.2
Region | Technology | 2021-22 | 2022-23 | 2023-24 | 2024-25 | 2025-26 | 2026-27 | 2027-28 | 2028-29 | 2029-30 | 2030-31 | 2031-32 | 2032-33 | 2033-34 | 2034-35 | 2035-36 | 2036-37 | 2037-38 | 2038-39 | 2039-40 | 2040-41 | 2041-42 | 2042-43 | 2043-44 | 2044-45 | 2045-46 | 2046-47 | 2047-48 | 2048-49 | 2049-50
TAS1 | Distributed PV | 225.0754 | 252.5473 | 294.8524 | 344.1958 | 387.3879 | 422.8681 | 471.6404 | 509.3257 | 547.1516 | 585.5419 | 624.0958 | 672.5783 | 722.0675 | 753.6346 | 791.8317 | 817.7431 | 867.6277 | 894.3831 | 922.7691 | 964.4249 | 993.6908 | 1029.1726 | 1064.5165 | 1099.9293 | 1133.8675 | 1167.1424 | 1200.0171 | 1231.6724 | 1262.333
TAS1 | Behind the meter battery | 15.6 | 28.2 | 41.9 | 57.6 | 71.8 | 84.1 | 96.6 | 108 | 118.2 | 133 | 148 | 163.3 | 178.7 | 192.1 | 204.7 | 206.6 | 208.6 | 210.1 | 211.6 | 212.9 | 213.9 | 214.5 | 215.1 | 215.2 | 215 | 214.3 | 213.3 | 211.9 | 210.2
TAS1 | Behind the meter battery pump | 15.6 | 28.2 | 41.9 | 57.6 | 71.8 | 84.1 | 96.6 | 108 | 118.2 | 133 | 148 | 163.3 | 178.7 | 192.1 | 204.7 | 206.6 | 208.6 | 210.1 | 211.6 | 212.9 | 213.9 | 214.5 | 215.1 | 215.2 | 215 | 214.3 | 213.3 | 211.9 | 210.2

## BaseCase_VOM Cost
VOM cost by technology ($000s) - Base Case, Step Change No TRET Sensitivity
VOM | Real June 2020 dollars discounted to 1 July 2020
Explicitly modelled generation
Region | Technology | 2021-22 | 2022-23 | 2023-24 | 2024-25 | 2025-26 | 2026-27 | 2027-28 | 2028-29 | 2029-30 | 2030-31 | 2031-32 | 2032-33 | 2033-34 | 2034-35 | 2035-36 | 2036-37 | 2037-38 | 2038-39 | 2039-40 | 2040-41 | 2041-42 | 2042-43 | 2043-44 | 2044-45 | 2045-46 | 2046-47 | 2047-48 | 2048-49 | 2049-50
NEM | Black Coal | 307975.9888 | 265295.0611 | 242494.1398 | 214537.5065 | 178582.0296 | 160267.1148 | 144029.9935 | 146607.0555 | 119377.3515 | 111474.4318 | 98327.4308 | 70851.0099 | 70174.6068 | 59170.6691 | 46809.322 | 43576.7756 | 43426.5269 | 40750.247 | 35877.5016 | 33803.9047 | 25156.6281 | 15234.3657 | 10021.7581 | 8223.6735 | 7345.9279 | 7171.3196 | 6347.0813 | 5537.2912 | 5420.1139
NEM | Brown Coal | 106970.738 | 87412.017 | 88482.203 | 43994.2709 | 41561.5248 | 31358.122 | 0.017685 | 0.012825 | 0.01136 | 0.010811 | 0.0094261 | 0.0091318 | 0.0090592 | 0.0079038 | 0.0074357 | 0.0067743 | 0.0055858 | 0.0059737 | 0.0049539 | 0.003887 | 0.0046688 | 0.0050411 | 0.0050409 | 0.0044024 | 0.0021792 | 0.0023609 | 0.00048737 | 0 | 0
NEM | CCGT | 15646.252 | 14898.4203 | 11529.4093 | 19672.9569 | 23125.1254 | 18359.244 | 19955.8189 | 19635.7467 | 17165.2144 | 18857.734 | 21431.183 | 24428.3403 | 26223.0303 | 23995.8347 | 20423.5404 | 16317.3413 | 14525.601 | 13843.1712 | 11252.917 | 10974.8086 | 11382.0074 | 12050.5386 | 7531.36 | 6732.3916 | 3093.7852 | 2059.0106 | 1968.5508 | 1873.133 | 1784.9401
NEM | Gas - Steam | 1733.579 | 1677.294 | 1770.621 | 809.6114 | 812.025 | 781.7562 | 1040.1238 | 1170.9048 | 897.0678 | 825.4104 | 1029.6273 | 2002.8905 | 2075.167 | 2602.2971 | 1014.1622 | 966.5278 | 1336.97 | 1540.0656 | 476.6354 | 517.4618 | 632.9901 | 641.3518 | 560.3641 | 523.7366 | 432.9038 | 0 | 0 | 0 | 0
NEM | OCGT / Diesel | 625.801 | 245.2744 | 996.263 | 2966.1228 | 2447.0034 | 2272.1261 | 2185.1627 | 3301.7185 | 945.9037 | 2542.8172 | 4455.4019 | 9864.8443 | 7397.1903 | 10616.5839 | 8902.886 | 9967.9261 | 15947.4825 | 14324.3015 | 19637.9769 | 22520.6392 | 19510.7751 | 22337.147 | 25209.225 | 14278.0502 | 15009.2925 | 17498.2426 | 13609.3389 | 15121.995 | 15015.579
NEM | Hydro | 91854.7016 | 90211.4017 | 83913.8473 | 94124.5766 | 92380.6565 | 83585.0137 | 80989.2014 | 87871.3798 | 74128.5398 | 67948.4322 | 63269.0063 | 60325.1351 | 62371.6855 | 62104.3404 | 57408.406 | 53860.7636 | 56953.1747 | 49933.2226 | 45113.2707 | 40472.7735 | 38152.8514 | 40427.7341 | 38165.8061 | 35125.5524 | 34786.5459 | 38997.7916 | 32926.5698 | 29654.6154 | 27648.9741
NEM | Wind | 66518.3265 | 77913.5652 | 65649.8171 | 63379.5266 | 63156.6207 | 62292.2952 | 58264.5592 | 48764.5211 | 45972.3546 | 42791.1782 | 44644.763 | 37260.742 | 34724.9757 | 31978.8231 | 32265.9519 | 31019.6233 | 23463.5054 | 21980.8973 | 18378.8643 | 16114.716 | 15092.5435 | 14462.1986 | 10787.7712 | 8961.5285 | 6682.9311 | 5215.9422 | 4744.7869 | 4064.2557 | 3143.6984
NEM | Solar PV | 13.5121 | 15.8206 | 15.3276 | 14.0481 | 19.7122 | 20.0382 | 26.0371 | 26.1593 | 73.2044 | 78.4827 | 81.3274 | 113.794 | 119.0273 | 112.6529 | 113.8583 | 109.5194 | 140.0904 | 139.8717 | 150.3053 | 162.7034 | 190.483 | 221.1136 | 214.5868 | 213.9293 | 203.7101 | 205.1999 | 197.9003 | 192.4513 | 189.8524
NEM | Grid Battery | 0.12874 | 0.19394 | 0.20978 | 0.23357 | 0.21213 | 0.20981 | 0.19933 | 0.18005 | 0.16381 | 0.15883 | 0.14318 | 0.56448 | 1.0066 | 0.96608 | 1.384 | 1.3297 | 1.8259 | 1.7451 | 2.232 | 2.1213 | 3.4989 | 3.6345 | 3.3733 | 4.6298 | 4.3424 | 4.9 | 4.6959 | 4.9929 | 4.678
NEM | Pumped Hydro | 1994.2702 | 2840.005 | 3453.6316 | 3386.3286 | 2848.0131 | 3464.7872 | 4105.0441 | 3590.7917 | 3255.1062 | 3482.1208 | 3181.2914 | 3222.5512 | 2539.0191 | 2070.2139 | 2194.9189 | 2146.2399 | 1701.6334 | 1647.0003 | 1844.5582 | 1625.7514 | 1755.4977 | 1605.7625 | 1097.2003 | 1193.5364 | 1124.7334 | 876.3051 | 766.3795 | 627.6358 | 550.5435
NEM | VPP | 0.37401 | 1.1768 | 2.5732 | 4.9454 | 7.1943 | 9.6338 | 11.9298 | 13.7718 | 15.6816 | 17.1969 | 18.5763 | 19.9875 | 21.1369 | 22.0292 | 23.9849 | 23.6926 | 21.912 | 21.5738 | 21.8532 | 21.5123 | 21.7868 | 20.4047 | 17.9485 | 18.5329 | 17.2554 | 15.4087 | 14.3591 | 13.1242 | 12.136
Total excluding storage |  | 591338.899 | 537668.8542 | 494851.6282 | 439498.6198 | 402084.6976 | 358935.7101 | 306490.9144 | 307377.4985 | 258559.6477 | 244518.4972 | 233238.7492 | 204846.7652 | 203085.6919 | 190581.2091 | 166938.1342 | 155818.4839 | 155793.3565 | 142511.7829 | 130887.4762 | 124567.0111 | 110118.2833 | 105374.4545 | 92490.8764 | 74058.8664 | 67555.0986 | 71147.5089 | 59794.2285 | 56443.7415 | 53203.158
Region | Technology | 2021-22 | 2022-23 | 2023-24 | 2024-25 | 2025-26 | 2026-27 | 2027-28 | 2028-29 | 2029-30 | 2030-31 | 2031-32 | 2032-33 | 2033-34 | 2034-35 | 2035-36 | 2036-37 | 2037-38 | 2038-39 | 2039-40 | 2040-41 | 2041-42 | 2042-43 | 2043-44 | 2044-45 | 2045-46 | 2046-47 | 2047-48 | 2048-49 | 2049-50
NSW1 | Black Coal | 171808.562 | 144724.8015 | 122213.913 | 125335.397 | 97604.5605 | 83454.387 | 77346.3272 | 79527.3628 | 57919.9088 | 55036.9399 | 46933.2327 | 20306.8156 | 24168.2178 | 20070.1284 | 10539.607 | 12444.3355 | 13340.546 | 12386.413 | 10942.2315 | 9152.977 | 4986.7121 | 0 | 0 | 0 | 0 | 0 | 0 | 0 | 0
NSW1 | Brown Coal | 0 | 0 | 0 | 0 | 0 | 0 | 0 | 0 | 0 | 0 | 0 | 0 | 0 | 0 | 0 | 0 | 0 | 0 | 0 | 0 | 0 | 0 | 0 | 0 | 0 | 0 | 0 | 0 | 0
NSW1 | CCGT | 230.5344 | 220.3762 | 641.1214 | 1584.2855 | 1966.2826 | 1012.2286 | 2051.8482 | 2881.2862 | 2626.2123 | 2786.5144 | 3105.2853 | 5018.0988 | 4895.0048 | 5472.2147 | 4511.3175 | 3475.8032 | 4626.2649 | 4890.0628 | 4187.6234 | 3558.5265 | 3573.1184 | 3918.4937 | 153.6835 | 0.00020661 | 0.00020054 | 0.00020203 | 0.00019036 | 0.00017881 | 0.00016829
NSW1 | Gas - Steam | 0 | 0 | 0 | 0 | 0 | 0 | 0 | 0 | 0 | 0 | 0 | 0 | 0 | 0 | 0 | 0 | 0 | 0 | 0 | 0 | 0 | 0 | 0 | 0 | 0 | 0 | 0 | 0 | 0
NSW1 | OCGT / Diesel | 0.00013527 | 0.00013531 | 109.4892 | 539.1007 | 87.0623 | 165.5799 | 127.1612 | 373.5861 | 7.1983 | 66.4746 | 147.7024 | 2103.479 | 853.3352 | 2655.023 | 2141.2996 | 2625.7627 | 4093.7817 | 4917.7409 | 5808.1372 | 8184.2185 | 4613.0028 | 6670.416 | 9003.4569 | 2866.1571 | 2744.6748 | 3641.5938 | 4920.5796 | 4836.0528 | 4563.0933
NSW1 | Hydro | 14927.9968 | 15173.5376 | 13578.6958 | 17445.8436 | 15846.1251 | 14751.8435 | 15619.7937 | 19404.4948 | 14579.348 | 12941.0448 | 12812.7879 | 12292.0579 | 13682.3618 | 13957.1983 | 13403.2386 | 12094.5663 | 14776.5126 | 11886.6881 | 10817.8787 | 9431.1361 | 8731.5916 | 9659.4552 | 8995.985 | 9008.593 | 8507.2452 | 9736.943 | 7450.0659 | 6491.0058 | 5476.6871
NSW1 | Wind | 15624.6918 | 17313.5852 | 15218.8619 | 14329.7814 | 14457.3578 | 14374.0319 | 13102.9776 | 10407.9219 | 8768.902 | 8964.3848 | 10059.6478 | 8691.5961 | 8175.352 | 7583.9137 | 7803.2298 | 7260.9058 | 4742.5475 | 3698.5628 | 3459.5971 | 2963.6549 | 2899.0132 | 2807.0411 | 1769.2755 | 1716.4573 | 1699.0171 | 975.3457 | 863.0801 | 796.5891 | 801.7949
NSW1 | Solar PV | 4.9791 | 5.7841 | 5.5558 | 5.1042 | 11.2254 | 11.5602 | 11.059 | 13.4497 | 60.7599 | 61.3996 | 60.0357 | 70.4519 | 74.7026 | 68.4367 | 70.0441 | 66.9406 | 82.5324 | 83.6873 | 93.309 | 98.7786 | 108.4268 | 121.6848 | 115.4566 | 118.1761 | 111.5002 | 106.7958 | 101.3832 | 100.1408 | 96.4221
NSW1 | Grid Battery | 8.0281e-08 | 1.1029e-07 | 1.0614e-07 | 1.4713e-07 | 1.5191e-07 | 1.5741e-07 | 2.1234e-07 | 2.3075e-07 | 8.3599e-07 | 8.5371e-07 | 8.2573e-07 | 1.4732e-06 | 1.4015e-06 | 1.4073e-06 | 1.9856e-06 | 1.8326e-06 | 1.81e-06 | 1.7351e-06 | 0.55228 | 0.52599 | 1.7734 | 1.6775 | 1.5527 | 2.6437 | 2.4884 | 2.3184 | 2.1711 | 2.1286 | 1.9817
NSW1 | Pumped Hydro | 504.9724 | 842.6876 | 1073.7756 | 1146.7654 | 592.7299 | 827.607 | 1175.6583 | 989.7407 | 886.4792 | 1010.004 | 994.4094 | 1099.7185 | 1015.3447 | 683.0306 | 762.4875 | 776.3373 | 732.4364 | 683.2369 | 763.0464 | 609.4328 | 598.7799 | 682.1084 | 437.0468 | 491.8134 | 519.8232 | 456.7795 | 394.9084 | 364.759 | 290.2791
NSW1 | VPP | 0.071056 | 0.40223 | 0.79846 | 1.4377 | 2.1814 | 2.9556 | 3.6135 | 4.2876 | 4.9618 | 5.5145 | 5.8872 | 6.6623 | 7.2224 | 7.5244 | 8.2057 | 8.0753 | 7.7281 | 7.5058 | 7.574 | 7.3923 | 7.4864 | 7.3631 | 6.5489 | 6.8545 | 6.3644 | 6.0617 | 5.4914 | 5.2426 | 4.7812
Total excluding storage |  | 202596.7642 | 177438.0848 | 151767.6371 | 159239.5123 | 129972.6138 | 113769.6311 | 108259.1669 | 112608.1015 | 83962.3294 | 79856.7581 | 73118.6918 | 48482.4993 | 51848.9741 | 49806.9148 | 38468.7366 | 37968.3141 | 41662.1851 | 37863.1549 | 35308.7769 | 33389.2916 | 24911.8649 | 23177.0909 | 20037.8575 | 13709.3836 | 13062.4376 | 14460.6785 | 13335.109 | 12223.7888 | 10937.9976
Region | Technology | 2021-22 | 2022-23 | 2023-24 | 2024-25 | 2025-26 | 2026-27 | 2027-28 | 2028-29 | 2029-30 | 2030-31 | 2031-32 | 2032-33 | 2033-34 | 2034-35 | 2035-36 | 2036-37 | 2037-38 | 2038-39 | 2039-40 | 2040-41 | 2041-42 | 2042-43 | 2043-44 | 2044-45 | 2045-46 | 2046-47 | 2047-48 | 2048-49 | 2049-50
QLD1 | Black Coal | 136167.4268 | 120570.2596 | 120280.2268 | 89202.1095 | 80977.4691 | 76812.7277 | 66683.6663 | 67079.6928 | 61457.4428 | 56437.4919 | 51394.1981 | 50544.1944 | 46006.389 | 39100.5406 | 36269.715 | 31132.4401 | 30085.9809 | 28363.834 | 24935.2701 | 24650.9277 | 20169.916 | 15234.3657 | 10021.7581 | 8223.6735 | 7345.9279 | 7171.3196 | 6347.0813 | 5537.2912 | 5420.1139
QLD1 | Brown Coal | 0 | 0 | 0 | 0 | 0 | 0 | 0 | 0 | 0 | 0 | 0 | 0 | 0 | 0 | 0 | 0 | 0 | 0 | 0 | 0 | 0 | 0 | 0 | 0 | 0 | 0 | 0 | 0 | 0
QLD1 | CCGT | 7671.4589 | 7313.2494 | 7773.575 | 13552.1461 | 15624.4795 | 12748.4431 | 14467.3105 | 13952.1607 | 12397.4418 | 12717.5418 | 14351.9566 | 14955.5937 | 16527.5387 | 13666.8457 | 12175.3556 | 9334.4587 | 9899.3357 | 8953.108 | 7065.2933 | 7416.2819 | 7808.8885 | 8132.0445 | 7377.6759 | 6732.3909 | 3093.7845 | 2059.0099 | 1968.5501 | 1873.1323 | 1784.9393
QLD1 | Gas - Steam | 255.4172 | 244.7628 | 462.5276 | 440.5132 | 417.7254 | 400.4962 | 678.4563 | 743.6605 | 718.6808 | 505.8627 | 449.3462 | 532.587 | 772.4144 | 630.8011 | 531.8236 | 598.2756 | 652.1331 | 576.9753 | 476.6354 | 517.4618 | 632.9901 | 641.3518 | 560.3641 | 523.7366 | 432.9038 | 0 | 0 | 0 | 0
QLD1 | OCGT / Diesel | 0.00025664 | 0.00025519 | 0.00026044 | 941.7277 | 453.629 | 495.0483 | 951.1848 | 1480.6309 | 727.9203 | 1347.1794 | 2493.7771 | 3692.3604 | 3538.0954 | 2476.022 | 2576.4868 | 3647.6976 | 5229.5431 | 3061.62 | 3323.4342 | 3623.9889 | 4350.0147 | 4271.6459 | 3658.2918 | 4102.0572 | 4625.9858 | 4598.2402 | 3256.6236 | 3282.2533 | 2647.8908
QLD1 | Hydro | 4747.3218 | 4520.0521 | 4327.3031 | 4109.1797 | 3912.8653 | 3731.3945 | 3565.9595 | 3381.615 | 3226.3943 | 2982.4049 | 2943.3771 | 2778.9637 | 2654.996 | 2495.4776 | 2324.2283 | 2211.0502 | 741.1084 | 706.9013 | 636.8135 | 589.6738 | 577.7693 | 0 | 0 | 0 | 0 | 0 | 0 | 0 | 0
QLD1 | Wind | 5102.6762 | 7685.418 | 7168.654 | 6530.2979 | 7352.2133 | 6707.3129 | 6775.3246 | 6103.6251 | 5784.1843 | 5589.3921 | 4723.7897 | 4570.7004 | 3949.3016 | 4258.0205 | 3660.5632 | 3837.9699 | 3378.9341 | 3326.1555 | 3078.0746 | 2374.8707 | 2396.663 | 1905.8609 | 1663.5871 | 802.5837 | 839.229 | 780.9461 | 706.7203 | 592.923 | 456.8433
QLD1 | Solar PV | 5.1758 | 6.7105 | 6.5189 | 5.9521 | 5.7564 | 5.7532 | 5.5568 | 4.4256 | 4.5781 | 4.5419 | 5.8099 | 10.463 | 15.3022 | 14.4592 | 14.0504 | 13.3352 | 26.7831 | 27.0471 | 29.401 | 36.718 | 41.3998 | 62.2638 | 57.7238 | 54.426 | 49.8199 | 53.9848 | 53.8178 | 51.8689 | 50.985
QLD1 | Grid Battery | 5.6052e-08 | 0.02006 | 0.02187 | 0.023767 | 0.022385 | 0.02204 | 0.020899 | 0.018844 | 0.01758 | 0.017149 | 0.016043 | 0.37859 | 0.85055 | 0.82962 | 0.78953 | 0.76683 | 1.1374 | 1.0988 | 1.0434 | 0.99839 | 0.96746 | 1.2601 | 1.1932 | 1.1357 | 1.0475 | 1.8602 | 1.8484 | 2.2072 | 2.0231
QLD1 | Pumped Hydro | 1489.2978 | 1997.3174 | 2379.856 | 2239.5632 | 2255.2832 | 2637.1802 | 2929.3858 | 2601.051 | 2368.627 | 2472.1168 | 2186.882 | 2119.1892 | 1520.3595 | 1384.1874 | 1428.6392 | 1366.2622 | 965.6151 | 960.3511 | 1077.9908 | 1013.054 | 1152.2125 | 919.5822 | 656.5264 | 697.9272 | 601.3128 | 416.2301 | 368.3395 | 259.7461 | 257.4086
QLD1 | VPP | 0.097766 | 0.33635 | 0.69171 | 1.3303 | 1.9302 | 2.5023 | 3.1178 | 3.5589 | 4.0421 | 4.526 | 4.95 | 5.1898 | 5.3884 | 5.7135 | 6.1349 | 5.9846 | 5.3419 | 5.5462 | 5.4122 | 5.6216 | 5.7157 | 5.0702 | 4.4565 | 4.2996 | 3.7702 | 2.9622 | 3.0571 | 2.0764 | 2.0977
Total excluding storage |  | 153949.477 | 140340.4526 | 140018.8056 | 114781.9262 | 108744.138 | 100901.1759 | 93127.4588 | 92745.8105 | 84316.6425 | 79584.4148 | 76362.2547 | 77084.8624 | 73464.0373 | 62642.1666 | 57552.2229 | 50775.2274 | 50013.8184 | 45015.6412 | 39544.9221 | 39209.9228 | 35977.6414 | 30247.5324 | 23339.4008 | 20438.868 | 16387.6508 | 14663.5007 | 12332.7931 | 11337.4687 | 10360.7722
Region | Technology | 2021-22 | 2022-23 | 2023-24 | 2024-25 | 2025-26 | 2026-27 | 2027-28 | 2028-29 | 2029-30 | 2030-31 | 2031-32 | 2032-33 | 2033-34 | 2034-35 | 2035-36 | 2036-37 | 2037-38 | 2038-39 | 2039-40 | 2040-41 | 2041-42 | 2042-43 | 2043-44 | 2044-45 | 2045-46 | 2046-47 | 2047-48 | 2048-49 | 2049-50
VIC1 | Black Coal | 0 | 0 | 0 | 0 | 0 | 0 | 0 | 0 | 0 | 0 | 0 | 0 | 0 | 0 | 0 | 0 | 0 | 0 | 0 | 0 | 0 | 0 | 0 | 0 | 0 | 0 | 0 | 0 | 0
VIC1 | Brown Coal | 106970.738 | 87412.017 | 88482.203 | 43994.2709 | 41561.5248 | 31358.122 | 0.017685 | 0.012825 | 0.01136 | 0.010811 | 0.0094261 | 0.0091318 | 0.0090592 | 0.0079038 | 0.0074357 | 0.0067743 | 0.0055858 | 0.0059737 | 0.0049539 | 0.003887 | 0.0046688 | 0.0050411 | 0.0050409 | 0.0044024 | 0.0021792 | 0.0023609 | 0.00048737 | 0 | 0
VIC1 | CCGT | 7.5055e-05 | 7.051e-05 | 7.0775e-05 | 0.00011678 | 0.00011402 | 0.00010854 | 0.00010831 | 0.00011623 | 0.00010996 | 0.00011144 | 0.00011693 | 0.00016392 | 0.00015747 | 0.000149 | 0.00013824 | 0.00013121 | 0.00018944 | 0.0001833 | 0.00017364 | 0.00016371 | 0.00023423 | 0.00023342 | 0.00033761 | 0.00031111 | 0.00030404 | 0.00030742 | 0.00029003 | 0.00031559 | 0.00052126
VIC1 | Gas - Steam | 23.8532 | 11.0076 | 19.2318 | 124.0692 | 114.1203 | 110.0574 | 161.2929 | 217.944 | 55.6816 | 173.7942 | 292.8029 | 884.7134 | 672.7131 | 927.0886 | 482.3386 | 368.2523 | 684.8369 | 963.0903 | 0 | 0 | 0 | 0 | 0 | 0 | 0 | 0 | 0 | 0 | 0
VIC1 | OCGT / Diesel | 109.4413 | 2.9265 | 84.6629 | 352.5861 | 225.1779 | 534.8599 | 445.7585 | 664.0551 | 99.1649 | 371.5948 | 569.9188 | 2002.4007 | 1063.3034 | 2848.4099 | 2235.3727 | 1992.775 | 3417.6673 | 3089.7435 | 7095.5223 | 7294.4545 | 7358.0721 | 7866.103 | 8770.6989 | 6487.6075 | 6881.8644 | 8507.624 | 4785.7744 | 6137.0917 | 7076.3239
VIC1 | Hydro | 18887.3252 | 18170.3688 | 15844.0705 | 18609.8799 | 18116.2247 | 16408.7835 | 15772.4249 | 19079.918 | 15089.4501 | 12298.987 | 11812.7885 | 10157.5145 | 12049.6219 | 11779.5573 | 10679.1161 | 10215.8874 | 12404.4088 | 9819.6376 | 8039.304 | 7665.2093 | 6660.3002 | 7846.7968 | 7719.2511 | 6964.528 | 6691.2772 | 8081.452 | 6408.0697 | 5198.7767 | 4985.4008
VIC1 | Wind | 26982.0161 | 32716.0043 | 26410.3792 | 25630.0947 | 25284.9845 | 24720.5098 | 23041.1777 | 19235.6886 | 19099.7623 | 17254.7401 | 18656.1388 | 14995.5441 | 14250.8751 | 12743.3832 | 13352.8155 | 13116.7017 | 9772.2897 | 9624.4846 | 7854.3303 | 7067.0321 | 6363.2209 | 6358.375 | 4794.0786 | 4195.7877 | 2363.0774 | 2012.6257 | 1806.1989 | 1441.6128 | 613.3414
VIC1 | Solar PV | 2.475 | 2.346 | 2.3191 | 2.1268 | 1.9257 | 1.9387 | 8.6479 | 7.5824 | 7.1685 | 11.8694 | 13.5631 | 31.1056 | 27.446 | 26.9462 | 27.006 | 26.4751 | 22.3353 | 21.4733 | 20.7297 | 20.3019 | 34.3409 | 31.2538 | 32.7619 | 33.2006 | 34.4559 | 37.7811 | 36.4731 | 34.794 | 35.5901
VIC1 | Grid Battery | 0.04753 | 0.096993 | 0.10166 | 0.12988 | 0.118 | 0.118 | 0.11253 | 0.10098 | 0.091909 | 0.090368 | 0.081365 | 0.081152 | 0.059057 | 0.05266 | 0.055692 | 0.053045 | 0.04699 | 0.041996 | 0.04464 | 0.04079 | 0.014857 | 1.8549e-06 | 1.9272e-06 | 0.21869 | 0.2083 | 0.19964 | 0.19002 | 0.18311 | 0.23805
VIC1 | Pumped Hydro | 0 | 0 | 1.0792e-07 | 2.0843e-07 | 1.9476e-07 | 3.2666e-07 | 3.1553e-07 | 3.8045e-07 | 4.092e-07 | 6.0313e-07 | 6.7064e-07 | 3.6435 | 3.3149 | 2.9958 | 3.7922 | 3.6404 | 3.582 | 3.4123 | 3.521 | 3.2646 | 4.5053 | 4.0719 | 3.6271 | 3.7958 | 3.5974 | 3.2955 | 3.1316 | 3.1308 | 2.8558
VIC1 | VPP | 0.071905 | 0.1794 | 0.60038 | 1.5086 | 2.2342 | 3.1284 | 3.9634 | 4.487 | 5.1076 | 5.4281 | 5.9198 | 6.2352 | 6.5655 | 6.7279 | 7.5698 | 7.6079 | 6.8706 | 6.6834 | 7.0031 | 6.681 | 6.812 | 6.3522 | 5.5076 | 5.9184 | 5.68 | 5.1789 | 4.7392 | 4.7535 | 4.2432
Total excluding storage |  | 152975.8488 | 138314.6703 | 130842.8665 | 88713.0278 | 85303.9579 | 73134.2714 | 39429.3197 | 39205.201 | 34351.239 | 30110.9965 | 31345.2217 | 28071.2877 | 28063.9687 | 28325.3933 | 26776.6563 | 25720.0983 | 26301.5437 | 23518.4355 | 23009.8913 | 22047.0019 | 20415.9389 | 22102.5339 | 21316.7958 | 17681.1285 | 15970.6774 | 18639.4855 | 13036.5168 | 12812.2755 | 12710.6567
Region | Technology | 2021-22 | 2022-23 | 2023-24 | 2024-25 | 2025-26 | 2026-27 | 2027-28 | 2028-29 | 2029-30 | 2030-31 | 2031-32 | 2032-33 | 2033-34 | 2034-35 | 2035-36 | 2036-37 | 2037-38 | 2038-39 | 2039-40 | 2040-41 | 2041-42 | 2042-43 | 2043-44 | 2044-45 | 2045-46 | 2046-47 | 2047-48 | 2048-49 | 2049-50
SA1 | Black Coal | 0 | 0 | 0 | 0 | 0 | 0 | 0 | 0 | 0 | 0 | 0 | 0 | 0 | 0 | 0 | 0 | 0 | 0 | 0 | 0 | 0 | 0 | 0 | 0 | 0 | 0 | 0 | 0 | 0
SA1 | Brown Coal | 0 | 0 | 0 | 0 | 0 | 0 | 0 | 0 | 0 | 0 | 0 | 0 | 0 | 0 | 0 | 0 | 0 | 0 | 0 | 0 | 0 | 0 | 0 | 0 | 0 | 0 | 0 | 0 | 0
SA1 | CCGT | 7744.2586 | 7364.7946 | 3114.7129 | 4536.5251 | 5534.3631 | 4598.5721 | 3436.6601 | 2802.2996 | 2141.5601 | 3353.6776 | 3973.9409 | 4454.6476 | 4800.4866 | 4856.7741 | 3736.8671 | 3507.0791 | 0.00015208 | 0.00014607 | 0.00013855 | 0.00013011 | 0.00014826 | 0.00014572 | 0.00014003 | 0.00012703 | 0.00012374 | 0.00012137 | 0.00011411 | 0.00010825 | 0.00010169
SA1 | Gas - Steam | 1454.3086 | 1421.5236 | 1288.8616 | 245.029 | 280.1794 | 271.2026 | 200.3746 | 209.3003 | 122.7054 | 145.7535 | 287.4782 | 585.5901 | 630.0396 | 1044.4074 | 0 | 0 | 0 | 0 | 0 | 0 | 0 | 0 | 0 | 0 | 0 | 0 | 0 | 0 | 0
SA1 | OCGT / Diesel | 516.3593 | 242.3474 | 802.1106 | 1132.7083 | 1681.1341 | 1076.6379 | 661.0581 | 783.4464 | 111.6201 | 757.5682 | 1244.0035 | 2065.0547 | 1942.4563 | 2637.129 | 1949.7268 | 1701.6908 | 3206.4903 | 3255.197 | 3410.8831 | 3416.8974 | 3186.4292 | 3528.9821 | 3776.7775 | 821.4721 | 756.7675 | 750.7846 | 646.3612 | 862.8693 | 728.271
SA1 | Hydro | 0 | 0 | 0 | 0 | 0 | 0 | 0 | 0 | 0 | 0 | 0 | 0 | 0 | 0 | 0 | 0 | 0 | 0 | 0 | 0 | 0 | 0 | 0 | 0 | 0 | 0 | 0 | 0 | 0
SA1 | Wind | 15450.3306 | 16325.0551 | 13537.3412 | 13699.706 | 12817.2949 | 13337.5636 | 12293.2758 | 10524.995 | 9908.3019 | 8893.0395 | 8773.9062 | 6928.7977 | 6326.6455 | 5370.7086 | 5468.4104 | 4831.8531 | 3965.8953 | 3753.3461 | 2620.4605 | 2094.1406 | 2069.0113 | 2067.9913 | 1209.9556 | 1231.3934 | 788.579 | 633.1785 | 579.404 | 541.66 | 458.1913
SA1 | Solar PV | 0.88216 | 0.97989 | 0.93385 | 0.86505 | 0.80469 | 0.78615 | 0.77343 | 0.70165 | 0.69789 | 0.67175 | 1.9187 | 1.7735 | 1.5764 | 2.8109 | 2.7579 | 2.7685 | 8.4397 | 7.664 | 6.8656 | 6.9048 | 6.3156 | 5.9113 | 8.6445 | 8.1265 | 7.9341 | 6.6382 | 6.2263 | 5.6476 | 6.8552
SA1 | Grid Battery | 0.081207 | 0.076882 | 0.086243 | 0.079924 | 0.07174 | 0.069766 | 0.065903 | 0.06022 | 0.054324 | 0.05131 | 0.045772 | 0.10473 | 0.097044 | 0.083807 | 0.53875 | 0.50978 | 0.64153 | 0.60427 | 0.59172 | 0.55613 | 0.74318 | 0.69686 | 0.62734 | 0.63181 | 0.59815 | 0.52174 | 0.48628 | 0.47394 | 0.43513
SA1 | Pumped Hydro | 0 | 0 | 9.03e-08 | 8.8865e-08 | 8.2622e-08 | 9.5376e-08 | 9.5317e-08 | 9.306e-08 | 9.1774e-08 | 1.0085e-07 | 9.8872e-08 | 1.6816e-07 | 1.5744e-07 | 1.4923e-07 | 1.78e-07 | 1.6907e-07 | 2.1098e-07 | 2.0116e-07 | 1.9671e-07 | 1.8965e-07 | 2.2749e-07 | 2.0853e-07 | 2.0113e-07 | 3.076e-07 | 2.9258e-07 | 2.6928e-07 | 2.6328e-07 | 2.5445e-07 | 2.471e-07
SA1 | VPP | 0.12975 | 0.24216 | 0.45696 | 0.63595 | 0.79334 | 0.9727 | 1.1379 | 1.3098 | 1.453 | 1.5849 | 1.6255 | 1.7399 | 1.7927 | 1.8441 | 1.8709 | 1.8319 | 1.7592 | 1.6929 | 1.6999 | 1.6242 | 1.6075 | 1.4925 | 1.2791 | 1.3508 | 1.3062 | 1.0737 | 0.99753 | 0.95805 | 0.87951
Total excluding storage |  | 25166.1392 | 25354.7006 | 18743.9601 | 19614.8335 | 20313.7762 | 19284.7623 | 16592.142 | 14320.7429 | 12284.8853 | 13150.7105 | 14281.2474 | 14035.8635 | 13701.2044 | 13911.8299 | 11157.7622 | 10043.3914 | 7180.8255 | 7016.2072 | 6038.2094 | 5517.943 | 5261.7562 | 5602.8849 | 4995.3777 | 2060.9921 | 1553.2808 | 1390.6014 | 1231.9915 | 1410.177 | 1193.3176
Region | Technology | 2021-22 | 2022-23 | 2023-24 | 2024-25 | 2025-26 | 2026-27 | 2027-28 | 2028-29 | 2029-30 | 2030-31 | 2031-32 | 2032-33 | 2033-34 | 2034-35 | 2035-36 | 2036-37 | 2037-38 | 2038-39 | 2039-40 | 2040-41 | 2041-42 | 2042-43 | 2043-44 | 2044-45 | 2045-46 | 2046-47 | 2047-48 | 2048-49 | 2049-50
TAS1 | Black Coal | 0 | 0 | 0 | 0 | 0 | 0 | 0 | 0 | 0 | 0 | 0 | 0 | 0 | 0 | 0 | 0 | 0 | 0 | 0 | 0 | 0 | 0 | 0 | 0 | 0 | 0 | 0 | 0 | 0
TAS1 | Brown Coal | 0 | 0 | 0 | 0 | 0 | 0 | 0 | 0 | 0 | 0 | 0 | 0 | 0 | 0 | 0 | 0 | 0 | 0 | 0 | 0 | 0 | 0 | 0 | 0 | 0 | 0 | 0 | 0 | 0
TAS1 | CCGT | 6.3224e-05 | 5.9137e-05 | 6.0067e-05 | 5.7531e-05 | 5.4732e-05 | 5.3633e-05 | 5.4756e-05 | 5.4651e-05 | 5.7656e-05 | 5.5855e-05 | 5.306e-05 | 5.5062e-05 | 5.2477e-05 | 4.7906e-05 | 4.642e-05 | 4.4804e-05 | 4.3663e-05 | 4.5558e-05 | 4.5005e-05 | 4.2186e-05 | 4.5543e-05 | 4.3761e-05 | 4.0881e-05 | 4.0199e-05 | 4.054e-05 | 3.9756e-05 | 4.075e-05 | 3.9693e-05 | 3.5672e-05
TAS1 | Gas - Steam | 0 | 0 | 0 | 0 | 0 | 0 | 0 | 0 | 0 | 0 | 0 | 0 | 0 | 0 | 0 | 0 | 0 | 0 | 0 | 0 | 0 | 0 | 0 | 0 | 0 | 0 | 0 | 0 | 0
TAS1 | OCGT / Diesel | 7.3808e-05 | 6.6673e-05 | 6.9159e-05 | 6.7531e-05 | 6.4379e-05 | 6.5714e-05 | 6.5463e-05 | 6.5737e-05 | 6.851e-05 | 6.6926e-05 | 6.2332e-05 | 1.5496 | 6.4704e-05 | 5.3089e-05 | 5.4095e-05 | 5.4184e-05 | 5.4053e-05 | 5.3529e-05 | 5.4108e-05 | 1.0798 | 3.2563 | 3.5341e-05 | 3.1571e-05 | 0.75631 | 3.1691e-05 | 3.1503e-05 | 3.2524e-05 | 3.7278 | 2.5948e-05
TAS1 | Hydro | 53292.0578 | 52347.4432 | 50163.7779 | 53959.6733 | 54505.4414 | 48692.9922 | 46031.0233 | 46005.352 | 41233.3474 | 39725.9955 | 35700.0528 | 35096.599 | 33984.7058 | 33872.1073 | 31001.823 | 29339.2596 | 29031.1449 | 27519.9957 | 25619.2746 | 22786.7543 | 22183.1904 | 22921.4821 | 21450.57 | 19152.4314 | 19588.0235 | 21179.3966 | 19068.4343 | 17964.8328 | 17186.8862
TAS1 | Wind | 3358.6118 | 3873.5026 | 3314.5808 | 3189.6465 | 3244.7702 | 3152.877 | 3051.8035 | 2492.2905 | 2411.2041 | 2089.6217 | 2431.2805 | 2074.1036 | 2022.8015 | 2022.7971 | 1980.9329 | 1972.1928 | 1603.8388 | 1578.3484 | 1366.4018 | 1615.0176 | 1364.6352 | 1322.9303 | 1350.8743 | 1015.3064 | 993.0285 | 813.8463 | 789.3836 | 691.4708 | 813.5276
TAS1 | Solar PV | 3.0145e-08 | 5.2966e-08 | 6.6409e-08 | 1.1861e-07 | 9.6454e-08 | 1.275e-07 | 1.4849e-07 | 1.6306e-07 | 3.245e-07 | 3.0231e-07 | 2.756e-07 | 2.6891e-07 | 2.6309e-07 | 2.0331e-07 | 2.1762e-07 | 2.0186e-07 | 1.8812e-07 | 3.4964e-07 | 3.6805e-07 | 3.0935e-07 | 1.1068e-06 | 1.0691e-06 | 8.6578e-07 | 9.2177e-07 | 8.5932e-07 | 8.1485e-07 | 8.6109e-07 | 8.1002e-07 | 6.2693e-07
TAS1 | Grid Battery | 5.376e-08 | 7.3781e-08 | 6.8853e-08 | 7.8713e-08 | 1.0351e-07 | 9.8388e-08 | 1.1037e-07 | 1.2142e-07 | 1.2016e-07 | 1.2313e-07 | 1.3654e-07 | 1.3441e-07 | 1.3334e-07 | 1.6144e-07 | 1.5249e-07 | 1.4547e-07 | 1.6091e-07 | 1.4173e-07 | 1.5876e-07 | 1.8226e-07 | 1.4729e-07 | 1.4127e-07 | 1.7836e-07 | 1.6196e-07 | 1.5837e-07 | 1.6162e-07 | 1.4301e-07 | 1.3917e-07 | 2.3278e-07
TAS1 | Pumped Hydro | 0 | 0 | 1.9735e-07 | 1.9398e-07 | 2.0676e-07 | 2.0546e-07 | 2.0545e-07 | 2.0854e-07 | 1.8754e-07 | 1.9411e-07 | 2.1162e-07 | 2.0707e-07 | 2.0413e-07 | 2.477e-07 | 2.2791e-07 | 2.2362e-07 | 2.3745e-07 | 2.0664e-07 | 2.2729e-07 | 2.5592e-07 | 2.103e-07 | 1.9985e-07 | 2.4737e-07 | 2.249e-07 | 2.1673e-07 | 2.1867e-07 | 1.9246e-07 | 1.9429e-07 | 2.8031e-07
TAS1 | VPP | 0.0035242 | 0.016649 | 0.025665 | 0.032788 | 0.055096 | 0.074667 | 0.097311 | 0.12848 | 0.117 | 0.14326 | 0.19392 | 0.1603 | 0.16805 | 0.21919 | 0.20353 | 0.193 | 0.21224 | 0.14559 | 0.16388 | 0.19316 | 0.16531 | 0.12679 | 0.15643 | 0.10975 | 0.13454 | 0.13228 | 0.073884 | 0.093579 | 0.13434
Total excluding storage |  | 56650.6698 | 56220.9459 | 53478.3589 | 57149.32 | 57750.2117 | 51845.8693 | 49082.827 | 48497.6426 | 43644.5516 | 41815.6172 | 38131.3334 | 37172.2523 | 36007.5074 | 35894.9045 | 32982.7561 | 31311.4526 | 30634.9838 | 29098.3442 | 26985.6765 | 24402.8518 | 23551.0819 | 24244.4125 | 22801.4445 | 20168.4942 | 20581.052 | 21993.2429 | 19857.818 | 18660.0315 | 18000.4138
Explicitly modelled pumping
Region | Technology | 2021-22 | 2022-23 | 2023-24 | 2024-25 | 2025-26 | 2026-27 | 2027-28 | 2028-29 | 2029-30 | 2030-31 | 2031-32 | 2032-33 | 2033-34 | 2034-35 | 2035-36 | 2036-37 | 2037-38 | 2038-39 | 2039-40 | 2040-41 | 2041-42 | 2042-43 | 2043-44 | 2044-45 | 2045-46 | 2046-47 | 2047-48 | 2048-49 | 2049-50
NEM | Grid Battery pump | 0.15822 | 0.24013 | 0.25822 | 0.28909 | 0.26159 | 0.25863 | 0.24672 | 0.22168 | 0.20243 | 0.19591 | 0.17717 | 0.17187 | 0.13932 | 0.11686 | 0.11921 | 0.11393 | 0.10343 | 0.094874 | 0.097405 | 0.07724 | 0.04372 | 0.022819 | 0.019653 | 0.021452 | 0.020379 | 0.0161 | 0.016237 | 0.01548 | 0.014186
NEM | Pumped Hydro Pump | 4580.9873 | 7493.3357 | 8847.7176 | 10587.3102 | 6533.348 | 8586.7733 | 11833.7105 | 10800.4945 | 9742.5998 | 10582.4367 | 11284.241 | 11993.9364 | 10889.3399 | 9963.8156 | 11066.2302 | 9944.4383 | 9464.0765 | 8978.4432 | 9913.7028 | 8504.3236 | 8602.4832 | 7892.3304 | 6320.4434 | 7474.0421 | 7188.3759 | 6057.819 | 4997.4917 | 4999.1278 | 3704.795
NEM | VPP pump | 0.44004 | 1.3876 | 3.0244 | 5.8268 | 8.466 | 11.3241 | 14.0613 | 16.1772 | 18.4545 | 20.2278 | 21.9082 | 23.4717 | 24.8623 | 25.9393 | 28.2008 | 27.8712 | 25.8234 | 25.3933 | 25.6555 | 25.3758 | 25.5672 | 24.0447 | 21.09 | 21.8006 | 20.3484 | 18.0895 | 16.9309 | 15.4009 | 14.2701
Region | Technology | 2021-22 | 2022-23 | 2023-24 | 2024-25 | 2025-26 | 2026-27 | 2027-28 | 2028-29 | 2029-30 | 2030-31 | 2031-32 | 2032-33 | 2033-34 | 2034-35 | 2035-36 | 2036-37 | 2037-38 | 2038-39 | 2039-40 | 2040-41 | 2041-42 | 2042-43 | 2043-44 | 2044-45 | 2045-46 | 2046-47 | 2047-48 | 2048-49 | 2049-50
NSW1 | Grid Battery pump | 0 | 0 | 0 | 0 | 0 | 0 | 0 | 0 | 0 | 0 | 0 | 0 | 0 | 0 | 0 | 0 | 0 | 0 | 0 | 0 | 0 | 0 | 0 | 0 | 0 | 0 | 0 | 0 | 0
NSW1 | Pumped Hydro Pump | 2462.5945 | 4632.9127 | 5454.2536 | 7373.6392 | 3307.7862 | 4836.3438 | 7648.564 | 7084.4245 | 6358.569 | 7050.5729 | 8146.8035 | 8980.9869 | 8719.4629 | 7985.4692 | 9030.8301 | 7994.7505 | 8078.9191 | 7620.4983 | 8377.9528 | 7052.7942 | 6961.49 | 6592.3564 | 5391.2874 | 6476.5475 | 6342.1962 | 5467.895 | 4475.9387 | 4626.3217 | 3346.6321
NSW1 | VPP pump | 0.083603 | 0.47477 | 0.93787 | 1.6953 | 2.5627 | 3.4773 | 4.262 | 5.0337 | 5.8377 | 6.488 | 6.9455 | 7.8193 | 8.4974 | 8.8739 | 9.6332 | 9.5008 | 9.1176 | 8.8306 | 8.886 | 8.7221 | 8.7832 | 8.663 | 7.7049 | 8.0645 | 7.5111 | 7.1087 | 6.4829 | 6.1463 | 5.6254
Region | Technology | 2021-22 | 2022-23 | 2023-24 | 2024-25 | 2025-26 | 2026-27 | 2027-28 | 2028-29 | 2029-30 | 2030-31 | 2031-32 | 2032-33 | 2033-34 | 2034-35 | 2035-36 | 2036-37 | 2037-38 | 2038-39 | 2039-40 | 2040-41 | 2041-42 | 2042-43 | 2043-44 | 2044-45 | 2045-46 | 2046-47 | 2047-48 | 2048-49 | 2049-50
QLD1 | Grid Battery pump | 0 | 0.024677 | 0.027002 | 0.029379 | 0.027677 | 0.027137 | 0.025802 | 0.023265 | 0.021704 | 0.021172 | 0.019863 | 0.018896 | 0.016884 | 0.015961 | 0.016023 | 0.015272 | 0.013385 | 0.013288 | 0.012832 | 0 | 0 | 0 | 0 | 0 | 0 | 0 | 0 | 0 | 0
QLD1 | Pumped Hydro Pump | 2118.3928 | 2860.423 | 3393.464 | 3213.671 | 3225.5618 | 3750.4295 | 4185.1465 | 3716.07 | 3384.0308 | 3531.8638 | 3137.4375 | 3012.9495 | 2169.877 | 1978.3464 | 2035.4001 | 1949.6878 | 1385.1574 | 1357.9449 | 1535.75 | 1451.5294 | 1640.9932 | 1299.974 | 929.1561 | 997.4946 | 846.1797 | 589.924 | 521.553 | 372.8062 | 358.1629
QLD1 | VPP pump | 0.11503 | 0.39572 | 0.81381 | 1.568 | 2.2731 | 2.939 | 3.6681 | 4.1871 | 4.7557 | 5.3249 | 5.8386 | 6.0911 | 6.3396 | 6.7222 | 7.2234 | 7.0355 | 6.3045 | 6.5058 | 6.3677 | 6.6236 | 6.7151 | 5.9765 | 5.2425 | 5.0533 | 4.4309 | 3.4981 | 3.5839 | 2.4519 | 2.4594
Region | Technology | 2021-22 | 2022-23 | 2023-24 | 2024-25 | 2025-26 | 2026-27 | 2027-28 | 2028-29 | 2029-30 | 2030-31 | 2031-32 | 2032-33 | 2033-34 | 2034-35 | 2035-36 | 2036-37 | 2037-38 | 2038-39 | 2039-40 | 2040-41 | 2041-42 | 2042-43 | 2043-44 | 2044-45 | 2045-46 | 2046-47 | 2047-48 | 2048-49 | 2049-50
VIC1 | Grid Battery pump | 0.058252 | 0.12027 | 0.12501 | 0.16082 | 0.14556 | 0.14536 | 0.13934 | 0.12427 | 0.11347 | 0.11157 | 0.10079 | 0.099854 | 0.072912 | 0.065086 | 0.068685 | 0.065489 | 0.058013 | 0.052048 | 0.054911 | 0.050532 | 0.018167 | 0 | 0 | 0 | 0 | 0 | 0 | 0 | 0
VIC1 | Pumped Hydro Pump | 0 | 0 | 0 | 0 | 0 | 0 | 0 | 0 | 0 | 0 | 0 | 0 | 0 | 0 | 0 | 0 | 0 | 0 | 0 | 0 | 0 | 0 | 0 | 0 | 0 | 0 | 0 | 0 | 0
VIC1 | VPP pump | 0.084602 | 0.2118 | 0.70564 | 1.7749 | 2.6338 | 3.6755 | 4.6741 | 5.2679 | 6.0092 | 6.3864 | 6.9836 | 7.3201 | 7.724 | 7.9157 | 8.9036 | 8.9509 | 8.0835 | 7.8877 | 8.215 | 7.8845 | 7.9906 | 7.4971 | 6.4565 | 6.9633 | 6.7055 | 6.0706 | 5.5972 | 5.5716 | 4.9924
Region | Technology | 2021-22 | 2022-23 | 2023-24 | 2024-25 | 2025-26 | 2026-27 | 2027-28 | 2028-29 | 2029-30 | 2030-31 | 2031-32 | 2032-33 | 2033-34 | 2034-35 | 2035-36 | 2036-37 | 2037-38 | 2038-39 | 2039-40 | 2040-41 | 2041-42 | 2042-43 | 2043-44 | 2044-45 | 2045-46 | 2046-47 | 2047-48 | 2048-49 | 2049-50
SA1 | Grid Battery pump | 0.099969 | 0.095186 | 0.10621 | 0.098892 | 0.088357 | 0.086134 | 0.081575 | 0.07414 | 0.067254 | 0.063164 | 0.056511 | 0.053125 | 0.049521 | 0.035817 | 0.034498 | 0.033173 | 0.03203 | 0.029538 | 0.029662 | 0.026707 | 0.025553 | 0.022819 | 0.019653 | 0.021452 | 0.020379 | 0.0161 | 0.016237 | 0.01548 | 0.014186
SA1 | Pumped Hydro Pump | 0 | 0 | 0 | 0 | 0 | 0 | 0 | 0 | 0 | 0 | 0 | 0 | 0 | 0 | 0 | 0 | 0 | 0 | 0 | 0 | 0 | 0 | 0 | 0 | 0 | 0 | 0 | 0 | 0
SA1 | VPP pump | 0.15266 | 0.2856 | 0.53693 | 0.74968 | 0.93191 | 1.1444 | 1.3419 | 1.5379 | 1.7133 | 1.861 | 1.9124 | 2.0526 | 2.1036 | 2.1697 | 2.2012 | 2.1553 | 2.0697 | 1.9978 | 1.994 | 1.9168 | 1.8854 | 1.7579 | 1.503 | 1.5904 | 1.5411 | 1.2579 | 1.1787 | 1.1222 | 1.0348
Region | Technology | 2021-22 | 2022-23 | 2023-24 | 2024-25 | 2025-26 | 2026-27 | 2027-28 | 2028-29 | 2029-30 | 2030-31 | 2031-32 | 2032-33 | 2033-34 | 2034-35 | 2035-36 | 2036-37 | 2037-38 | 2038-39 | 2039-40 | 2040-41 | 2041-42 | 2042-43 | 2043-44 | 2044-45 | 2045-46 | 2046-47 | 2047-48 | 2048-49 | 2049-50
TAS1 | Grid Battery pump | 0 | 0 | 0 | 0 | 0 | 0 | 0 | 0 | 0 | 0 | 0 | 0 | 0 | 0 | 0 | 0 | 0 | 0 | 0 | 0 | 0 | 0 | 0 | 0 | 0 | 0 | 0 | 0 | 0
TAS1 | Pumped Hydro Pump | 0 | 0 | 0 | 0 | 0 | 0 | 0 | 0 | 0 | 0 | 0 | 0 | 0 | 0 | 0 | 0 | 0 | 0 | 0 | 0 | 0 | 0 | 0 | 0 | 0 | 0 | 0 | 0 | 0
TAS1 | VPP pump | 0.004147 | 0.019698 | 0.030107 | 0.038864 | 0.064542 | 0.087826 | 0.11519 | 0.15046 | 0.13865 | 0.16755 | 0.22815 | 0.18861 | 0.19774 | 0.25786 | 0.23946 | 0.2287 | 0.24808 | 0.17135 | 0.19276 | 0.22885 | 0.19293 | 0.1501 | 0.18313 | 0.12913 | 0.15981 | 0.15413 | 0.088193 | 0.10887 | 0.15806

## BaseCase_FOM Cost
FOM cost by technology ($000s) - Base Case, Step Change No TRET Sensitivity
FOM | Real June 2020 dollars discounted to 1 July 2020. For new entrant capacity, the FOM is incurred annually in modelling. For existing capacity, FOM is considered to be a sunk cost, since the fixed retirement dates are assumed to be the same in the Base Case and the case with Marinus Link. As such, early retirements are presented as an annual FOM saving, or negative cost, that continues until the assumed fixed date retirement.
Explicitly modelled generation
Region | Technology | 2021-22 | 2022-23 | 2023-24 | 2024-25 | 2025-26 | 2026-27 | 2027-28 | 2028-29 | 2029-30 | 2030-31 | 2031-32 | 2032-33 | 2033-34 | 2034-35 | 2035-36 | 2036-37 | 2037-38 | 2038-39 | 2039-40 | 2040-41 | 2041-42 | 2042-43 | 2043-44 | 2044-45 | 2045-46 | 2046-47 | 2047-48 | 2048-49 | 2049-50
NEM | Black Coal | 0 | 0 | 0 | -189402.2594 | -86613.0226 | -261976.3337 | -153450.9401 | -218622.2516 | -205799.9183 | -196373.9679 | 192658.0425 | 292220.4695 | -17695.0567 | -160591.1078 | -56241.04 | -45609.0924 | -16898.7993 | -16124.8085 | -15427.4309 | -15660.6187 | 160588.4865 | -19347.1749 | -21819.0912 | -17613.2375 | -11001.234 | -4957.9612 | -6185.5545 | -5885.7422 | -5616.1663
NEM | Brown Coal | 0 | 0 | 0 | -306942.5897 | -303330.6656 | -328670.3451 | -468377.8733 | -445675.8835 | -391742.1315 | -341813.9215 | -294242.533 | -248781.5492 | -237386.9744 | -226514.2884 | -216717.8324 | -206213.5754 | -196768.5734 | -187756.374 | -179636.1487 | -170929.2313 | -163100.4115 | -155630.1636 | -148899.3562 | -141682.2431 | -135192.9913 | -129000.9459 | -88405.2894 | 0 | 0
NEM | CCGT | 0.00019358 | 0.00018745 | 0.00019684 | 0.00024462 | 0.00023342 | 0.00022273 | 0.00022323 | 0.00022534 | 0.00021858 | 0.0002184 | 0.00022934 | 0.00031791 | 0.00030335 | 0.00028945 | 0.00028653 | 0.00027264 | 0.00036178 | 0.00034715 | 0.00035044 | 0.00033346 | 0.0003876 | 0.00037821 | 0.00043298 | 0.0004156 | 0.00039766 | 0.00038001 | 0.00036488 | 0.00036753 | 0.00045375
NEM | Gas - Steam | 0 | 0 | 0 | 0 | 0 | 0 | 0 | 0 | 0 | 0 | 0 | 0 | 0 | 0 | 0 | 0 | 0 | 0 | 0 | 0 | 0 | 0 | 0 | 0 | 0 | 0 | 0 | 0 | 0
NEM | OCGT / Diesel | 0.00071318 | 0.00070646 | 0.00069596 | 0.00066546 | 0.00063498 | 0.0006059 | 0.0005797 | 0.00056743 | 0.0005544 | 0.00056264 | 0.00059411 | 0.001024 | 0.00097707 | 0.00093232 | 159.3124 | 151.5906 | 8559.6607 | 8167.6152 | 11781.0581 | 11210.0333 | 15482.9863 | 15501.2304 | 21145.7832 | 24298.1302 | 23185.2388 | 29575.6212 | 28296.513 | 28593.8566 | 30451.7711
NEM | Hydro | 0 | 0 | 0 | 0 | 0 | 0 | 0 | 0 | 0 | 0 | 0 | 0 | 0 | 0 | 0 | 0 | 0 | 0 | 0 | 0 | 0 | 0 | 0 | 0 | 0 | 0 | 0 | 0 | 0
NEM | Wind | 141898.2351 | 140806.3312 | 178705.2134 | 280331.1025 | 268436.3744 | 270793.9106 | 319588.9307 | 343738.2563 | 359642.772 | 343170.5859 | 344548.1683 | 389282.1905 | 400881.5446 | 382978.5905 | 371080.3111 | 365697.5542 | 384301.9399 | 383658.8916 | 370996.7325 | 358258.2093 | 365411.3612 | 367200.545 | 357301.5945 | 344139.1087 | 348633.1763 | 367898.3359 | 357697.1153 | 345087.2623 | 343730.1895
NEM | Solar PV | 0.0011327 | 0.0019216 | 0.0020974 | 0.005722 | 5371.6781 | 5125.6483 | 9698.6689 | 12859.3196 | 51362.4886 | 52905.7158 | 54742.3846 | 80982.229 | 89523.5198 | 86585.9713 | 82841.2377 | 78825.9445 | 118179.1128 | 117054.2912 | 122272.0415 | 132369.7479 | 155632.2923 | 189506.82 | 192439.4334 | 183111.9442 | 176638.8305 | 195088.9444 | 186651.5947 | 177604.6405 | 173123.3962
NEM | Grid Battery | 0.00087717 | 0.0012607 | 0.0012062 | 0.0016389 | 0.0022473 | 0.0022782 | 0.0031451 | 0.0059465 | 0.011143 | 0.011214 | 0.011032 | 2783.5616 | 6067.9121 | 5789.9925 | 8630.7693 | 8212.4381 | 12417.765 | 11849.0124 | 15527.1823 | 14774.5838 | 26244.5868 | 27660.0212 | 26463.7604 | 35578.2473 | 33948.7093 | 40178.9612 | 38441.2721 | 41153.5603 | 39842.1165
NEM | Pumped Hydro | 0 | 0 | 0.0017711 | 0.0021957 | 0.0021444 | 0.0025529 | 0.0027244 | 0.0036454 | 22893.9943 | 21845.415 | 20900.6288 | 34053.1077 | 34933.0795 | 33333.0911 | 34677.9299 | 32997.0997 | 38098.8454 | 36353.8601 | 34781.6026 | 33095.7473 | 40414.3983 | 46510.6979 | 44499.1692 | 42342.3063 | 40402.9641 | 38552.447 | 36885.1025 | 35953.1469 | 34306.4379
NEM | VPP | 0 | 0 | 0 | 0 | 0 | 0 | 0 | 0 | 0 | 0 | 0 | 0 | 0 | 0 | 0 | 0 | 0 | 0 | 0 | 0 | 0 | 0 | 0 | 0 | 0 | 0 | 0 | 0 | 0
Total excluding storage |  | 141898.2371 | 140806.334 | 178705.2164 | -216013.7399 | -116135.6348 | -314727.119 | -292541.2131 | -307700.5584 | -186536.7884 | -142111.5869 | 297706.0631 | 513703.3411 | 235323.0346 | 82459.1668 | 181121.9892 | 192852.4218 | 297373.341 | 304999.6158 | 309986.2527 | 315248.1408 | 534014.7151 | 397231.2573 | 400168.3642 | 392253.7029 | 402263.0207 | 458603.9948 | 478054.3796 | 545400.0176 | 541689.191
Region | Technology | 2021-22 | 2022-23 | 2023-24 | 2024-25 | 2025-26 | 2026-27 | 2027-28 | 2028-29 | 2029-30 | 2030-31 | 2031-32 | 2032-33 | 2033-34 | 2034-35 | 2035-36 | 2036-37 | 2037-38 | 2038-39 | 2039-40 | 2040-41 | 2041-42 | 2042-43 | 2043-44 | 2044-45 | 2045-46 | 2046-47 | 2047-48 | 2048-49 | 2049-50
NSW1 | Black Coal | 0 | 0 | 0 | -39259.4742 | 56652.9479 | -117740.768 | -112648.6289 | -107188.5792 | -93125.3935 | -88860.1082 | -87914.5168 | 229238.3324 | -59776.1416 | -57038.3031 | -0.00060764 | -0.00057819 | -0.0005517 | -0.00052643 | -0.00050367 | -0.00047925 | -12664.1493 | 0 | 0 | 0 | 0 | 0 | 0 | 0 | 0
NSW1 | Brown Coal | 0 | 0 | 0 | 0 | 0 | 0 | 0 | 0 | 0 | 0 | 0 | 0 | 0 | 0 | 0 | 0 | 0 | 0 | 0 | 0 | 0 | 0 | 0 | 0 | 0 | 0 | 0 | 0 | 0
NSW1 | CCGT | 4.2074e-05 | 4.1716e-05 | 4.3052e-05 | 5.1983e-05 | 4.9602e-05 | 4.733e-05 | 4.8532e-05 | 4.757e-05 | 4.5392e-05 | 4.4365e-05 | 4.5554e-05 | 7.9132e-05 | 7.5508e-05 | 7.2049e-05 | 7.1789e-05 | 6.8309e-05 | 0.00010441 | 9.9632e-05 | 9.5323e-05 | 9.0703e-05 | 0.00010209 | 9.7417e-05 | 0.00010984 | 0.00010452 | 9.9729e-05 | 9.5161e-05 | 9.1046e-05 | 8.6633e-05 | 8.2665e-05
NSW1 | Gas - Steam | 0 | 0 | 0 | 0 | 0 | 0 | 0 | 0 | 0 | 0 | 0 | 0 | 0 | 0 | 0 | 0 | 0 | 0 | 0 | 0 | 0 | 0 | 0 | 0 | 0 | 0 | 0 | 0 | 0
NSW1 | OCGT / Diesel | 0.0001474 | 0.00014792 | 0.00015011 | 0.00014511 | 0.00013846 | 0.00013212 | 0.00012641 | 0.00012028 | 0.00011477 | 0.00011389 | 0.00011608 | 0.00024095 | 0.00022991 | 0.00021938 | 0.00077551 | 0.00073793 | 5094.3037 | 4860.9769 | 4650.7458 | 4425.3253 | 4222.6387 | 4029.2354 | 6696.214 | 8357.2832 | 7974.5069 | 7609.2623 | 7280.1713 | 6927.3033 | 6610.0224
NSW1 | Hydro | 0 | 0 | 0 | 0 | 0 | 0 | 0 | 0 | 0 | 0 | 0 | 0 | 0 | 0 | 0 | 0 | 0 | 0 | 0 | 0 | 0 | 0 | 0 | 0 | 0 | 0 | 0 | 0 | 0
NSW1 | Wind | 35486.5343 | 39268.4488 | 77465.2952 | 114791.1602 | 109533.5501 | 112017.361 | 126005.781 | 122986.2693 | 149001.5631 | 142177.064 | 136028.0863 | 171844.1636 | 163973.4385 | 156463.2046 | 149696.3702 | 148272.909 | 141481.7837 | 149889.1379 | 143406.6225 | 136455.7411 | 138551.5825 | 137814.6316 | 131854.3234 | 125463.3786 | 135415.9798 | 146214.193 | 145600.5303 | 138543.3105 | 132197.8161
NSW1 | Solar PV | 0.00026917 | 0.00045583 | 0.00048304 | 0.0013902 | 5371.6707 | 5125.641 | 4903.9639 | 8297.0123 | 47009.1417 | 44856.0513 | 42916.0839 | 52366.4502 | 57990.8068 | 55334.7393 | 52941.5819 | 50375.5172 | 71383.9955 | 72402.4615 | 77050.0516 | 83191.8608 | 90513.9574 | 107767.8032 | 107445.1624 | 102237.3233 | 97554.6978 | 103040.236 | 98583.8763 | 93805.5415 | 89509.1047
NSW1 | Grid Battery | 0.00030394 | 0.00043326 | 0.00041452 | 0.00060651 | 0.00067411 | 0.0006914 | 0.00098481 | 0.0011061 | 0.0061785 | 0.0059726 | 0.0057927 | 0.0093682 | 0.0089392 | 0.0085297 | 0.011317 | 0.010768 | 0.010353 | 0.0098789 | 4190.634 | 3987.515 | 14386.881 | 13727.9399 | 13134.2239 | 21303.7634 | 20328.0185 | 19396.9642 | 18558.07 | 17658.5652 | 16849.776
NSW1 | Pumped Hydro | 0 | 0 | 0.00050436 | 0.00061057 | 0.0005826 | 0.00055592 | 0.00070172 | 0.00067526 | 22893.9913 | 21845.4115 | 20900.6252 | 19887.578 | 18976.6966 | 18107.5349 | 17324.4073 | 16484.6978 | 15729.6735 | 15009.2304 | 14360.101 | 13664.0706 | 16949.707 | 16173.3846 | 15473.9062 | 14723.89 | 14049.5133 | 13406.0242 | 12826.2306 | 12204.5465 | 11645.5597
NSW1 | VPP | 0 | 0 | 0 | 0 | 0 | 0 | 0 | 0 | 0 | 0 | 0 | 0 | 0 | 0 | 0 | 0 | 0 | 0 | 0 | 0 | 0 | 0 | 0 | 0 | 0 | 0 | 0 | 0 | 0
Total excluding storage |  | 35486.5348 | 39268.4495 | 77465.2959 | 75531.6876 | 171558.1688 | -597.7658 | 18261.1161 | 24094.7026 | 102885.3115 | 98173.0072 | 91029.6536 | 453448.9466 | 162188.104 | 154759.6412 | 202637.9523 | 198648.4265 | 217960.0824 | 227152.5758 | 225107.4195 | 224072.9268 | 220624.0295 | 249611.6703 | 245995.6999 | 236057.9853 | 240945.1845 | 256863.6913 | 251464.5781 | 239276.1554 | 228316.9432
Region | Technology | 2021-22 | 2022-23 | 2023-24 | 2024-25 | 2025-26 | 2026-27 | 2027-28 | 2028-29 | 2029-30 | 2030-31 | 2031-32 | 2032-33 | 2033-34 | 2034-35 | 2035-36 | 2036-37 | 2037-38 | 2038-39 | 2039-40 | 2040-41 | 2041-42 | 2042-43 | 2043-44 | 2044-45 | 2045-46 | 2046-47 | 2047-48 | 2048-49 | 2049-50
QLD1 | Black Coal | 0 | 0 | 0 | -150142.7852 | -143265.9705 | -144235.5658 | -40802.3112 | -111433.6724 | -112674.5248 | -107513.8597 | 280572.5593 | 62982.1371 | 42081.0849 | -103552.8047 | -56241.0394 | -45609.0918 | -16898.7987 | -16124.808 | -15427.4304 | -15660.6182 | 173252.6357 | -19347.1749 | -21819.0912 | -17613.2375 | -11001.234 | -4957.9612 | -6185.5545 | -5885.7422 | -5616.1663
QLD1 | Brown Coal | 0 | 0 | 0 | 0 | 0 | 0 | 0 | 0 | 0 | 0 | 0 | 0 | 0 | 0 | 0 | 0 | 0 | 0 | 0 | 0 | 0 | 0 | 0 | 0 | 0 | 0 | 0 | 0 | 0
QLD1 | CCGT | 4.3876e-05 | 4.3036e-05 | 4.3832e-05 | 5.7345e-05 | 5.4718e-05 | 5.2212e-05 | 5.2377e-05 | 5.3681e-05 | 5.2073e-05 | 5.3465e-05 | 6.1773e-05 | 7.7673e-05 | 7.4116e-05 | 7.0721e-05 | 6.7662e-05 | 6.4383e-05 | 6.8213e-05 | 6.5089e-05 | 7.9882e-05 | 7.601e-05 | 7.2528e-05 | 7.7572e-05 | 7.4217e-05 | 7.062e-05 | 6.7385e-05 | 6.4299e-05 | 6.1518e-05 | 5.8536e-05 | 5.5855e-05
QLD1 | Gas - Steam | 0 | 0 | 0 | 0 | 0 | 0 | 0 | 0 | 0 | 0 | 0 | 0 | 0 | 0 | 0 | 0 | 0 | 0 | 0 | 0 | 0 | 0 | 0 | 0 | 0 | 0 | 0 | 0 | 0
QLD1 | OCGT / Diesel | 0.00014517 | 0.00014558 | 0.00014687 | 0.00014071 | 0.00013427 | 0.00012812 | 0.00012258 | 0.00012338 | 0.00011945 | 0.00012327 | 0.00014657 | 0.00020734 | 0.00019785 | 0.00018879 | 0.00018062 | 0.00017187 | 0.00019366 | 0.00018479 | 3966.6821 | 3774.418 | 3601.5439 | 4163.9762 | 3983.8895 | 3790.7914 | 3617.1674 | 10903.7974 | 10432.2219 | 11595.4431 | 11064.3541
QLD1 | Hydro | 0 | 0 | 0 | 0 | 0 | 0 | 0 | 0 | 0 | 0 | 0 | 0 | 0 | 0 | 0 | 0 | 0 | 0 | 0 | 0 | 0 | 0 | 0 | 0 | 0 | 0 | 0 | 0 | 0
QLD1 | Wind | 90116.2198 | 85988.7593 | 82269.8546 | 107902.5567 | 103905.319 | 99146.2967 | 95476.0888 | 105223.3046 | 100403.9165 | 95805.2638 | 96244.8988 | 99673.5675 | 112531.8416 | 107377.7115 | 106319.6285 | 103399.0902 | 108399.2347 | 103434.3842 | 98960.9781 | 94164.3652 | 98334.2528 | 106747.0488 | 102130.3743 | 101335.9657 | 100110.324 | 102714.567 | 98272.2921 | 98236.6928 | 107560.0152
QLD1 | Solar PV | 0.00034666 | 0.00059966 | 0.00063411 | 0.0014068 | 0.0013571 | 0.0013111 | 0.0012873 | 0.0015919 | 0.0015402 | 0.0016513 | 1098.1451 | 4939.5004 | 8940.8441 | 8531.3398 | 8162.3702 | 7766.7422 | 20693.4004 | 19745.6111 | 21392.9337 | 26503.8178 | 31612.1098 | 49767.4278 | 47615.0496 | 45307.1605 | 43232.0234 | 49940.605 | 47780.7371 | 45464.8172 | 45633.1188
QLD1 | Grid Battery | 0.00014865 | 0.00020567 | 0.00019677 | 0.00027731 | 0.0004449 | 0.00042452 | 0.00070642 | 0.0030594 | 0.0029193 | 0.0027856 | 0.0026651 | 2381.6271 | 5684.3868 | 5424.0332 | 5189.4507 | 4937.9193 | 8109.4607 | 7738.035 | 7403.3748 | 7044.5351 | 6721.8847 | 9031.4886 | 8640.8882 | 8222.0666 | 7845.4834 | 15271.3029 | 14610.8384 | 18478.1814 | 17631.8526
QLD1 | Pumped Hydro | 0 | 0 | 0.00024177 | 0.00031631 | 0.00031219 | 0.00037575 | 0.0004061 | 0.0011785 | 0.0011246 | 0.001073 | 0.0010266 | 3460.5246 | 5741.6835 | 5478.7056 | 5241.7585 | 4987.6919 | 10709.9044 | 10219.3744 | 9777.3994 | 9303.4914 | 9618.7776 | 17125.5637 | 16384.9048 | 15590.7327 | 14876.6533 | 14195.2803 | 13581.3524 | 13778.9234 | 13147.8277
QLD1 | VPP | 0 | 0 | 0 | 0 | 0 | 0 | 0 | 0 | 0 | 0 | 0 | 0 | 0 | 0 | 0 | 0 | 0 | 0 | 0 | 0 | 0 | 0 | 0 | 0 | 0 | 0 | 0 | 0 | 0
Total excluding storage |  | 90116.2203 | 85988.7601 | 82269.8554 | -42240.2269 | -39360.6499 | -45089.2675 | 54673.7791 | -6210.3661 | -12270.6066 | -11708.594 | 377915.6035 | 167595.2053 | 163553.7709 | 12356.2469 | 58240.9595 | 65556.7409 | 112193.8366 | 107055.1876 | 108893.1635 | 108781.9829 | 306800.5423 | 141331.2781 | 131910.2223 | 132820.6803 | 135958.2809 | 158601.0083 | 150299.6968 | 149411.2109 | 158641.322
Region | Technology | 2021-22 | 2022-23 | 2023-24 | 2024-25 | 2025-26 | 2026-27 | 2027-28 | 2028-29 | 2029-30 | 2030-31 | 2031-32 | 2032-33 | 2033-34 | 2034-35 | 2035-36 | 2036-37 | 2037-38 | 2038-39 | 2039-40 | 2040-41 | 2041-42 | 2042-43 | 2043-44 | 2044-45 | 2045-46 | 2046-47 | 2047-48 | 2048-49 | 2049-50
VIC1 | Black Coal | 0 | 0 | 0 | 0 | 0 | 0 | 0 | 0 | 0 | 0 | 0 | 0 | 0 | 0 | 0 | 0 | 0 | 0 | 0 | 0 | 0 | 0 | 0 | 0 | 0 | 0 | 0 | 0 | 0
VIC1 | Brown Coal | 0 | 0 | 0 | -306942.5897 | -303330.6656 | -328670.3451 | -468377.8733 | -445675.8835 | -391742.1315 | -341813.9215 | -294242.533 | -248781.5492 | -237386.9744 | -226514.2884 | -216717.8324 | -206213.5754 | -196768.5734 | -187756.374 | -179636.1487 | -170929.2313 | -163100.4115 | -155630.1636 | -148899.3562 | -141682.2431 | -135192.9913 | -129000.9459 | -88405.2894 | 0 | 0
VIC1 | CCGT | 3.7893e-05 | 3.6158e-05 | 3.6161e-05 | 5.7817e-05 | 5.5169e-05 | 5.2642e-05 | 5.3106e-05 | 5.6945e-05 | 5.4337e-05 | 5.4098e-05 | 5.7179e-05 | 7.8954e-05 | 7.5338e-05 | 7.1887e-05 | 6.8778e-05 | 6.5445e-05 | 9.2919e-05 | 8.8664e-05 | 8.4829e-05 | 8.0717e-05 | 0.00011631 | 0.00011098 | 0.0001603 | 0.00015567 | 0.00014854 | 0.00014174 | 0.00013561 | 0.00014938 | 0.00024558
VIC1 | Gas - Steam | 0 | 0 | 0 | 0 | 0 | 0 | 0 | 0 | 0 | 0 | 0 | 0 | 0 | 0 | 0 | 0 | 0 | 0 | 0 | 0 | 0 | 0 | 0 | 0 | 0 | 0 | 0 | 0 | 0
VIC1 | OCGT / Diesel | 0.00013991 | 0.00013863 | 0.00013544 | 0.00012887 | 0.00012297 | 0.00011734 | 0.00011226 | 0.00011076 | 0.0001085 | 0.00011197 | 0.00011621 | 0.00024681 | 0.00023551 | 0.00022472 | 6.0722 | 5.7779 | 1810.9575 | 1728.0129 | 1653.2785 | 1573.1445 | 6287.4817 | 5999.5054 | 8353.6146 | 10140.3618 | 9675.9177 | 9232.7459 | 8833.4414 | 8405.2868 | 11187.8684
VIC1 | Hydro | 0 | 0 | 0 | 0 | 0 | 0 | 0 | 0 | 0 | 0 | 0 | 0 | 0 | 0 | 0 | 0 | 0 | 0 | 0 | 0 | 0 | 0 | 0 | 0 | 0 | 0 | 0 | 0 | 0
VIC1 | Wind | 0.0043506 | 0.0041736 | 0.0043093 | 25616.2362 | 24442.9734 | 30475.1646 | 68713.1522 | 74667.5336 | 71247.6466 | 67984.3959 | 76680.3407 | 72963.6651 | 81627.4151 | 78346.7874 | 74958.3881 | 75863.5543 | 98006.7981 | 93517.9371 | 89473.4049 | 90380.2439 | 89654.0243 | 85547.7332 | 81847.9021 | 77880.7556 | 74313.6981 | 70910.0175 | 67843.2491 | 64554.9045 | 61598.1914
VIC1 | Solar PV | 0.00011317 | 0.000167 | 0.00017782 | 0.00096442 | 0.0027835 | 0.00279 | 4794.6982 | 4562.3004 | 4353.3401 | 8049.6554 | 9631.8187 | 22633.0799 | 21596.4503 | 20607.2999 | 19716.0602 | 18760.4279 | 17901.1723 | 17081.2713 | 16342.5279 | 15550.4109 | 26708.8402 | 25485.5346 | 27667.3053 | 26326.2782 | 27034.1875 | 33694.0558 | 32236.8305 | 30674.3198 | 29269.3891
VIC1 | Grid Battery | 0.00013904 | 0.00020465 | 0.0001958 | 0.00026827 | 0.00041829 | 0.00043932 | 0.00054655 | 0.00067453 | 0.00073755 | 0.0010359 | 0.0011283 | 0.013536 | 0.012916 | 0.012325 | 0.011792 | 0.01122 | 0.010708 | 0.010218 | 0.0097759 | 0.009302 | 0.0090401 | 0.008626 | 0.008253 | 1578.9128 | 1506.5962 | 1437.5918 | 1375.4178 | 1308.7516 | 1822.2608
VIC1 | Pumped Hydro | 0 | 0 | 0.00026591 | 0.00052319 | 0.00049922 | 0.00083181 | 0.0008049 | 0.0009775 | 0.0010864 | 0.0015468 | 0.0017293 | 10705.0039 | 10214.6984 | 9746.8496 | 12111.763 | 11524.709 | 11659.2664 | 11125.2542 | 10644.101 | 10128.1842 | 13845.9125 | 13211.7486 | 12640.3572 | 12027.6824 | 11476.7961 | 10951.1414 | 10477.5184 | 9969.6758 | 9513.0494
VIC1 | VPP | 0 | 0 | 0 | 0 | 0 | 0 | 0 | 0 | 0 | 0 | 0 | 0 | 0 | 0 | 0 | 0 | 0 | 0 | 0 | 0 | 0 | 0 | 0 | 0 | 0 | 0 | 0 | 0 | 0
Total excluding storage |  | 0.0046415 | 0.0045154 | 0.0046587 | -281326.3523 | -278887.6892 | -298195.1775 | -394870.0228 | -366446.0493 | -316141.1447 | -265779.8699 | -207930.3735 | -153184.8039 | -134163.1087 | -127560.2009 | -122037.3118 | -111583.8153 | -79049.6455 | -75429.1527 | -72166.9374 | -63425.4318 | -40450.0652 | -38597.3903 | -31030.534 | -27334.8474 | -24169.1878 | -15164.1265 | 20508.2318 | 103634.5111 | 102055.4492
Region | Technology | 2021-22 | 2022-23 | 2023-24 | 2024-25 | 2025-26 | 2026-27 | 2027-28 | 2028-29 | 2029-30 | 2030-31 | 2031-32 | 2032-33 | 2033-34 | 2034-35 | 2035-36 | 2036-37 | 2037-38 | 2038-39 | 2039-40 | 2040-41 | 2041-42 | 2042-43 | 2043-44 | 2044-45 | 2045-46 | 2046-47 | 2047-48 | 2048-49 | 2049-50
SA1 | Black Coal | 0 | 0 | 0 | 0 | 0 | 0 | 0 | 0 | 0 | 0 | 0 | 0 | 0 | 0 | 0 | 0 | 0 | 0 | 0 | 0 | 0 | 0 | 0 | 0 | 0 | 0 | 0 | 0 | 0
SA1 | Brown Coal | 0 | 0 | 0 | 0 | 0 | 0 | 0 | 0 | 0 | 0 | 0 | 0 | 0 | 0 | 0 | 0 | 0 | 0 | 0 | 0 | 0 | 0 | 0 | 0 | 0 | 0 | 0 | 0 | 0
SA1 | CCGT | 3.7573e-05 | 3.5852e-05 | 4.2999e-05 | 4.8175e-05 | 4.5968e-05 | 4.3863e-05 | 4.1966e-05 | 3.9932e-05 | 3.8103e-05 | 3.9116e-05 | 3.8663e-05 | 5.542e-05 | 5.2882e-05 | 5.046e-05 | 5.5014e-05 | 5.2348e-05 | 7.5094e-05 | 7.1655e-05 | 6.8556e-05 | 6.5233e-05 | 7.4441e-05 | 7.1032e-05 | 6.832e-05 | 6.5008e-05 | 6.2031e-05 | 5.919e-05 | 5.663e-05 | 5.3885e-05 | 5.1417e-05
SA1 | Gas - Steam | 0 | 0 | 0 | 0 | 0 | 0 | 0 | 0 | 0 | 0 | 0 | 0 | 0 | 0 | 0 | 0 | 0 | 0 | 0 | 0 | 0 | 0 | 0 | 0 | 0 | 0 | 0 | 0 | 0
SA1 | OCGT / Diesel | 0.00013978 | 0.00013844 | 0.00013352 | 0.00012705 | 0.00012123 | 0.00011568 | 0.00011068 | 0.00010782 | 0.00010612 | 0.00010782 | 0.00010924 | 0.00020618 | 0.00019674 | 0.00018773 | 153.2392 | 145.8117 | 1654.3992 | 1578.6251 | 1510.3516 | 1437.1453 | 1371.3219 | 1308.5132 | 2112.0649 | 2009.6937 | 1917.6466 | 1829.8155 | 1750.6783 | 1665.8234 | 1589.5261
SA1 | Hydro | 0 | 0 | 0 | 0 | 0 | 0 | 0 | 0 | 0 | 0 | 0 | 0 | 0 | 0 | 0 | 0 | 0 | 0 | 0 | 0 | 0 | 0 | 0 | 0 | 0 | 0 | 0 | 0 | 0
SA1 | Wind | 5871.3932 | 5602.4744 | 7460.4248 | 21069.384 | 20104.374 | 19183.5637 | 19853.6399 | 31783.2943 | 30327.5709 | 28938.5235 | 27686.9692 | 37276.2135 | 35568.906 | 33939.796 | 33551.1343 | 31924.9196 | 30462.7102 | 31138.603 | 33722.4997 | 32087.9789 | 33938.4099 | 32383.9827 | 36965.4243 | 35173.7252 | 34563.605 | 43869.322 | 41972.0294 | 39937.6561 | 38734.1873
SA1 | Solar PV | 0.00035939 | 0.00062397 | 0.00071261 | 0.0018156 | 0.0031902 | 0.0030459 | 0.0053243 | 0.0050685 | 0.0048381 | 0.0071381 | 1096.3365 | 1043.1983 | 995.4183 | 2112.5921 | 2021.2251 | 1923.2569 | 8200.5443 | 7824.9469 | 7486.5279 | 7123.658 | 6797.3836 | 6486.0533 | 9711.9152 | 9241.1812 | 8817.921 | 8414.0467 | 8050.1499 | 7659.9612 | 8711.7828
SA1 | Grid Battery | 0.00014409 | 0.00022221 | 0.0002126 | 0.00026699 | 0.00040913 | 0.00043343 | 0.00056222 | 0.00070988 | 0.0008778 | 0.00098394 | 0.00098892 | 401.9111 | 383.5029 | 365.9379 | 3441.295 | 3274.4963 | 4308.2827 | 4110.9568 | 3933.1631 | 3742.5238 | 5135.8115 | 4900.5835 | 4688.6395 | 4473.5039 | 4268.6106 | 4073.1017 | 3896.9452 | 3708.0613 | 3538.2264
SA1 | Pumped Hydro | 0 | 0 | 0.00019907 | 0.00020005 | 0.00019088 | 0.00021491 | 0.00021729 | 0.00021062 | 0.00020895 | 0.00022849 | 0.00022434 | 0.00039832 | 0.00038007 | 0.00036267 | 0.00042009 | 0.00039973 | 0.00050446 | 0.00048135 | 0.00046053 | 0.00043821 | 0.00053826 | 0.00051361 | 0.0004914 | 0.00070743 | 0.00067503 | 0.00064411 | 0.00061626 | 0.00058639 | 0.00055953
SA1 | VPP | 0 | 0 | 0 | 0 | 0 | 0 | 0 | 0 | 0 | 0 | 0 | 0 | 0 | 0 | 0 | 0 | 0 | 0 | 0 | 0 | 0 | 0 | 0 | 0 | 0 | 0 | 0 | 0 | 0
Total excluding storage |  | 5871.3938 | 5602.4752 | 7460.4257 | 21069.386 | 20104.3774 | 19183.5669 | 19853.6453 | 31783.2995 | 30327.5759 | 28938.5308 | 28783.3058 | 38319.412 | 36564.3246 | 36052.3883 | 35725.5987 | 33993.9882 | 40317.6538 | 40542.1752 | 42719.3793 | 40648.7822 | 42107.1155 | 40178.5494 | 48789.4044 | 46424.6001 | 45299.1726 | 54113.1843 | 51772.8576 | 49263.4407 | 49035.4963
Region | Technology | 2021-22 | 2022-23 | 2023-24 | 2024-25 | 2025-26 | 2026-27 | 2027-28 | 2028-29 | 2029-30 | 2030-31 | 2031-32 | 2032-33 | 2033-34 | 2034-35 | 2035-36 | 2036-37 | 2037-38 | 2038-39 | 2039-40 | 2040-41 | 2041-42 | 2042-43 | 2043-44 | 2044-45 | 2045-46 | 2046-47 | 2047-48 | 2048-49 | 2049-50
TAS1 | Black Coal | 0 | 0 | 0 | 0 | 0 | 0 | 0 | 0 | 0 | 0 | 0 | 0 | 0 | 0 | 0 | 0 | 0 | 0 | 0 | 0 | 0 | 0 | 0 | 0 | 0 | 0 | 0 | 0 | 0
TAS1 | Brown Coal | 0 | 0 | 0 | 0 | 0 | 0 | 0 | 0 | 0 | 0 | 0 | 0 | 0 | 0 | 0 | 0 | 0 | 0 | 0 | 0 | 0 | 0 | 0 | 0 | 0 | 0 | 0 | 0 | 0
TAS1 | CCGT | 3.2165e-05 | 3.0691e-05 | 3.0794e-05 | 2.9302e-05 | 2.796e-05 | 2.6679e-05 | 2.7251e-05 | 2.7209e-05 | 2.8672e-05 | 2.7358e-05 | 2.6175e-05 | 2.673e-05 | 2.5506e-05 | 2.4338e-05 | 2.3285e-05 | 2.2156e-05 | 2.1142e-05 | 2.2114e-05 | 2.1852e-05 | 2.0793e-05 | 2.2231e-05 | 2.1213e-05 | 2.0295e-05 | 1.9777e-05 | 1.997e-05 | 1.9618e-05 | 2.0076e-05 | 1.9103e-05 | 1.8228e-05
TAS1 | Gas - Steam | 0 | 0 | 0 | 0 | 0 | 0 | 0 | 0 | 0 | 0 | 0 | 0 | 0 | 0 | 0 | 0 | 0 | 0 | 0 | 0 | 0 | 0 | 0 | 0 | 0 | 0 | 0 | 0 | 0
TAS1 | OCGT / Diesel | 0.00014092 | 0.00013589 | 0.00013001 | 0.00012371 | 0.00011804 | 0.00011264 | 0.00010777 | 0.00010519 | 0.00010556 | 0.00010569 | 0.00010601 | 0.00012268 | 0.00011706 | 0.0001117 | 0.00010799 | 0.00010622 | 0.00010849 | 0.00010623 | 0.00012374 | 0.00011774 | 0.00011339 | 0.00010881 | 0.00010699 | 0.00011095 | 0.00010905 | 0.00010761 | 0.00010828 | 0.00011054 | 0.00010778
TAS1 | Hydro | 0 | 0 | 0 | 0 | 0 | 0 | 0 | 0 | 0 | 0 | 0 | 0 | 0 | 0 | 0 | 0 | 0 | 0 | 0 | 0 | 0 | 0 | 0 | 0 | 0 | 0 | 0 | 0 | 0
TAS1 | Wind | 10424.0834 | 9946.6444 | 11509.6344 | 10951.7654 | 10450.1579 | 9971.5247 | 9540.2689 | 9077.8545 | 8662.0749 | 8265.3387 | 7907.8732 | 7524.5807 | 7179.9434 | 6851.091 | 6554.79 | 6237.081 | 5951.4132 | 5678.8294 | 5433.2272 | 5169.8801 | 4933.0917 | 4707.1486 | 4503.5704 | 4285.2836 | 4229.5694 | 4190.2364 | 4009.0143 | 3814.6985 | 3639.9794
TAS1 | Solar PV | 4.4314e-05 | 7.5172e-05 | 8.9824e-05 | 0.00014508 | 0.00013843 | 0.00016166 | 0.00019135 | 0.00020708 | 0.00035627 | 0.00033995 | 0.00032525 | 0.00030948 | 0.00029531 | 0.00028178 | 0.0002696 | 0.00025653 | 0.00024478 | 0.00038343 | 0.00041003 | 0.00039016 | 0.0011529 | 0.0011001 | 0.0010525 | 0.0010015 | 0.00095565 | 0.00091188 | 0.00087325 | 0.00083154 | 0.00079345
TAS1 | Grid Battery | 0.00014147 | 0.00019494 | 0.00018651 | 0.0002198 | 0.00030086 | 0.00028952 | 0.00034506 | 0.00039666 | 0.00043015 | 0.00043606 | 0.00045703 | 0.00053671 | 0.00051213 | 0.00048867 | 0.00048534 | 0.00047228 | 0.00052056 | 0.00049672 | 0.0005898 | 0.00056122 | 0.00059448 | 0.00059832 | 0.00061323 | 0.00062191 | 0.00066407 | 0.00066111 | 0.00066066 | 0.00070132 | 0.00074958
TAS1 | Pumped Hydro | 0 | 0 | 0.00056001 | 0.0005456 | 0.00055954 | 0.00057452 | 0.00059444 | 0.00060345 | 0.00058205 | 0.00059116 | 0.00059177 | 0.00069034 | 0.00065872 | 0.00062855 | 0.00060351 | 0.00060843 | 0.00062522 | 0.00059659 | 0.00067527 | 0.00064254 | 0.00061882 | 0.00059333 | 0.00060565 | 0.00059685 | 0.0005931 | 0.00058069 | 0.00055776 | 0.00059265 | 0.00057958
TAS1 | VPP | 0 | 0 | 0 | 0 | 0 | 0 | 0 | 0 | 0 | 0 | 0 | 0 | 0 | 0 | 0 | 0 | 0 | 0 | 0 | 0 | 0 | 0 | 0 | 0 | 0 | 0 | 0 | 0 | 0
Total excluding storage |  | 10424.0836 | 9946.6447 | 11509.6347 | 10951.7657 | 10450.1581 | 9971.525 | 9540.2692 | 9077.8549 | 8662.0754 | 8265.3391 | 7907.8737 | 7524.5811 | 7179.9438 | 6851.0914 | 6554.7904 | 6237.0814 | 5951.4136 | 5678.8299 | 5433.2278 | 5169.8806 | 4933.093 | 4707.1498 | 4503.5716 | 4285.2847 | 4229.5705 | 4190.2374 | 4009.0153 | 3814.6994 | 3639.9804

## BaseCase_Fuel Cost
Fuel cost by technology ($000s) - Base Case, Step Change No TRET Sensitivity
Fuel | Real June 2020 dollars discounted to 1 July 2020
Explicitly modelled generation
Region | Technology | 2021-22 | 2022-23 | 2023-24 | 2024-25 | 2025-26 | 2026-27 | 2027-28 | 2028-29 | 2029-30 | 2030-31 | 2031-32 | 2032-33 | 2033-34 | 2034-35 | 2035-36 | 2036-37 | 2037-38 | 2038-39 | 2039-40 | 2040-41 | 2041-42 | 2042-43 | 2043-44 | 2044-45 | 2045-46 | 2046-47 | 2047-48 | 2048-49 | 2049-50
NEM | Black Coal | 1489456.5809 | 1306978.6905 | 1216584.7432 | 1002595.073 | 859384.0613 | 760142.3863 | 683133.9907 | 702780.8367 | 556273.5045 | 521817.2413 | 458102.1512 | 308013.3358 | 302114.7412 | 254556.5227 | 192998.8542 | 177869.477 | 178260.268 | 166576.5963 | 148868.1505 | 138710.97 | 102148.0141 | 61542.9874 | 39450.3237 | 31652.3257 | 28321.8826 | 27608.5914 | 25059.9253 | 22146.8844 | 21693.7166
NEM | Brown Coal | 208514.5479 | 172988.0851 | 174061.8525 | 83806.8876 | 79167.4641 | 59976.7735 | 0.034077 | 0.024938 | 0.022039 | 0.020937 | 0.018275 | 0.017609 | 0.017462 | 0.01531 | 0.014437 | 0.013167 | 0.010859 | 0.011613 | 0.0096847 | 0.0076408 | 0.0091133 | 0.0097886 | 0.0097936 | 0.0086049 | 0.004227 | 0.0045664 | 0.0009261 | 0 | 0
NEM | CCGT | 173886.811 | 162746.2319 | 119753.1307 | 187654.198 | 220557.8303 | 181242.0064 | 191389.9657 | 184332.794 | 161252.3748 | 182137.7435 | 208352.5848 | 237565.4603 | 250759.1462 | 232647.5361 | 197703.0379 | 159967.3127 | 135818.0976 | 130157.2359 | 108583.3081 | 104693.6771 | 108190.5116 | 113878.6134 | 68615.8321 | 60795.8948 | 29384.2278 | 21243.2332 | 20309.9404 | 19299.4504 | 18390.7768
NEM | Gas - Steam | 83456.7794 | 78255.3921 | 72534.3544 | 21006.9157 | 22381.0392 | 21664.4333 | 22901.6347 | 26434.6864 | 14203.7368 | 19770.5186 | 32368.4202 | 76958.5934 | 70770.5501 | 103097.9221 | 29031.766 | 23789.749 | 40810.2315 | 54894.171 | 3619.38 | 3929.3995 | 4800.233 | 4857.114 | 4243.7745 | 3961.0548 | 3274.0798 | 0 | 0 | 0 | 0
NEM | OCGT / Diesel | 5234.3666 | 1859.9073 | 8471.8032 | 28326.5663 | 20620.1059 | 21269.2174 | 21419.4467 | 32720.8264 | 9057.9294 | 23831.6188 | 43514.146 | 101738.13 | 71759.4954 | 111489.5412 | 97750.7686 | 107125.6764 | 227423.8697 | 208840.7046 | 334408.456 | 385496.7606 | 374136.7043 | 459584.0475 | 598457.0404 | 406823.6952 | 403510.1357 | 572237.7784 | 578332.0819 | 634076.7893 | 659745.2809
NEM | Hydro | 0 | 0 | 0 | 0 | 0 | 0 | 0 | 0 | 0 | 0 | 0 | 0 | 0 | 0 | 0 | 0 | 0 | 0 | 0 | 0 | 0 | 0 | 0 | 0 | 0 | 0 | 0 | 0 | 0
NEM | Wind | 0 | 0 | 0 | 0 | 0 | 0 | 0 | 0 | 0 | 0 | 0 | 0 | 0 | 0 | 0 | 0 | 0 | 0 | 0 | 0 | 0 | 0 | 0 | 0 | 0 | 0 | 0 | 0 | 0
NEM | Solar PV | 0 | 0 | 0 | 0 | 0 | 0 | 0 | 0 | 0 | 0 | 0 | 0 | 0 | 0 | 0 | 0 | 0 | 0 | 0 | 0 | 0 | 0 | 0 | 0 | 0 | 0 | 0 | 0 | 0
NEM | Grid Battery | 0 | 0 | 0 | 0 | 0 | 0 | 0 | 0 | 0 | 0 | 0 | 0 | 0 | 0 | 0 | 0 | 0 | 0 | 0 | 0 | 0 | 0 | 0 | 0 | 0 | 0 | 0 | 0 | 0
NEM | Pumped Hydro | 0 | 0 | 0 | 0 | 0 | 0 | 0 | 0 | 0 | 0 | 0 | 0 | 0 | 0 | 0 | 0 | 0 | 0 | 0 | 0 | 0 | 0 | 0 | 0 | 0 | 0 | 0 | 0 | 0
NEM | VPP | 0 | 0 | 0 | 0 | 0 | 0 | 0 | 0 | 0 | 0 | 0 | 0 | 0 | 0 | 0 | 0 | 0 | 0 | 0 | 0 | 0 | 0 | 0 | 0 | 0 | 0 | 0 | 0 | 0
Total excluding storage |  | 1960549.0859 | 1722828.3069 | 1591405.8839 | 1323389.6406 | 1202110.5007 | 1044294.8169 | 918845.0718 | 946269.1685 | 740787.5675 | 747557.1432 | 742337.3206 | 724275.5371 | 695403.9504 | 701791.5375 | 517484.4412 | 468752.2283 | 582312.4777 | 560468.7194 | 595479.3043 | 632830.8148 | 589275.4722 | 639862.7722 | 710766.9804 | 503232.9791 | 464490.3301 | 621089.6076 | 623701.9485 | 675523.1241 | 699829.7743
Region | Technology | 2021-22 | 2022-23 | 2023-24 | 2024-25 | 2025-26 | 2026-27 | 2027-28 | 2028-29 | 2029-30 | 2030-31 | 2031-32 | 2032-33 | 2033-34 | 2034-35 | 2035-36 | 2036-37 | 2037-38 | 2038-39 | 2039-40 | 2040-41 | 2041-42 | 2042-43 | 2043-44 | 2044-45 | 2045-46 | 2046-47 | 2047-48 | 2048-49 | 2049-50
NSW1 | Black Coal | 857571.995 | 733713.537 | 656352.96 | 639051.5474 | 532782.59 | 450066.6364 | 421030.8972 | 437480.4061 | 316836.9315 | 301322.6429 | 257455.4344 | 108932.2556 | 128512.0122 | 107666.591 | 55700.8957 | 65127.2175 | 69384.3418 | 64142.089 | 56983.1996 | 47984.4505 | 25937.1191 | 0 | 0 | 0 | 0 | 0 | 0 | 0 | 0
NSW1 | Brown Coal | 0 | 0 | 0 | 0 | 0 | 0 | 0 | 0 | 0 | 0 | 0 | 0 | 0 | 0 | 0 | 0 | 0 | 0 | 0 | 0 | 0 | 0 | 0 | 0 | 0 | 0 | 0 | 0 | 0
NSW1 | CCGT | 2263.4836 | 2118.3242 | 6120.6096 | 15288.6226 | 19121.5685 | 9939.9769 | 20367.9012 | 28813.7834 | 26449.5624 | 28286.072 | 31681.7825 | 51509.2006 | 50185.1933 | 56373.8157 | 46848.0368 | 36137.1759 | 47742.5222 | 50349.1693 | 43845.542 | 37260.7406 | 37714.0191 | 41008.8388 | 2226.4423 | 0.004083 | 0.0039631 | 0.0039892 | 0.0037586 | 0.0035307 | 0.0033228
NSW1 | Gas - Steam | 0 | 0 | 0 | 0 | 0 | 0 | 0 | 0 | 0 | 0 | 0 | 0 | 0 | 0 | 0 | 0 | 0 | 0 | 0 | 0 | 0 | 0 | 0 | 0 | 0 | 0 | 0 | 0 | 0
NSW1 | OCGT / Diesel | 0.0025344 | 0.0024881 | 1180.0721 | 6028.3833 | 963.5488 | 1841.2552 | 1468.5874 | 4228.2456 | 81.2804 | 765.1292 | 1689.3875 | 24449.6525 | 9915.6887 | 30898.0208 | 25044.6682 | 30687.4896 | 76636.556 | 88731.9375 | 112133.3535 | 149075.4196 | 85166.5532 | 119287.8279 | 197238.9327 | 108244.058 | 94800.4385 | 131071.2687 | 171750.5022 | 170016.168 | 151579.0117
NSW1 | Hydro | 0 | 0 | 0 | 0 | 0 | 0 | 0 | 0 | 0 | 0 | 0 | 0 | 0 | 0 | 0 | 0 | 0 | 0 | 0 | 0 | 0 | 0 | 0 | 0 | 0 | 0 | 0 | 0 | 0
NSW1 | Wind | 0 | 0 | 0 | 0 | 0 | 0 | 0 | 0 | 0 | 0 | 0 | 0 | 0 | 0 | 0 | 0 | 0 | 0 | 0 | 0 | 0 | 0 | 0 | 0 | 0 | 0 | 0 | 0 | 0
NSW1 | Solar PV | 0 | 0 | 0 | 0 | 0 | 0 | 0 | 0 | 0 | 0 | 0 | 0 | 0 | 0 | 0 | 0 | 0 | 0 | 0 | 0 | 0 | 0 | 0 | 0 | 0 | 0 | 0 | 0 | 0
NSW1 | Grid Battery | 0 | 0 | 0 | 0 | 0 | 0 | 0 | 0 | 0 | 0 | 0 | 0 | 0 | 0 | 0 | 0 | 0 | 0 | 0 | 0 | 0 | 0 | 0 | 0 | 0 | 0 | 0 | 0 | 0
NSW1 | Pumped Hydro | 0 | 0 | 0 | 0 | 0 | 0 | 0 | 0 | 0 | 0 | 0 | 0 | 0 | 0 | 0 | 0 | 0 | 0 | 0 | 0 | 0 | 0 | 0 | 0 | 0 | 0 | 0 | 0 | 0
NSW1 | VPP | 0 | 0 | 0 | 0 | 0 | 0 | 0 | 0 | 0 | 0 | 0 | 0 | 0 | 0 | 0 | 0 | 0 | 0 | 0 | 0 | 0 | 0 | 0 | 0 | 0 | 0 | 0 | 0 | 0
Total excluding storage |  | 859835.4811 | 735831.8637 | 663653.6417 | 660368.5533 | 552867.7073 | 461847.8685 | 442867.3859 | 470522.4352 | 343367.7743 | 330373.8441 | 290826.6045 | 184891.1088 | 188612.8943 | 194938.4276 | 127593.6006 | 131951.883 | 193763.42 | 203223.1958 | 212962.0951 | 234320.6106 | 148817.6914 | 160296.6667 | 199465.375 | 108244.0621 | 94800.4424 | 131071.2726 | 171750.506 | 170016.1716 | 151579.015
Region | Technology | 2021-22 | 2022-23 | 2023-24 | 2024-25 | 2025-26 | 2026-27 | 2027-28 | 2028-29 | 2029-30 | 2030-31 | 2031-32 | 2032-33 | 2033-34 | 2034-35 | 2035-36 | 2036-37 | 2037-38 | 2038-39 | 2039-40 | 2040-41 | 2041-42 | 2042-43 | 2043-44 | 2044-45 | 2045-46 | 2046-47 | 2047-48 | 2048-49 | 2049-50
QLD1 | Black Coal | 631884.5859 | 573265.1535 | 560231.7832 | 363543.5256 | 326601.4713 | 310075.7499 | 262103.0935 | 265300.4306 | 239436.573 | 220494.5984 | 200646.7168 | 199081.0801 | 173602.729 | 146889.9317 | 137297.9585 | 112742.2595 | 108875.9262 | 102434.5073 | 91884.9509 | 90726.5195 | 76210.895 | 61542.9874 | 39450.3237 | 31652.3257 | 28321.8826 | 27608.5914 | 25059.9253 | 22146.8844 | 21693.7166
QLD1 | Brown Coal | 0 | 0 | 0 | 0 | 0 | 0 | 0 | 0 | 0 | 0 | 0 | 0 | 0 | 0 | 0 | 0 | 0 | 0 | 0 | 0 | 0 | 0 | 0 | 0 | 0 | 0 | 0 | 0 | 0
QLD1 | CCGT | 82215.7908 | 78228.8052 | 80846.6203 | 123898.7654 | 141164.4598 | 120632.7797 | 132816.9148 | 124117.6648 | 110657.8147 | 115875.5538 | 131631.8685 | 135700.7961 | 146450.9175 | 121420.4253 | 108613.3462 | 84220.5421 | 88075.5663 | 79808.0577 | 64737.7576 | 67432.9285 | 70476.4824 | 72869.7646 | 66389.3774 | 60795.8793 | 29384.2127 | 21243.2181 | 20309.926 | 19299.4359 | 18390.7578
QLD1 | Gas - Steam | 2074.7328 | 1988.1875 | 3747.6568 | 3641.0282 | 3554.7265 | 3379.5745 | 5414.359 | 5624.3535 | 5464.6925 | 4067.887 | 3796.3675 | 4510.4825 | 6337.1575 | 5008.3665 | 4157.554 | 4622.237 | 4985.2315 | 4387.195 | 3619.38 | 3929.3995 | 4800.233 | 4857.114 | 4243.7745 | 3961.0548 | 3274.0798 | 0 | 0 | 0 | 0
QLD1 | OCGT / Diesel | 0.0042364 | 0.0041264 | 0.0041229 | 9287.1599 | 4196.4116 | 4671.6749 | 9244.7824 | 14497.7656 | 6950.951 | 12648.7603 | 25334.2811 | 36150.669 | 33814.9725 | 23719.5041 | 24715.6865 | 35029.8251 | 50679.1944 | 29372.4433 | 59901.904 | 65514.0152 | 76434.7491 | 86067.2763 | 73649.6463 | 80344.1419 | 83781.1722 | 152582.1205 | 116117.2533 | 112496.776 | 98840.1747
QLD1 | Hydro | 0 | 0 | 0 | 0 | 0 | 0 | 0 | 0 | 0 | 0 | 0 | 0 | 0 | 0 | 0 | 0 | 0 | 0 | 0 | 0 | 0 | 0 | 0 | 0 | 0 | 0 | 0 | 0 | 0
QLD1 | Wind | 0 | 0 | 0 | 0 | 0 | 0 | 0 | 0 | 0 | 0 | 0 | 0 | 0 | 0 | 0 | 0 | 0 | 0 | 0 | 0 | 0 | 0 | 0 | 0 | 0 | 0 | 0 | 0 | 0
QLD1 | Solar PV | 0 | 0 | 0 | 0 | 0 | 0 | 0 | 0 | 0 | 0 | 0 | 0 | 0 | 0 | 0 | 0 | 0 | 0 | 0 | 0 | 0 | 0 | 0 | 0 | 0 | 0 | 0 | 0 | 0
QLD1 | Grid Battery | 0 | 0 | 0 | 0 | 0 | 0 | 0 | 0 | 0 | 0 | 0 | 0 | 0 | 0 | 0 | 0 | 0 | 0 | 0 | 0 | 0 | 0 | 0 | 0 | 0 | 0 | 0 | 0 | 0
QLD1 | Pumped Hydro | 0 | 0 | 0 | 0 | 0 | 0 | 0 | 0 | 0 | 0 | 0 | 0 | 0 | 0 | 0 | 0 | 0 | 0 | 0 | 0 | 0 | 0 | 0 | 0 | 0 | 0 | 0 | 0 | 0
QLD1 | VPP | 0 | 0 | 0 | 0 | 0 | 0 | 0 | 0 | 0 | 0 | 0 | 0 | 0 | 0 | 0 | 0 | 0 | 0 | 0 | 0 | 0 | 0 | 0 | 0 | 0 | 0 | 0 | 0 | 0
Total excluding storage |  | 716175.1137 | 653482.1503 | 644826.0644 | 500370.479 | 475517.0693 | 438759.7791 | 409579.1497 | 409540.2144 | 362510.0312 | 353086.7994 | 361409.234 | 375443.0277 | 360205.7765 | 297038.2276 | 274784.5453 | 236614.8638 | 252615.9184 | 216002.2032 | 220143.9924 | 227602.8627 | 227922.3595 | 225337.1423 | 183733.1219 | 176753.4017 | 144761.3473 | 201433.93 | 161487.1046 | 153943.0963 | 138924.6491
Region | Technology | 2021-22 | 2022-23 | 2023-24 | 2024-25 | 2025-26 | 2026-27 | 2027-28 | 2028-29 | 2029-30 | 2030-31 | 2031-32 | 2032-33 | 2033-34 | 2034-35 | 2035-36 | 2036-37 | 2037-38 | 2038-39 | 2039-40 | 2040-41 | 2041-42 | 2042-43 | 2043-44 | 2044-45 | 2045-46 | 2046-47 | 2047-48 | 2048-49 | 2049-50
VIC1 | Black Coal | 0 | 0 | 0 | 0 | 0 | 0 | 0 | 0 | 0 | 0 | 0 | 0 | 0 | 0 | 0 | 0 | 0 | 0 | 0 | 0 | 0 | 0 | 0 | 0 | 0 | 0 | 0 | 0 | 0
VIC1 | Brown Coal | 208514.5479 | 172988.0851 | 174061.8525 | 83806.8876 | 79167.4641 | 59976.7735 | 0.034077 | 0.024938 | 0.022039 | 0.020937 | 0.018275 | 0.017609 | 0.017462 | 0.01531 | 0.014437 | 0.013167 | 0.010859 | 0.011613 | 0.0096847 | 0.0076408 | 0.0091133 | 0.0097886 | 0.0097936 | 0.0086049 | 0.004227 | 0.0045664 | 0.0009261 | 0 | 0
VIC1 | CCGT | 0.0015413 | 0.0014897 | 0.0015413 | 0.0025832 | 0.0025287 | 0.0024135 | 0.0024125 | 0.0025978 | 0.0024682 | 0.0025078 | 0.0026335 | 0.0037107 | 0.0036038 | 0.003461 | 0.0032534 | 0.0031156 | 0.0045199 | 0.0043839 | 0.0041562 | 0.0039185 | 0.0056065 | 0.0055826 | 0.0080746 | 0.0074408 | 0.0072715 | 0.0073526 | 0.0069365 | 0.0075418 | 0.012457
VIC1 | Gas - Steam | 1066.7186 | 507.1496 | 914.5886 | 5997.6835 | 5531.6765 | 5349.145 | 7853.4305 | 10649.832 | 2733.0298 | 8553.115 | 14422.789 | 43810.512 | 33693.924 | 47162.808 | 24874.212 | 19167.512 | 35825 | 50506.976 | 0 | 0 | 0 | 0 | 0 | 0 | 0 | 0 | 0 | 0 | 0
VIC1 | OCGT / Diesel | 1155.172 | 30.7146 | 1024.1456 | 4219.9511 | 2527.0809 | 6156.1987 | 5254.2861 | 7608.3486 | 1137.5937 | 4326.4417 | 6557.3466 | 23771.2609 | 12392.9647 | 34299.7207 | 28826.6479 | 25447.9464 | 55156.1862 | 49365.4461 | 112632.9316 | 121004.8866 | 166168.346 | 202797.9704 | 257734.4534 | 185293.542 | 193395.3683 | 258091.4122 | 263252.9424 | 317146.4649 | 379813.1977
VIC1 | Hydro | 0 | 0 | 0 | 0 | 0 | 0 | 0 | 0 | 0 | 0 | 0 | 0 | 0 | 0 | 0 | 0 | 0 | 0 | 0 | 0 | 0 | 0 | 0 | 0 | 0 | 0 | 0 | 0 | 0
VIC1 | Wind | 0 | 0 | 0 | 0 | 0 | 0 | 0 | 0 | 0 | 0 | 0 | 0 | 0 | 0 | 0 | 0 | 0 | 0 | 0 | 0 | 0 | 0 | 0 | 0 | 0 | 0 | 0 | 0 | 0
VIC1 | Solar PV | 0 | 0 | 0 | 0 | 0 | 0 | 0 | 0 | 0 | 0 | 0 | 0 | 0 | 0 | 0 | 0 | 0 | 0 | 0 | 0 | 0 | 0 | 0 | 0 | 0 | 0 | 0 | 0 | 0
VIC1 | Grid Battery | 0 | 0 | 0 | 0 | 0 | 0 | 0 | 0 | 0 | 0 | 0 | 0 | 0 | 0 | 0 | 0 | 0 | 0 | 0 | 0 | 0 | 0 | 0 | 0 | 0 | 0 | 0 | 0 | 0
VIC1 | Pumped Hydro | 0 | 0 | 0 | 0 | 0 | 0 | 0 | 0 | 0 | 0 | 0 | 0 | 0 | 0 | 0 | 0 | 0 | 0 | 0 | 0 | 0 | 0 | 0 | 0 | 0 | 0 | 0 | 0 | 0
VIC1 | VPP | 0 | 0 | 0 | 0 | 0 | 0 | 0 | 0 | 0 | 0 | 0 | 0 | 0 | 0 | 0 | 0 | 0 | 0 | 0 | 0 | 0 | 0 | 0 | 0 | 0 | 0 | 0 | 0 | 0
Total excluding storage |  | 210736.44 | 173525.9507 | 176000.5881 | 94024.5248 | 87226.224 | 71482.1195 | 13107.7531 | 18258.2082 | 3870.648 | 12879.5802 | 20980.1565 | 67581.7942 | 46086.9098 | 81462.5474 | 53700.8776 | 44615.4747 | 90981.2016 | 99872.4381 | 112632.9455 | 121004.8982 | 166168.3608 | 202797.9858 | 257734.4713 | 185293.558 | 193395.3798 | 258091.4241 | 263252.9502 | 317146.4725 | 379813.2102
Region | Technology | 2021-22 | 2022-23 | 2023-24 | 2024-25 | 2025-26 | 2026-27 | 2027-28 | 2028-29 | 2029-30 | 2030-31 | 2031-32 | 2032-33 | 2033-34 | 2034-35 | 2035-36 | 2036-37 | 2037-38 | 2038-39 | 2039-40 | 2040-41 | 2041-42 | 2042-43 | 2043-44 | 2044-45 | 2045-46 | 2046-47 | 2047-48 | 2048-49 | 2049-50
SA1 | Black Coal | 0 | 0 | 0 | 0 | 0 | 0 | 0 | 0 | 0 | 0 | 0 | 0 | 0 | 0 | 0 | 0 | 0 | 0 | 0 | 0 | 0 | 0 | 0 | 0 | 0 | 0 | 0 | 0 | 0
SA1 | Brown Coal | 0 | 0 | 0 | 0 | 0 | 0 | 0 | 0 | 0 | 0 | 0 | 0 | 0 | 0 | 0 | 0 | 0 | 0 | 0 | 0 | 0 | 0 | 0 | 0 | 0 | 0 | 0 | 0 | 0
SA1 | CCGT | 89407.5336 | 82399.0995 | 32785.8978 | 48466.8061 | 60271.7981 | 50669.246 | 38205.1459 | 31401.3418 | 24144.9937 | 37976.1138 | 45038.9298 | 50355.4585 | 54123.0304 | 54853.2903 | 42241.6505 | 39609.5904 | 0.0034401 | 0.0033043 | 0.0031341 | 0.0029432 | 0.0033537 | 0.0032962 | 0.0031675 | 0.0028735 | 0.0027967 | 0.0027432 | 0.0025791 | 0.0024466 | 0.0022983
SA1 | Gas - Steam | 80315.328 | 75760.055 | 67872.109 | 11368.204 | 13294.6362 | 12935.7138 | 9633.8452 | 10160.5009 | 6006.0145 | 7149.5166 | 14149.2637 | 28637.5989 | 30739.4686 | 50926.7476 | 0 | 0 | 0 | 0 | 0 | 0 | 0 | 0 | 0 | 0 | 0 | 0 | 0 | 0 | 0
SA1 | OCGT / Diesel | 4079.1862 | 1829.1846 | 6267.5798 | 8791.0704 | 12933.0631 | 8600.087 | 5451.7892 | 6386.465 | 888.1028 | 6091.286 | 9933.1293 | 17344.0204 | 15635.8678 | 22572.2943 | 19163.7647 | 15960.414 | 44951.9317 | 41370.8764 | 49740.2655 | 49885.1346 | 46314.8703 | 51430.9718 | 69834.0069 | 32929.8325 | 31533.1557 | 30492.976 | 27211.3831 | 34357.6834 | 29512.8959
SA1 | Hydro | 0 | 0 | 0 | 0 | 0 | 0 | 0 | 0 | 0 | 0 | 0 | 0 | 0 | 0 | 0 | 0 | 0 | 0 | 0 | 0 | 0 | 0 | 0 | 0 | 0 | 0 | 0 | 0 | 0
SA1 | Wind | 0 | 0 | 0 | 0 | 0 | 0 | 0 | 0 | 0 | 0 | 0 | 0 | 0 | 0 | 0 | 0 | 0 | 0 | 0 | 0 | 0 | 0 | 0 | 0 | 0 | 0 | 0 | 0 | 0
SA1 | Solar PV | 0 | 0 | 0 | 0 | 0 | 0 | 0 | 0 | 0 | 0 | 0 | 0 | 0 | 0 | 0 | 0 | 0 | 0 | 0 | 0 | 0 | 0 | 0 | 0 | 0 | 0 | 0 | 0 | 0
SA1 | Grid Battery | 0 | 0 | 0 | 0 | 0 | 0 | 0 | 0 | 0 | 0 | 0 | 0 | 0 | 0 | 0 | 0 | 0 | 0 | 0 | 0 | 0 | 0 | 0 | 0 | 0 | 0 | 0 | 0 | 0
SA1 | Pumped Hydro | 0 | 0 | 0 | 0 | 0 | 0 | 0 | 0 | 0 | 0 | 0 | 0 | 0 | 0 | 0 | 0 | 0 | 0 | 0 | 0 | 0 | 0 | 0 | 0 | 0 | 0 | 0 | 0 | 0
SA1 | VPP | 0 | 0 | 0 | 0 | 0 | 0 | 0 | 0 | 0 | 0 | 0 | 0 | 0 | 0 | 0 | 0 | 0 | 0 | 0 | 0 | 0 | 0 | 0 | 0 | 0 | 0 | 0 | 0 | 0
Total excluding storage |  | 173802.0478 | 159988.3391 | 106925.5866 | 68626.0804 | 86499.4973 | 72205.0468 | 53290.7803 | 47948.3078 | 31039.111 | 51216.9164 | 69121.3228 | 96337.0779 | 100498.3668 | 128352.3322 | 61405.4151 | 55570.0044 | 44951.9351 | 41370.8797 | 49740.2687 | 49885.1375 | 46314.8737 | 51430.9751 | 69834.0101 | 32929.8354 | 31533.1585 | 30492.9788 | 27211.3856 | 34357.6858 | 29512.8982
Region | Technology | 2021-22 | 2022-23 | 2023-24 | 2024-25 | 2025-26 | 2026-27 | 2027-28 | 2028-29 | 2029-30 | 2030-31 | 2031-32 | 2032-33 | 2033-34 | 2034-35 | 2035-36 | 2036-37 | 2037-38 | 2038-39 | 2039-40 | 2040-41 | 2041-42 | 2042-43 | 2043-44 | 2044-45 | 2045-46 | 2046-47 | 2047-48 | 2048-49 | 2049-50
TAS1 | Black Coal | 0 | 0 | 0 | 0 | 0 | 0 | 0 | 0 | 0 | 0 | 0 | 0 | 0 | 0 | 0 | 0 | 0 | 0 | 0 | 0 | 0 | 0 | 0 | 0 | 0 | 0 | 0 | 0 | 0
TAS1 | Brown Coal | 0 | 0 | 0 | 0 | 0 | 0 | 0 | 0 | 0 | 0 | 0 | 0 | 0 | 0 | 0 | 0 | 0 | 0 | 0 | 0 | 0 | 0 | 0 | 0 | 0 | 0 | 0 | 0 | 0
TAS1 | CCGT | 0.0014804 | 0.0014094 | 0.0014578 | 0.0014109 | 0.0013453 | 0.0013241 | 0.0013568 | 0.0013611 | 0.0014454 | 0.0014074 | 0.0013408 | 0.0014004 | 0.0013471 | 0.0012446 | 0.0012178 | 0.0011827 | 0.0011574 | 0.0012101 | 0.0011954 | 0.0011205 | 0.0012097 | 0.0011624 | 0.0010851 | 0.001067 | 0.0010761 | 0.0010553 | 0.0010817 | 0.0010536 | 0.00094686
TAS1 | Gas - Steam | 0 | 0 | 0 | 0 | 0 | 0 | 0 | 0 | 0 | 0 | 0 | 0 | 0 | 0 | 0 | 0 | 0 | 0 | 0 | 0 | 0 | 0 | 0 | 0 | 0 | 0 | 0 | 0 | 0
TAS1 | OCGT / Diesel | 0.0016699 | 0.0015364 | 0.0016185 | 0.0015998 | 0.0015339 | 0.0015629 | 0.0015701 | 0.0015804 | 0.001648 | 0.001623 | 0.0015297 | 22.5271 | 0.0016178 | 0.0013358 | 0.0013717 | 0.0013836 | 0.001381 | 0.0013828 | 0.0014004 | 17.3046 | 52.1856 | 0.0011044 | 0.00099059 | 12.1208 | 0.00099281 | 0.00098091 | 0.0010104 | 59.6969 | 0.00080592
TAS1 | Hydro | 0 | 0 | 0 | 0 | 0 | 0 | 0 | 0 | 0 | 0 | 0 | 0 | 0 | 0 | 0 | 0 | 0 | 0 | 0 | 0 | 0 | 0 | 0 | 0 | 0 | 0 | 0 | 0 | 0
TAS1 | Wind | 0 | 0 | 0 | 0 | 0 | 0 | 0 | 0 | 0 | 0 | 0 | 0 | 0 | 0 | 0 | 0 | 0 | 0 | 0 | 0 | 0 | 0 | 0 | 0 | 0 | 0 | 0 | 0 | 0
TAS1 | Solar PV | 0 | 0 | 0 | 0 | 0 | 0 | 0 | 0 | 0 | 0 | 0 | 0 | 0 | 0 | 0 | 0 | 0 | 0 | 0 | 0 | 0 | 0 | 0 | 0 | 0 | 0 | 0 | 0 | 0
TAS1 | Grid Battery | 0 | 0 | 0 | 0 | 0 | 0 | 0 | 0 | 0 | 0 | 0 | 0 | 0 | 0 | 0 | 0 | 0 | 0 | 0 | 0 | 0 | 0 | 0 | 0 | 0 | 0 | 0 | 0 | 0
TAS1 | Pumped Hydro | 0 | 0 | 0 | 0 | 0 | 0 | 0 | 0 | 0 | 0 | 0 | 0 | 0 | 0 | 0 | 0 | 0 | 0 | 0 | 0 | 0 | 0 | 0 | 0 | 0 | 0 | 0 | 0 | 0
TAS1 | VPP | 0 | 0 | 0 | 0 | 0 | 0 | 0 | 0 | 0 | 0 | 0 | 0 | 0 | 0 | 0 | 0 | 0 | 0 | 0 | 0 | 0 | 0 | 0 | 0 | 0 | 0 | 0 | 0 | 0
Total excluding storage |  | 0.0031503 | 0.0029458 | 0.0030763 | 0.0030106 | 0.0028791 | 0.002887 | 0.0029269 | 0.0029415 | 0.0030935 | 0.0030304 | 0.0028705 | 22.5285 | 0.0029649 | 0.0025804 | 0.0025894 | 0.0025663 | 0.0025384 | 0.0025929 | 0.0025958 | 17.3057 | 52.1868 | 0.0022668 | 0.0020757 | 12.1219 | 0.0020689 | 0.0020362 | 0.002092 | 59.6979 | 0.0017528

## BaseCase_Build Cost
New generation build cost (CAPEX) by technology ($000s) - Base Case, Step Change No TRET Sensitivity
CAPEX (Install) | Real June 2020 dollars discounted to 1 July 2020. The total capital costs are annualised for modelling purposes.
Explicitly modelled generation
Region | Technology | 2021-22 | 2022-23 | 2023-24 | 2024-25 | 2025-26 | 2026-27 | 2027-28 | 2028-29 | 2029-30 | 2030-31 | 2031-32 | 2032-33 | 2033-34 | 2034-35 | 2035-36 | 2036-37 | 2037-38 | 2038-39 | 2039-40 | 2040-41 | 2041-42 | 2042-43 | 2043-44 | 2044-45 | 2045-46 | 2046-47 | 2047-48 | 2048-49 | 2049-50
NEM | Black Coal | 0 | 0 | 0 | 0 | 0 | 0 | 0 | 0 | 0 | 0 | 0 | 0 | 0 | 0 | 0 | 0 | 0 | 0 | 0 | 0 | 0 | 0 | 0 | 0 | 0 | 0 | 0 | 0 | 0
NEM | Brown Coal | 0 | 0 | 0 | 0 | 0 | 0 | 0 | 0 | 0 | 0 | 0 | 0 | 0 | 0 | 0 | 0 | 0 | 0 | 0 | 0 | 0 | 0 | 0 | 0 | 0 | 0 | 0 | 0 | 0
NEM | CCGT | 0.0023814 | 0.0023051 | 0.0024214 | 0.0030086 | 0.0028708 | 0.0027394 | 0.0027432 | 0.0027682 | 0.0026843 | 0.0026811 | 0.0028108 | 0.0038709 | 0.0036936 | 0.0035244 | 0.0034878 | 0.0033187 | 0.0043783 | 0.0042008 | 0.0042348 | 0.0040295 | 0.0046763 | 0.0045601 | 0.005212 | 0.0050029 | 0.0047866 | 0.0038369 | 0.0036761 | 0.0036754 | 0.0045238
NEM | Gas - Steam | 0 | 0 | 0 | 0 | 0 | 0 | 0 | 0 | 0 | 0 | 0 | 0 | 0 | 0 | 0 | 0 | 0 | 0 | 0 | 0 | 0 | 0 | 0 | 0 | 0 | 0 | 0 | 0 | 0
NEM | OCGT / Diesel | 0.0057855 | 0.0057287 | 0.0056408 | 0.00539 | 0.0051431 | 0.0049075 | 0.0046953 | 0.0045965 | 0.0044904 | 0.0045567 | 0.0048009 | 0.008102 | 0.0077309 | 0.0073768 | 1151.7539 | 1095.9287 | 59268.6131 | 56554.0201 | 81551.9392 | 77599.1379 | 108138.09 | 108192.6218 | 147136.5547 | 168741.5656 | 161012.9442 | 204529.7213 | 195684.07 | 197561.4177 | 211374.4646
NEM | Hydro | 0 | 0 | 0 | 0 | 0 | 0 | 0 | 0 | 0 | 0 | 0 | 0 | 0 | 0 | 0 | 0 | 0 | 0 | 0 | 0 | 0 | 0 | 0 | 0 | 0 | 0 | 0 | 0 | 0
NEM | Wind | 707237.7743 | 700827.0189 | 879430.856 | 1378888.1638 | 1320407.9693 | 1330892.5959 | 1569091.4803 | 1685672.8739 | 1754300.4934 | 1673950.8615 | 1680353.0014 | 1879198.3532 | 1931160.3089 | 1844868.9867 | 1786551.9876 | 1756506.4633 | 1840784.5284 | 1827688.771 | 1766854.3988 | 1705322.0557 | 1729447.5603 | 1729543.4745 | 1681738.9209 | 1618115.9696 | 1625371.2779 | 1475590.3947 | 1425959.5677 | 1312046.2254 | 1144119.1421
NEM | Solar PV | 0.0059716 | 0.0096497 | 0.010377 | 0.025323 | 20035.6321 | 19117.9743 | 37135.7067 | 47915.3813 | 180111.0022 | 186299.1149 | 193052.0124 | 282715.7464 | 309628.1317 | 299544.1056 | 286589.2025 | 272698.2984 | 386351.1413 | 380302.0086 | 391205.0968 | 414761.7285 | 474823.2703 | 559878.8515 | 565200.6636 | 537805.5345 | 518507.9239 | 564472.5369 | 540059.8136 | 513883.2545 | 499909.3569
NEM | Grid Battery | 0.0062484 | 0.0086471 | 0.0082731 | 0.010444 | 0.013359 | 0.013373 | 0.017047 | 0.028932 | 0.0475 | 0.047823 | 0.047018 | 11308.1019 | 24328.6397 | 23214.3509 | 34686.5323 | 33005.2852 | 48874.7784 | 46636.239 | 59349.3733 | 56472.7246 | 91509.719 | 96593.8919 | 92416.3285 | 119407.4569 | 113938.4119 | 135309.2962 | 129457.339 | 138516.4035 | 134176.537
NEM | Pumped Hydro | 0 | 0 | 0.019114 | 0.023916 | 0.023269 | 0.028134 | 0.029823 | 0.040265 | 241735.9882 | 230664.1179 | 220688.1903 | 372115.0062 | 382459.0562 | 364941.8474 | 381054.938 | 362585.3046 | 419874.2762 | 400643.3931 | 383316.0815 | 364736.8508 | 444094.5296 | 511633.6405 | 489506.134 | 465779.9033 | 444446.4727 | 424090.1498 | 405748.7881 | 395446.3496 | 377334.303
NEM | VPP | 0 | 0 | 0 | 0 | 0 | 0 | 0 | 0 | 0 | 0 | 0 | 0 | 0 | 0 | 0 | 0 | 0 | 0 | 0 | 0 | 0 | 0 | 0 | 0 | 0 | 0 | 0 | 0 | 0
Total excluding storage |  | 707237.7885 | 700827.0366 | 879430.8744 | 1378888.1975 | 1340443.6095 | 1350010.5779 | 1606227.1944 | 1733588.2626 | 1934411.5028 | 1860249.9837 | 1873405.0214 | 2161914.1116 | 2240788.452 | 2144413.1032 | 2074292.9475 | 2030300.6938 | 2286404.2872 | 2264544.8039 | 2239611.439 | 2197682.9261 | 2312408.9253 | 2397614.9523 | 2394076.1445 | 2324663.0747 | 2304892.1507 | 2244592.6568 | 2161703.4549 | 2023490.9014 | 1855402.9681
Region | Technology | 2021-22 | 2022-23 | 2023-24 | 2024-25 | 2025-26 | 2026-27 | 2027-28 | 2028-29 | 2029-30 | 2030-31 | 2031-32 | 2032-33 | 2033-34 | 2034-35 | 2035-36 | 2036-37 | 2037-38 | 2038-39 | 2039-40 | 2040-41 | 2041-42 | 2042-43 | 2043-44 | 2044-45 | 2045-46 | 2046-47 | 2047-48 | 2048-49 | 2049-50
NSW1 | Black Coal | 0 | 0 | 0 | 0 | 0 | 0 | 0 | 0 | 0 | 0 | 0 | 0 | 0 | 0 | 0 | 0 | 0 | 0 | 0 | 0 | 0 | 0 | 0 | 0 | 0 | 0 | 0 | 0 | 0
NSW1 | Brown Coal | 0 | 0 | 0 | 0 | 0 | 0 | 0 | 0 | 0 | 0 | 0 | 0 | 0 | 0 | 0 | 0 | 0 | 0 | 0 | 0 | 0 | 0 | 0 | 0 | 0 | 0 | 0 | 0 | 0
NSW1 | CCGT | 0.00049716 | 0.00049289 | 0.00050854 | 0.00061332 | 0.00058522 | 0.00055842 | 0.00057221 | 0.00056069 | 0.00053501 | 0.00052272 | 0.00053614 | 0.00092423 | 0.00088189 | 0.0008415 | 0.00083795 | 0.00079734 | 0.0012103 | 0.0011549 | 0.001105 | 0.0010514 | 0.00118 | 0.0011259 | 0.0012658 | 0.0012044 | 0.0011492 | 0.00094274 | 0.00089623 | 0.00084138 | 0.00076279
NSW1 | Gas - Steam | 0 | 0 | 0 | 0 | 0 | 0 | 0 | 0 | 0 | 0 | 0 | 0 | 0 | 0 | 0 | 0 | 0 | 0 | 0 | 0 | 0 | 0 | 0 | 0 | 0 | 0 | 0 | 0 | 0
NSW1 | OCGT / Diesel | 0.0011502 | 0.0011542 | 0.00117 | 0.001129 | 0.0010773 | 0.001028 | 0.0009835 | 0.00093583 | 0.00089297 | 0.00088701 | 0.0009037 | 0.0018249 | 0.0017413 | 0.0016616 | 0.0055269 | 0.0052591 | 34359.2207 | 32785.5159 | 31367.5839 | 29847.2052 | 28480.1578 | 27175.723 | 44954.7724 | 55995.7847 | 53431.0923 | 50983.8663 | 48778.8786 | 46414.5791 | 44288.7215
NSW1 | Hydro | 0 | 0 | 0 | 0 | 0 | 0 | 0 | 0 | 0 | 0 | 0 | 0 | 0 | 0 | 0 | 0 | 0 | 0 | 0 | 0 | 0 | 0 | 0 | 0 | 0 | 0 | 0 | 0 | 0
NSW1 | Wind | 169306.283 | 187533.6112 | 367483.91 | 543264.51 | 518382.1673 | 529827.6808 | 594840.2899 | 580132.6039 | 699395.656 | 667362.2669 | 638499.6955 | 796730.6281 | 760239.1487 | 725419.0347 | 694045.5843 | 685100.441 | 653721.7959 | 685345.3777 | 655705.0584 | 623923.2057 | 629541.8028 | 623251.1321 | 596296.3102 | 567393.9831 | 603201.1874 | 589864.5813 | 578540.2721 | 492460.1534 | 409991.6503
NSW1 | Solar PV | 0.0013417 | 0.0021668 | 0.0022679 | 0.0057688 | 20035.5998 | 19117.9428 | 18291.117 | 29984.1825 | 163001.079 | 155535.3806 | 148808.6725 | 178735.8828 | 196017.1872 | 187039.3008 | 178950.088 | 170276.4237 | 228068.5111 | 229268.9641 | 239665.4737 | 253643.1614 | 270186.5395 | 311528.3469 | 308877.372 | 293906.1661 | 280444.8149 | 292198.9907 | 279561.7543 | 266011.4687 | 253827.7367
NSW1 | Grid Battery | 0.0020137 | 0.0027618 | 0.0026424 | 0.0035558 | 0.0038137 | 0.0038423 | 0.0049954 | 0.0054084 | 0.023537 | 0.022766 | 0.022088 | 0.035941 | 0.034294 | 0.032724 | 0.042986 | 0.040902 | 0.039278 | 0.037479 | 14730.128 | 14016.1626 | 45145.5397 | 43077.8047 | 41214.7442 | 64858.1682 | 61887.5649 | 59053.0198 | 56499.051 | 53760.5565 | 51298.2337
NSW1 | Pumped Hydro | 0 | 0 | 0.0050238 | 0.0060801 | 0.0058016 | 0.0055359 | 0.0069911 | 0.0067306 | 241735.9542 | 230664.0788 | 220688.1497 | 209991.4592 | 200373.5297 | 191196.116 | 182927.1294 | 174060.699 | 166088.4533 | 158481.3485 | 151627.2377 | 144277.9049 | 178135.219 | 169976.3539 | 162625.0919 | 154742.696 | 147655.2443 | 140892.4086 | 134798.9904 | 128265.3184 | 122390.5709
NSW1 | VPP | 0 | 0 | 0 | 0 | 0 | 0 | 0 | 0 | 0 | 0 | 0 | 0 | 0 | 0 | 0 | 0 | 0 | 0 | 0 | 0 | 0 | 0 | 0 | 0 | 0 | 0 | 0 | 0 | 0
Total excluding storage |  | 169306.2859 | 187533.615 | 367483.9139 | 543264.5175 | 538417.7687 | 548945.6251 | 613131.4084 | 610116.7879 | 862396.7364 | 822897.649 | 787308.3694 | 975466.5137 | 956256.3385 | 912458.338 | 872995.6787 | 855376.8708 | 916149.5289 | 947399.8589 | 926738.117 | 907413.5733 | 928208.5013 | 961955.2031 | 950128.4558 | 917295.9351 | 937077.0956 | 933047.4393 | 906880.9059 | 804886.2021 | 708108.1093
Region | Technology | 2021-22 | 2022-23 | 2023-24 | 2024-25 | 2025-26 | 2026-27 | 2027-28 | 2028-29 | 2029-30 | 2030-31 | 2031-32 | 2032-33 | 2033-34 | 2034-35 | 2035-36 | 2036-37 | 2037-38 | 2038-39 | 2039-40 | 2040-41 | 2041-42 | 2042-43 | 2043-44 | 2044-45 | 2045-46 | 2046-47 | 2047-48 | 2048-49 | 2049-50
QLD1 | Black Coal | 0 | 0 | 0 | 0 | 0 | 0 | 0 | 0 | 0 | 0 | 0 | 0 | 0 | 0 | 0 | 0 | 0 | 0 | 0 | 0 | 0 | 0 | 0 | 0 | 0 | 0 | 0 | 0 | 0
QLD1 | Brown Coal | 0 | 0 | 0 | 0 | 0 | 0 | 0 | 0 | 0 | 0 | 0 | 0 | 0 | 0 | 0 | 0 | 0 | 0 | 0 | 0 | 0 | 0 | 0 | 0 | 0 | 0 | 0 | 0 | 0
QLD1 | CCGT | 0.00053504 | 0.00052477 | 0.00053436 | 0.00069803 | 0.00066606 | 0.00063556 | 0.00063727 | 0.00065261 | 0.00063293 | 0.00064922 | 0.00074817 | 0.00093752 | 0.00089458 | 0.00085361 | 0.00081669 | 0.0007771 | 0.00082167 | 0.00078403 | 0.00095752 | 0.00091111 | 0.00086938 | 0.00092755 | 0.00088743 | 0.00084442 | 0.00080574 | 0.00060325 | 0.00057275 | 0.00053502 | 0.00045185
QLD1 | Gas - Steam | 0 | 0 | 0 | 0 | 0 | 0 | 0 | 0 | 0 | 0 | 0 | 0 | 0 | 0 | 0 | 0 | 0 | 0 | 0 | 0 | 0 | 0 | 0 | 0 | 0 | 0 | 0 | 0 | 0
QLD1 | OCGT / Diesel | 0.0011678 | 0.0011709 | 0.0011802 | 0.0011299 | 0.0010781 | 0.0010287 | 0.00098424 | 0.00099067 | 0.00095922 | 0.0009889 | 0.0011685 | 0.0016346 | 0.0015597 | 0.0014883 | 0.0014239 | 0.0013549 | 0.0015253 | 0.0014555 | 27443.81 | 26113.6157 | 24917.5722 | 28783.7308 | 27538.8709 | 26204.069 | 25003.8826 | 74750.0839 | 71517.2374 | 79412.9192 | 75775.6863
QLD1 | Hydro | 0 | 0 | 0 | 0 | 0 | 0 | 0 | 0 | 0 | 0 | 0 | 0 | 0 | 0 | 0 | 0 | 0 | 0 | 0 | 0 | 0 | 0 | 0 | 0 | 0 | 0 | 0 | 0 | 0
QLD1 | Wind | 454208.5459 | 433405.101 | 414660.8803 | 540987.0272 | 520883.9829 | 497026.7011 | 478534.8723 | 524840.4715 | 500801.9765 | 477864.4812 | 478778.0069 | 493408.7293 | 551684.107 | 526416.1328 | 520182.5486 | 505195.8269 | 526030.1417 | 501937.1579 | 480229.0117 | 456952.4364 | 473330.298 | 508414.9782 | 486426.6748 | 480740.1741 | 473276.3869 | 341432.4237 | 326665.9039 | 330508.9581 | 327297.7248
QLD1 | Solar PV | 0.0018348 | 0.0030199 | 0.0031564 | 0.0063418 | 0.0061104 | 0.0058929 | 0.005762 | 0.0068383 | 0.0066019 | 0.0069462 | 3864.0845 | 17126.949 | 30736.0257 | 29328.2688 | 28059.8583 | 26699.8043 | 65666.8447 | 62659.203 | 66987.8379 | 80664.9816 | 94220.0318 | 142991.0582 | 136806.8761 | 130175.8824 | 124213.6282 | 141699.8586 | 135571.5188 | 129000.4025 | 128966.8344
QLD1 | Grid Battery | 0.0010683 | 0.0014267 | 0.001365 | 0.0017792 | 0.0025834 | 0.0024651 | 0.0036995 | 0.013791 | 0.01316 | 0.012557 | 0.012014 | 9611.4739 | 22709.7198 | 21669.58 | 20732.3981 | 19727.5042 | 31562.8625 | 30117.2352 | 28814.703 | 27418.0618 | 26162.2723 | 34239.4587 | 32758.6455 | 31170.8423 | 29743.1698 | 54970.3248 | 52592.9274 | 65377.5907 | 62383.1974
QLD1 | Pumped Hydro | 0 | 0 | 0.002761 | 0.0036108 | 0.0035635 | 0.004285 | 0.0046282 | 0.013375 | 0.012762 | 0.012178 | 0.011651 | 38922.3638 | 64527.1456 | 61571.7038 | 58908.8056 | 56053.5111 | 119825.8923 | 114337.6835 | 109392.7235 | 104090.4867 | 107533.961 | 190488.0598 | 182249.6926 | 173416.0974 | 165473.3753 | 157894.4462 | 151065.7114 | 153107.6949 | 146095.1287
QLD1 | VPP | 0 | 0 | 0 | 0 | 0 | 0 | 0 | 0 | 0 | 0 | 0 | 0 | 0 | 0 | 0 | 0 | 0 | 0 | 0 | 0 | 0 | 0 | 0 | 0 | 0 | 0 | 0 | 0 | 0
Total excluding storage |  | 454208.5495 | 433405.1057 | 414660.8852 | 540987.0354 | 520883.9908 | 497026.7086 | 478534.8796 | 524840.48 | 500801.9846 | 477864.4897 | 482642.0934 | 510535.6809 | 582420.1351 | 555744.404 | 548242.4091 | 531895.6333 | 591696.9887 | 564596.3631 | 574660.6605 | 563731.0346 | 592467.9028 | 680189.7682 | 650772.4227 | 637120.1263 | 622493.8985 | 557882.3668 | 533754.6607 | 538922.2803 | 532040.2459
Region | Technology | 2021-22 | 2022-23 | 2023-24 | 2024-25 | 2025-26 | 2026-27 | 2027-28 | 2028-29 | 2029-30 | 2030-31 | 2031-32 | 2032-33 | 2033-34 | 2034-35 | 2035-36 | 2036-37 | 2037-38 | 2038-39 | 2039-40 | 2040-41 | 2041-42 | 2042-43 | 2043-44 | 2044-45 | 2045-46 | 2046-47 | 2047-48 | 2048-49 | 2049-50
VIC1 | Black Coal | 0 | 0 | 0 | 0 | 0 | 0 | 0 | 0 | 0 | 0 | 0 | 0 | 0 | 0 | 0 | 0 | 0 | 0 | 0 | 0 | 0 | 0 | 0 | 0 | 0 | 0 | 0 | 0 | 0
VIC1 | Brown Coal | 0 | 0 | 0 | 0 | 0 | 0 | 0 | 0 | 0 | 0 | 0 | 0 | 0 | 0 | 0 | 0 | 0 | 0 | 0 | 0 | 0 | 0 | 0 | 0 | 0 | 0 | 0 | 0 | 0
VIC1 | CCGT | 0.00047921 | 0.00045726 | 0.00045723 | 0.00072935 | 0.00069595 | 0.00066407 | 0.0006696 | 0.00071716 | 0.00068431 | 0.00068093 | 0.00071872 | 0.00098782 | 0.00094258 | 0.00089941 | 0.00086051 | 0.0008188 | 0.0011549 | 0.001102 | 0.0010543 | 0.0010032 | 0.0014352 | 0.0013695 | 0.0019665 | 0.0019092 | 0.0018218 | 0.00159 | 0.0015213 | 0.0016856 | 0.0027521
VIC1 | Gas - Steam | 0 | 0 | 0 | 0 | 0 | 0 | 0 | 0 | 0 | 0 | 0 | 0 | 0 | 0 | 0 | 0 | 0 | 0 | 0 | 0 | 0 | 0 | 0 | 0 | 0 | 0 | 0 | 0 | 0
VIC1 | OCGT / Diesel | 0.0011638 | 0.001153 | 0.0011273 | 0.0010727 | 0.0010236 | 0.00097667 | 0.00093443 | 0.00092184 | 0.00090245 | 0.00093085 | 0.00096576 | 0.0019884 | 0.0018973 | 0.0018104 | 43.7308 | 41.6111 | 12990.2967 | 12395.3212 | 11859.2393 | 11284.4251 | 44860.6916 | 42806.0034 | 59496.1479 | 72129.108 | 68825.4847 | 65673.172 | 62832.8905 | 59787.3966 | 79910.7031
VIC1 | Hydro | 0 | 0 | 0 | 0 | 0 | 0 | 0 | 0 | 0 | 0 | 0 | 0 | 0 | 0 | 0 | 0 | 0 | 0 | 0 | 0 | 0 | 0 | 0 | 0 | 0 | 0 | 0 | 0 | 0
VIC1 | Wind | 0.02208 | 0.021139 | 0.021817 | 130500.5571 | 124523.4323 | 154593.185 | 345442.6395 | 375386.0965 | 358192.8401 | 341787.0629 | 384223.0381 | 365599.8502 | 406012.6777 | 389575.4449 | 372726.8005 | 376287.5585 | 479808.6975 | 457832.7265 | 438032.0412 | 440907.3712 | 436293.8552 | 416310.9307 | 398306.0104 | 379000.2216 | 361641.4329 | 345077.6965 | 330153.5234 | 314151.0675 | 259375.1042
VIC1 | Solar PV | 0.00062431 | 0.00088569 | 0.0009304 | 0.0043236 | 0.011858 | 0.011854 | 18844.5614 | 17931.1704 | 17109.8954 | 30763.6981 | 36505.2009 | 83166.6312 | 79357.4725 | 75722.7791 | 72447.8648 | 68936.3357 | 65778.9481 | 62766.1718 | 60051.6144 | 57140.9314 | 88171.7978 | 84133.3948 | 89704.9278 | 85356.9533 | 86782.1786 | 104746.1099 | 100215.9732 | 95358.5311 | 90990.9637
VIC1 | Grid Battery | 0.0010522 | 0.0014876 | 0.0014233 | 0.0018146 | 0.0025711 | 0.0026526 | 0.0031316 | 0.0036796 | 0.0039268 | 0.0051965 | 0.0055609 | 0.058254 | 0.055586 | 0.05304 | 0.050746 | 0.048286 | 0.046082 | 0.043972 | 0.04207 | 0.040031 | 0.038404 | 0.036455 | 0.034879 | 5785.3485 | 5520.3704 | 5267.5289 | 5039.7147 | 4795.4408 | 6580.2057
VIC1 | Pumped Hydro | 0 | 0 | 0.0031073 | 0.0061088 | 0.005829 | 0.0096953 | 0.0093811 | 0.011379 | 0.012634 | 0.017948 | 0.020047 | 123201.1705 | 117558.3688 | 112174.016 | 139218.9906 | 132471.0824 | 133959.9166 | 127824.3479 | 122296.1068 | 116368.4463 | 158425.3352 | 151169.2129 | 144631.336 | 137621.0929 | 131317.8366 | 125303.2792 | 119884.0711 | 114073.3214 | 108848.589
VIC1 | VPP | 0 | 0 | 0 | 0 | 0 | 0 | 0 | 0 | 0 | 0 | 0 | 0 | 0 | 0 | 0 | 0 | 0 | 0 | 0 | 0 | 0 | 0 | 0 | 0 | 0 | 0 | 0 | 0 | 0
Total excluding storage |  | 0.024347 | 0.023635 | 0.024332 | 130500.5632 | 124523.4459 | 154593.1985 | 364287.2025 | 393317.2686 | 375302.7371 | 372550.7626 | 420728.2406 | 448766.4844 | 485370.1531 | 465298.2267 | 445218.3969 | 445265.5061 | 558577.9434 | 532994.2207 | 509942.896 | 509332.7286 | 569326.346 | 543250.3302 | 547507.0881 | 536486.2848 | 517249.098 | 515496.98 | 493202.3887 | 469296.9969 | 430276.7737
Region | Technology | 2021-22 | 2022-23 | 2023-24 | 2024-25 | 2025-26 | 2026-27 | 2027-28 | 2028-29 | 2029-30 | 2030-31 | 2031-32 | 2032-33 | 2033-34 | 2034-35 | 2035-36 | 2036-37 | 2037-38 | 2038-39 | 2039-40 | 2040-41 | 2041-42 | 2042-43 | 2043-44 | 2044-45 | 2045-46 | 2046-47 | 2047-48 | 2048-49 | 2049-50
SA1 | Black Coal | 0 | 0 | 0 | 0 | 0 | 0 | 0 | 0 | 0 | 0 | 0 | 0 | 0 | 0 | 0 | 0 | 0 | 0 | 0 | 0 | 0 | 0 | 0 | 0 | 0 | 0 | 0 | 0 | 0
SA1 | Brown Coal | 0 | 0 | 0 | 0 | 0 | 0 | 0 | 0 | 0 | 0 | 0 | 0 | 0 | 0 | 0 | 0 | 0 | 0 | 0 | 0 | 0 | 0 | 0 | 0 | 0 | 0 | 0 | 0 | 0
SA1 | CCGT | 0.00047516 | 0.0004534 | 0.00054337 | 0.00060832 | 0.00058045 | 0.00055387 | 0.00052991 | 0.00050423 | 0.00048114 | 0.00049338 | 0.00048741 | 0.00069451 | 0.0006627 | 0.00063235 | 0.00068793 | 0.00065458 | 0.00093294 | 0.00089021 | 0.00085171 | 0.00081043 | 0.00092171 | 0.00087949 | 0.00084582 | 0.00080483 | 0.00076797 | 0.00058574 | 0.00056041 | 0.00049942 | 0.0004483
SA1 | Gas - Steam | 0 | 0 | 0 | 0 | 0 | 0 | 0 | 0 | 0 | 0 | 0 | 0 | 0 | 0 | 0 | 0 | 0 | 0 | 0 | 0 | 0 | 0 | 0 | 0 | 0 | 0 | 0 | 0 | 0
SA1 | OCGT / Diesel | 0.0011657 | 0.0011545 | 0.0011146 | 0.0010606 | 0.001012 | 0.00096565 | 0.00092389 | 0.00089987 | 0.000885 | 0.00089868 | 0.00090988 | 0.0016728 | 0.0015961 | 0.001523 | 1108.0153 | 1054.3101 | 11919.0934 | 11373.1807 | 10881.305 | 10353.891 | 9879.6675 | 9427.1637 | 15146.7627 | 14412.603 | 13752.4838 | 13122.5987 | 12555.0629 | 11946.5223 | 11399.3533
SA1 | Hydro | 0 | 0 | 0 | 0 | 0 | 0 | 0 | 0 | 0 | 0 | 0 | 0 | 0 | 0 | 0 | 0 | 0 | 0 | 0 | 0 | 0 | 0 | 0 | 0 | 0 | 0 | 0 | 0 | 0
SA1 | Wind | 30744.783 | 29336.625 | 38894.6204 | 108574.8632 | 103601.9686 | 98856.8438 | 101873.3683 | 159259.3421 | 151965.021 | 145004.7988 | 138733.5259 | 185284.9551 | 176798.6214 | 168700.9753 | 166342.8687 | 158280.2731 | 151030.7981 | 153763.3035 | 165324.0871 | 157310.8716 | 165254.7237 | 157685.8222 | 177862.1204 | 169241.2126 | 165915.5022 | 194604.7701 | 186188.3603 | 173822.5555 | 146401.7135
SA1 | Solar PV | 0.0019387 | 0.0032023 | 0.0035853 | 0.0082287 | 0.013728 | 0.013106 | 0.021708 | 0.020664 | 0.019725 | 0.027855 | 3874.0532 | 3686.2821 | 3517.4451 | 7453.7558 | 7131.3903 | 6785.7337 | 26836.8364 | 25607.6683 | 24500.1693 | 23312.6528 | 22244.8979 | 21226.0483 | 29811.4846 | 28366.5297 | 27067.2994 | 25827.5751 | 24710.5648 | 23512.85 | 26123.82
SA1 | Grid Battery | 0.0010831 | 0.001599 | 0.0015298 | 0.0018165 | 0.0025265 | 0.0026228 | 0.0031986 | 0.0038307 | 0.0045364 | 0.0049631 | 0.0049512 | 1696.5311 | 1618.8274 | 1544.6827 | 13954.0381 | 13277.6895 | 17311.8281 | 16518.9199 | 15804.4975 | 15038.4576 | 20201.8663 | 19276.5898 | 18442.9017 | 17593.0957 | 16787.3048 | 16018.4205 | 15325.6438 | 14582.8136 | 13914.8981
SA1 | Pumped Hydro | 0 | 0 | 0.0034745 | 0.0034912 | 0.0033313 | 0.0037479 | 0.0037882 | 0.0036714 | 0.0036411 | 0.0039764 | 0.003903 | 0.0068915 | 0.0065759 | 0.0062747 | 0.0072533 | 0.0069017 | 0.008682 | 0.0082843 | 0.007926 | 0.0075418 | 0.0092296 | 0.0088069 | 0.008426 | 0.012057 | 0.011505 | 0.010978 | 0.010503 | 0.0099938 | 0.0095361
SA1 | VPP | 0 | 0 | 0 | 0 | 0 | 0 | 0 | 0 | 0 | 0 | 0 | 0 | 0 | 0 | 0 | 0 | 0 | 0 | 0 | 0 | 0 | 0 | 0 | 0 | 0 | 0 | 0 | 0 | 0
Total excluding storage |  | 30744.7866 | 29336.6298 | 38894.6257 | 108574.8731 | 103601.984 | 98856.8584 | 101873.3915 | 159259.3642 | 151965.0421 | 145004.828 | 142607.5805 | 188971.2396 | 180316.0688 | 176154.7332 | 174582.275 | 166120.3176 | 189786.7289 | 190744.1535 | 200705.5624 | 190977.4163 | 197379.29 | 188339.0351 | 222820.3686 | 212020.3462 | 206735.2861 | 233554.9445 | 223453.9886 | 209281.9283 | 183924.8873
Region | Technology | 2021-22 | 2022-23 | 2023-24 | 2024-25 | 2025-26 | 2026-27 | 2027-28 | 2028-29 | 2029-30 | 2030-31 | 2031-32 | 2032-33 | 2033-34 | 2034-35 | 2035-36 | 2036-37 | 2037-38 | 2038-39 | 2039-40 | 2040-41 | 2041-42 | 2042-43 | 2043-44 | 2044-45 | 2045-46 | 2046-47 | 2047-48 | 2048-49 | 2049-50
TAS1 | Black Coal | 0 | 0 | 0 | 0 | 0 | 0 | 0 | 0 | 0 | 0 | 0 | 0 | 0 | 0 | 0 | 0 | 0 | 0 | 0 | 0 | 0 | 0 | 0 | 0 | 0 | 0 | 0 | 0 | 0
TAS1 | Brown Coal | 0 | 0 | 0 | 0 | 0 | 0 | 0 | 0 | 0 | 0 | 0 | 0 | 0 | 0 | 0 | 0 | 0 | 0 | 0 | 0 | 0 | 0 | 0 | 0 | 0 | 0 | 0 | 0 | 0
TAS1 | CCGT | 0.00039483 | 0.00037675 | 0.00037794 | 0.00035962 | 0.00034315 | 0.00032743 | 0.00033421 | 0.0003335 | 0.00035096 | 0.00033488 | 0.0003204 | 0.00032679 | 0.00031182 | 0.00029754 | 0.00028467 | 0.00027087 | 0.00025847 | 0.00026969 | 0.00026626 | 0.00025335 | 0.00026997 | 0.00025761 | 0.00024647 | 0.00023999 | 0.00024188 | 0.00011518 | 0.00012546 | 0.00011398 | 0.00010876
TAS1 | Gas - Steam | 0 | 0 | 0 | 0 | 0 | 0 | 0 | 0 | 0 | 0 | 0 | 0 | 0 | 0 | 0 | 0 | 0 | 0 | 0 | 0 | 0 | 0 | 0 | 0 | 0 | 0 | 0 | 0 | 0
TAS1 | OCGT / Diesel | 0.001138 | 0.0010961 | 0.0010487 | 0.00099784 | 0.00095214 | 0.00090853 | 0.00086923 | 0.00084832 | 0.00085075 | 0.00085123 | 0.00085305 | 0.00098134 | 0.00093639 | 0.0008935 | 0.00086484 | 0.00085102 | 0.00086749 | 0.00084952 | 0.00098228 | 0.00093467 | 0.00090107 | 0.00086513 | 0.00085099 | 0.00087962 | 0.00086432 | 0.00050013 | 0.00051644 | 0.00054906 | 0.00054126
TAS1 | Hydro | 0 | 0 | 0 | 0 | 0 | 0 | 0 | 0 | 0 | 0 | 0 | 0 | 0 | 0 | 0 | 0 | 0 | 0 | 0 | 0 | 0 | 0 | 0 | 0 | 0 | 0 | 0 | 0 | 0
TAS1 | Wind | 52978.1404 | 50551.6607 | 58391.4234 | 55561.2063 | 53016.4182 | 50588.1853 | 48400.3104 | 46054.3599 | 43944.9999 | 41932.2518 | 40118.735 | 38174.1904 | 36425.7542 | 34757.399 | 33254.1855 | 31642.3638 | 30193.0952 | 28810.2053 | 27564.2005 | 26228.1708 | 25026.8807 | 23880.6113 | 22847.8051 | 21740.3782 | 21336.7685 | 4610.9231 | 4411.508 | 1103.4909 | 1052.9493
TAS1 | Solar PV | 0.00023216 | 0.000375 | 0.00043706 | 0.00066041 | 0.00063017 | 0.00071426 | 0.00081995 | 0.0008713 | 0.0013985 | 0.0013345 | 0.0012768 | 0.0012149 | 0.0011592 | 0.0011061 | 0.0010583 | 0.001007 | 0.00096088 | 0.0013486 | 0.00141 | 0.0013417 | 0.0033782 | 0.0032235 | 0.0030841 | 0.0029346 | 0.0028002 | 0.0026001 | 0.0024421 | 0.0023012 | 0.0021201
TAS1 | Grid Battery | 0.0010311 | 0.0013719 | 0.0013126 | 0.0014779 | 0.0018643 | 0.0017905 | 0.0020214 | 0.0022216 | 0.00234 | 0.0023405 | 0.002404 | 0.0027043 | 0.0025804 | 0.0024622 | 0.0024254 | 0.0023483 | 0.0025066 | 0.0023918 | 0.0027143 | 0.0025827 | 0.0022748 | 0.0021305 | 0.0021836 | 0.0021237 | 0.0020958 | 0.0020903 | 0.0019758 | 0.0020104 | 0.0021028
TAS1 | Pumped Hydro | 0 | 0 | 0.0047475 | 0.0046255 | 0.0047439 | 0.0048696 | 0.0050349 | 0.0051091 | 0.0049267 | 0.0050018 | 0.0050049 | 0.0058247 | 0.0055579 | 0.0053033 | 0.0050918 | 0.0051303 | 0.0052639 | 0.0050228 | 0.0056688 | 0.005394 | 0.0051939 | 0.0049792 | 0.0050756 | 0.0049969 | 0.0049605 | 0.0048536 | 0.0046613 | 0.0049414 | 0.0048255
TAS1 | VPP | 0 | 0 | 0 | 0 | 0 | 0 | 0 | 0 | 0 | 0 | 0 | 0 | 0 | 0 | 0 | 0 | 0 | 0 | 0 | 0 | 0 | 0 | 0 | 0 | 0 | 0 | 0 | 0 | 0
Total excluding storage |  | 52978.1421 | 50551.6625 | 58391.4253 | 55561.2083 | 53016.4201 | 50588.1872 | 48400.3124 | 46054.362 | 43945.0025 | 41932.2543 | 40118.7375 | 38174.1929 | 36425.7566 | 34757.4013 | 33254.1877 | 31642.3659 | 30193.0973 | 28810.2078 | 27564.2031 | 26228.1734 | 25026.8852 | 23880.6156 | 22847.8093 | 21740.3823 | 21336.7724 | 4610.9263 | 4411.511 | 1103.4938 | 1052.9521

## BaseCase_REHAB Cost
Rehabilition cost by technology ($000s) - Base Case, Step Change No TRET Sensitivity
REHAB | Real June 2020 dollars discounted to 1 July 2020
Explicitly modelled generation
Region | Technology | 2021-22 | 2022-23 | 2023-24 | 2024-25 | 2025-26 | 2026-27 | 2027-28 | 2028-29 | 2029-30 | 2030-31 | 2031-32 | 2032-33 | 2033-34 | 2034-35 | 2035-36 | 2036-37 | 2037-38 | 2038-39 | 2039-40 | 2040-41 | 2041-42 | 2042-43 | 2043-44 | 2044-45 | 2045-46 | 2046-47 | 2047-48 | 2048-49 | 2049-50
NEM | Black Coal | 0 | 0 | 0 | 214431.8613 | 98046.2536 | 2127.4641 | 3642.9519 | 0 | 19060.6151 | 0.00023641 | 418.2853 | 1.263e-05 | 19756.5793 | 0 | 0 | 1310.2446 | 0 | 0 | 0 | 1246.2664 | 8121.4116 | 0 | 2278.9462 | 0.00020151 | 2.968e-05 | 0 | 775.6129 | 0 | 0
NEM | Brown Coal | 0 | 0 | 0 | 153430.9658 | 7942.7174 | 29092.1935 | 125556.621 | 0.021552 | 0.00015568 | 0 | 6.0474e-06 | 0 | 0 | 0 | 0 | 0 | 0 | 0.00053242 | 0 | 0 | 0 | 0 | 0 | 4.7432e-06 | 0.0014736 | 0 | 9.7114e-06 | 0 | 0
NEM | CCGT | 0 | 0 | 0 | 0 | 0 | 0 | 0 | 0 | 0 | 0 | 0 | 0 | 0 | 0 | 0 | 0 | 0 | 0 | 0 | 0 | 0 | 0 | 0 | 0 | 0 | 0 | 0 | 0 | 0
NEM | Gas - Steam | 0 | 0 | 0 | 0 | 0 | 0 | 0 | 0 | 0 | 0 | 0 | 0 | 0 | 0 | 0 | 0 | 0 | 0 | 0 | 0 | 0 | 0 | 0 | 0 | 0 | 0 | 0 | 0 | 0
NEM | OCGT / Diesel | 0 | 0 | 0 | 0 | 0 | 0 | 0 | 0 | 0 | 0 | 0 | 0 | 0 | 0 | 0 | 0 | 0 | 0 | 0 | 0 | 0 | 0 | 0 | 0 | 0 | 0 | 0 | 0 | 0
NEM | Hydro | 0 | 0 | 0 | 0 | 0 | 0 | 0 | 0 | 0 | 0 | 0 | 0 | 0 | 0 | 0 | 0 | 0 | 0 | 0 | 0 | 0 | 0 | 0 | 0 | 0 | 0 | 0 | 0 | 0
NEM | Wind | 0 | 0 | 0 | 0 | 0 | 0 | 0 | 0 | 0 | 0 | 0 | 0 | 0 | 0 | 0 | 0 | 0 | 0 | 0 | 0 | 0 | 0 | 0 | 0 | 0 | 0 | 0 | 0 | 0
NEM | Solar PV | 0 | 0 | 0 | 0 | 0 | 0 | 0 | 0 | 0 | 0 | 0 | 0 | 0 | 0 | 0 | 0 | 0 | 0 | 0 | 0 | 0 | 0 | 0 | 0 | 0 | 0 | 0 | 0 | 0
NEM | Grid Battery | 0 | 0 | 0 | 0 | 0 | 0 | 0 | 0 | 0 | 0 | 0 | 0 | 0 | 0 | 0 | 0 | 0 | 0 | 0 | 0 | 0 | 0 | 0 | 0 | 0 | 0 | 0 | 0 | 0
NEM | Pumped Hydro | 0 | 0 | 0 | 0 | 0 | 0 | 0 | 0 | 0 | 0 | 0 | 0 | 0 | 0 | 0 | 0 | 0 | 0 | 0 | 0 | 0 | 0 | 0 | 0 | 0 | 0 | 0 | 0 | 0
NEM | VPP | 0 | 0 | 0 | 0 | 0 | 0 | 0 | 0 | 0 | 0 | 0 | 0 | 0 | 0 | 0 | 0 | 0 | 0 | 0 | 0 | 0 | 0 | 0 | 0 | 0 | 0 | 0 | 0 | 0
Total excluding storage |  | 0 | 0 | 0 | 367862.8271 | 105988.971 | 31219.6576 | 129199.5729 | 0.021552 | 19060.6152 | 0.00023641 | 418.2853 | 1.263e-05 | 19756.5793 | 0 | 0 | 1310.2446 | 0 | 0.00053242 | 0 | 1246.2664 | 8121.4116 | 0 | 2278.9462 | 0.00020626 | 0.0015032 | 0 | 775.6129 | 0 | 0
Region | Technology | 2021-22 | 2022-23 | 2023-24 | 2024-25 | 2025-26 | 2026-27 | 2027-28 | 2028-29 | 2029-30 | 2030-31 | 2031-32 | 2032-33 | 2033-34 | 2034-35 | 2035-36 | 2036-37 | 2037-38 | 2038-39 | 2039-40 | 2040-41 | 2041-42 | 2042-43 | 2043-44 | 2044-45 | 2045-46 | 2046-47 | 2047-48 | 2048-49 | 2049-50
NSW1 | Black Coal | 0 | 0 | 0 | 29923.0814 | 98046.2527 | 0 | 0 | 0 | 8696.0109 | 0 | 418.2853 | 0 | 0 | 0 | 0 | 0 | 0 | 0 | 0 | 0 | 1828.2079 | 0 | 0 | 0 | 0 | 0 | 0 | 0 | 0
NSW1 | Brown Coal | 0 | 0 | 0 | 0 | 0 | 0 | 0 | 0 | 0 | 0 | 0 | 0 | 0 | 0 | 0 | 0 | 0 | 0 | 0 | 0 | 0 | 0 | 0 | 0 | 0 | 0 | 0 | 0 | 0
NSW1 | CCGT | 0 | 0 | 0 | 0 | 0 | 0 | 0 | 0 | 0 | 0 | 0 | 0 | 0 | 0 | 0 | 0 | 0 | 0 | 0 | 0 | 0 | 0 | 0 | 0 | 0 | 0 | 0 | 0 | 0
NSW1 | Gas - Steam | 0 | 0 | 0 | 0 | 0 | 0 | 0 | 0 | 0 | 0 | 0 | 0 | 0 | 0 | 0 | 0 | 0 | 0 | 0 | 0 | 0 | 0 | 0 | 0 | 0 | 0 | 0 | 0 | 0
NSW1 | OCGT / Diesel | 0 | 0 | 0 | 0 | 0 | 0 | 0 | 0 | 0 | 0 | 0 | 0 | 0 | 0 | 0 | 0 | 0 | 0 | 0 | 0 | 0 | 0 | 0 | 0 | 0 | 0 | 0 | 0 | 0
NSW1 | Hydro | 0 | 0 | 0 | 0 | 0 | 0 | 0 | 0 | 0 | 0 | 0 | 0 | 0 | 0 | 0 | 0 | 0 | 0 | 0 | 0 | 0 | 0 | 0 | 0 | 0 | 0 | 0 | 0 | 0
NSW1 | Wind | 0 | 0 | 0 | 0 | 0 | 0 | 0 | 0 | 0 | 0 | 0 | 0 | 0 | 0 | 0 | 0 | 0 | 0 | 0 | 0 | 0 | 0 | 0 | 0 | 0 | 0 | 0 | 0 | 0
NSW1 | Solar PV | 0 | 0 | 0 | 0 | 0 | 0 | 0 | 0 | 0 | 0 | 0 | 0 | 0 | 0 | 0 | 0 | 0 | 0 | 0 | 0 | 0 | 0 | 0 | 0 | 0 | 0 | 0 | 0 | 0
NSW1 | Grid Battery | 0 | 0 | 0 | 0 | 0 | 0 | 0 | 0 | 0 | 0 | 0 | 0 | 0 | 0 | 0 | 0 | 0 | 0 | 0 | 0 | 0 | 0 | 0 | 0 | 0 | 0 | 0 | 0 | 0
NSW1 | Pumped Hydro | 0 | 0 | 0 | 0 | 0 | 0 | 0 | 0 | 0 | 0 | 0 | 0 | 0 | 0 | 0 | 0 | 0 | 0 | 0 | 0 | 0 | 0 | 0 | 0 | 0 | 0 | 0 | 0 | 0
NSW1 | VPP | 0 | 0 | 0 | 0 | 0 | 0 | 0 | 0 | 0 | 0 | 0 | 0 | 0 | 0 | 0 | 0 | 0 | 0 | 0 | 0 | 0 | 0 | 0 | 0 | 0 | 0 | 0 | 0 | 0
Total excluding storage |  | 0 | 0 | 0 | 29923.0814 | 98046.2527 | 0 | 0 | 0 | 8696.0109 | 0 | 418.2853 | 0 | 0 | 0 | 0 | 0 | 0 | 0 | 0 | 0 | 1828.2079 | 0 | 0 | 0 | 0 | 0 | 0 | 0 | 0
Region | Technology | 2021-22 | 2022-23 | 2023-24 | 2024-25 | 2025-26 | 2026-27 | 2027-28 | 2028-29 | 2029-30 | 2030-31 | 2031-32 | 2032-33 | 2033-34 | 2034-35 | 2035-36 | 2036-37 | 2037-38 | 2038-39 | 2039-40 | 2040-41 | 2041-42 | 2042-43 | 2043-44 | 2044-45 | 2045-46 | 2046-47 | 2047-48 | 2048-49 | 2049-50
QLD1 | Black Coal | 0 | 0 | 0 | 184508.7799 | 0.00090477 | 2127.4641 | 3642.9519 | 0 | 10364.6042 | 0.00023641 | 6.7525e-06 | 1.263e-05 | 19756.5793 | 0 | 0 | 1310.2446 | 0 | 0 | 0 | 1246.2664 | 6293.2037 | 0 | 2278.9462 | 0.00020151 | 2.968e-05 | 0 | 775.6129 | 0 | 0
QLD1 | Brown Coal | 0 | 0 | 0 | 0 | 0 | 0 | 0 | 0 | 0 | 0 | 0 | 0 | 0 | 0 | 0 | 0 | 0 | 0 | 0 | 0 | 0 | 0 | 0 | 0 | 0 | 0 | 0 | 0 | 0
QLD1 | CCGT | 0 | 0 | 0 | 0 | 0 | 0 | 0 | 0 | 0 | 0 | 0 | 0 | 0 | 0 | 0 | 0 | 0 | 0 | 0 | 0 | 0 | 0 | 0 | 0 | 0 | 0 | 0 | 0 | 0
QLD1 | Gas - Steam | 0 | 0 | 0 | 0 | 0 | 0 | 0 | 0 | 0 | 0 | 0 | 0 | 0 | 0 | 0 | 0 | 0 | 0 | 0 | 0 | 0 | 0 | 0 | 0 | 0 | 0 | 0 | 0 | 0
QLD1 | OCGT / Diesel | 0 | 0 | 0 | 0 | 0 | 0 | 0 | 0 | 0 | 0 | 0 | 0 | 0 | 0 | 0 | 0 | 0 | 0 | 0 | 0 | 0 | 0 | 0 | 0 | 0 | 0 | 0 | 0 | 0
QLD1 | Hydro | 0 | 0 | 0 | 0 | 0 | 0 | 0 | 0 | 0 | 0 | 0 | 0 | 0 | 0 | 0 | 0 | 0 | 0 | 0 | 0 | 0 | 0 | 0 | 0 | 0 | 0 | 0 | 0 | 0
QLD1 | Wind | 0 | 0 | 0 | 0 | 0 | 0 | 0 | 0 | 0 | 0 | 0 | 0 | 0 | 0 | 0 | 0 | 0 | 0 | 0 | 0 | 0 | 0 | 0 | 0 | 0 | 0 | 0 | 0 | 0
QLD1 | Solar PV | 0 | 0 | 0 | 0 | 0 | 0 | 0 | 0 | 0 | 0 | 0 | 0 | 0 | 0 | 0 | 0 | 0 | 0 | 0 | 0 | 0 | 0 | 0 | 0 | 0 | 0 | 0 | 0 | 0
QLD1 | Grid Battery | 0 | 0 | 0 | 0 | 0 | 0 | 0 | 0 | 0 | 0 | 0 | 0 | 0 | 0 | 0 | 0 | 0 | 0 | 0 | 0 | 0 | 0 | 0 | 0 | 0 | 0 | 0 | 0 | 0
QLD1 | Pumped Hydro | 0 | 0 | 0 | 0 | 0 | 0 | 0 | 0 | 0 | 0 | 0 | 0 | 0 | 0 | 0 | 0 | 0 | 0 | 0 | 0 | 0 | 0 | 0 | 0 | 0 | 0 | 0 | 0 | 0
QLD1 | VPP | 0 | 0 | 0 | 0 | 0 | 0 | 0 | 0 | 0 | 0 | 0 | 0 | 0 | 0 | 0 | 0 | 0 | 0 | 0 | 0 | 0 | 0 | 0 | 0 | 0 | 0 | 0 | 0 | 0
Total excluding storage |  | 0 | 0 | 0 | 184508.7799 | 0.00090477 | 2127.4641 | 3642.9519 | 0 | 10364.6042 | 0.00023641 | 6.7525e-06 | 1.263e-05 | 19756.5793 | 0 | 0 | 1310.2446 | 0 | 0 | 0 | 1246.2664 | 6293.2037 | 0 | 2278.9462 | 0.00020151 | 2.968e-05 | 0 | 775.6129 | 0 | 0
Region | Technology | 2021-22 | 2022-23 | 2023-24 | 2024-25 | 2025-26 | 2026-27 | 2027-28 | 2028-29 | 2029-30 | 2030-31 | 2031-32 | 2032-33 | 2033-34 | 2034-35 | 2035-36 | 2036-37 | 2037-38 | 2038-39 | 2039-40 | 2040-41 | 2041-42 | 2042-43 | 2043-44 | 2044-45 | 2045-46 | 2046-47 | 2047-48 | 2048-49 | 2049-50
VIC1 | Black Coal | 0 | 0 | 0 | 0 | 0 | 0 | 0 | 0 | 0 | 0 | 0 | 0 | 0 | 0 | 0 | 0 | 0 | 0 | 0 | 0 | 0 | 0 | 0 | 0 | 0 | 0 | 0 | 0 | 0
VIC1 | Brown Coal | 0 | 0 | 0 | 153430.9658 | 7942.7174 | 29092.1935 | 125556.621 | 0.021552 | 0.00015568 | 0 | 6.0474e-06 | 0 | 0 | 0 | 0 | 0 | 0 | 0.00053242 | 0 | 0 | 0 | 0 | 0 | 4.7432e-06 | 0.0014736 | 0 | 9.7114e-06 | 0 | 0
VIC1 | CCGT | 0 | 0 | 0 | 0 | 0 | 0 | 0 | 0 | 0 | 0 | 0 | 0 | 0 | 0 | 0 | 0 | 0 | 0 | 0 | 0 | 0 | 0 | 0 | 0 | 0 | 0 | 0 | 0 | 0
VIC1 | Gas - Steam | 0 | 0 | 0 | 0 | 0 | 0 | 0 | 0 | 0 | 0 | 0 | 0 | 0 | 0 | 0 | 0 | 0 | 0 | 0 | 0 | 0 | 0 | 0 | 0 | 0 | 0 | 0 | 0 | 0
VIC1 | OCGT / Diesel | 0 | 0 | 0 | 0 | 0 | 0 | 0 | 0 | 0 | 0 | 0 | 0 | 0 | 0 | 0 | 0 | 0 | 0 | 0 | 0 | 0 | 0 | 0 | 0 | 0 | 0 | 0 | 0 | 0
VIC1 | Hydro | 0 | 0 | 0 | 0 | 0 | 0 | 0 | 0 | 0 | 0 | 0 | 0 | 0 | 0 | 0 | 0 | 0 | 0 | 0 | 0 | 0 | 0 | 0 | 0 | 0 | 0 | 0 | 0 | 0
VIC1 | Wind | 0 | 0 | 0 | 0 | 0 | 0 | 0 | 0 | 0 | 0 | 0 | 0 | 0 | 0 | 0 | 0 | 0 | 0 | 0 | 0 | 0 | 0 | 0 | 0 | 0 | 0 | 0 | 0 | 0
VIC1 | Solar PV | 0 | 0 | 0 | 0 | 0 | 0 | 0 | 0 | 0 | 0 | 0 | 0 | 0 | 0 | 0 | 0 | 0 | 0 | 0 | 0 | 0 | 0 | 0 | 0 | 0 | 0 | 0 | 0 | 0
VIC1 | Grid Battery | 0 | 0 | 0 | 0 | 0 | 0 | 0 | 0 | 0 | 0 | 0 | 0 | 0 | 0 | 0 | 0 | 0 | 0 | 0 | 0 | 0 | 0 | 0 | 0 | 0 | 0 | 0 | 0 | 0
VIC1 | Pumped Hydro | 0 | 0 | 0 | 0 | 0 | 0 | 0 | 0 | 0 | 0 | 0 | 0 | 0 | 0 | 0 | 0 | 0 | 0 | 0 | 0 | 0 | 0 | 0 | 0 | 0 | 0 | 0 | 0 | 0
VIC1 | VPP | 0 | 0 | 0 | 0 | 0 | 0 | 0 | 0 | 0 | 0 | 0 | 0 | 0 | 0 | 0 | 0 | 0 | 0 | 0 | 0 | 0 | 0 | 0 | 0 | 0 | 0 | 0 | 0 | 0
Total excluding storage |  | 0 | 0 | 0 | 153430.9658 | 7942.7174 | 29092.1935 | 125556.621 | 0.021552 | 0.00015568 | 0 | 6.0474e-06 | 0 | 0 | 0 | 0 | 0 | 0 | 0.00053242 | 0 | 0 | 0 | 0 | 0 | 4.7432e-06 | 0.0014736 | 0 | 9.7114e-06 | 0 | 0
Region | Technology | 2021-22 | 2022-23 | 2023-24 | 2024-25 | 2025-26 | 2026-27 | 2027-28 | 2028-29 | 2029-30 | 2030-31 | 2031-32 | 2032-33 | 2033-34 | 2034-35 | 2035-36 | 2036-37 | 2037-38 | 2038-39 | 2039-40 | 2040-41 | 2041-42 | 2042-43 | 2043-44 | 2044-45 | 2045-46 | 2046-47 | 2047-48 | 2048-49 | 2049-50
SA1 | Black Coal | 0 | 0 | 0 | 0 | 0 | 0 | 0 | 0 | 0 | 0 | 0 | 0 | 0 | 0 | 0 | 0 | 0 | 0 | 0 | 0 | 0 | 0 | 0 | 0 | 0 | 0 | 0 | 0 | 0
SA1 | Brown Coal | 0 | 0 | 0 | 0 | 0 | 0 | 0 | 0 | 0 | 0 | 0 | 0 | 0 | 0 | 0 | 0 | 0 | 0 | 0 | 0 | 0 | 0 | 0 | 0 | 0 | 0 | 0 | 0 | 0
SA1 | CCGT | 0 | 0 | 0 | 0 | 0 | 0 | 0 | 0 | 0 | 0 | 0 | 0 | 0 | 0 | 0 | 0 | 0 | 0 | 0 | 0 | 0 | 0 | 0 | 0 | 0 | 0 | 0 | 0 | 0
SA1 | Gas - Steam | 0 | 0 | 0 | 0 | 0 | 0 | 0 | 0 | 0 | 0 | 0 | 0 | 0 | 0 | 0 | 0 | 0 | 0 | 0 | 0 | 0 | 0 | 0 | 0 | 0 | 0 | 0 | 0 | 0
SA1 | OCGT / Diesel | 0 | 0 | 0 | 0 | 0 | 0 | 0 | 0 | 0 | 0 | 0 | 0 | 0 | 0 | 0 | 0 | 0 | 0 | 0 | 0 | 0 | 0 | 0 | 0 | 0 | 0 | 0 | 0 | 0
SA1 | Hydro | 0 | 0 | 0 | 0 | 0 | 0 | 0 | 0 | 0 | 0 | 0 | 0 | 0 | 0 | 0 | 0 | 0 | 0 | 0 | 0 | 0 | 0 | 0 | 0 | 0 | 0 | 0 | 0 | 0
SA1 | Wind | 0 | 0 | 0 | 0 | 0 | 0 | 0 | 0 | 0 | 0 | 0 | 0 | 0 | 0 | 0 | 0 | 0 | 0 | 0 | 0 | 0 | 0 | 0 | 0 | 0 | 0 | 0 | 0 | 0
SA1 | Solar PV | 0 | 0 | 0 | 0 | 0 | 0 | 0 | 0 | 0 | 0 | 0 | 0 | 0 | 0 | 0 | 0 | 0 | 0 | 0 | 0 | 0 | 0 | 0 | 0 | 0 | 0 | 0 | 0 | 0
SA1 | Grid Battery | 0 | 0 | 0 | 0 | 0 | 0 | 0 | 0 | 0 | 0 | 0 | 0 | 0 | 0 | 0 | 0 | 0 | 0 | 0 | 0 | 0 | 0 | 0 | 0 | 0 | 0 | 0 | 0 | 0
SA1 | Pumped Hydro | 0 | 0 | 0 | 0 | 0 | 0 | 0 | 0 | 0 | 0 | 0 | 0 | 0 | 0 | 0 | 0 | 0 | 0 | 0 | 0 | 0 | 0 | 0 | 0 | 0 | 0 | 0 | 0 | 0
SA1 | VPP | 0 | 0 | 0 | 0 | 0 | 0 | 0 | 0 | 0 | 0 | 0 | 0 | 0 | 0 | 0 | 0 | 0 | 0 | 0 | 0 | 0 | 0 | 0 | 0 | 0 | 0 | 0 | 0 | 0
Total excluding storage |  | 0 | 0 | 0 | 0 | 0 | 0 | 0 | 0 | 0 | 0 | 0 | 0 | 0 | 0 | 0 | 0 | 0 | 0 | 0 | 0 | 0 | 0 | 0 | 0 | 0 | 0 | 0 | 0 | 0
Region | Technology | 2021-22 | 2022-23 | 2023-24 | 2024-25 | 2025-26 | 2026-27 | 2027-28 | 2028-29 | 2029-30 | 2030-31 | 2031-32 | 2032-33 | 2033-34 | 2034-35 | 2035-36 | 2036-37 | 2037-38 | 2038-39 | 2039-40 | 2040-41 | 2041-42 | 2042-43 | 2043-44 | 2044-45 | 2045-46 | 2046-47 | 2047-48 | 2048-49 | 2049-50
TAS1 | Black Coal | 0 | 0 | 0 | 0 | 0 | 0 | 0 | 0 | 0 | 0 | 0 | 0 | 0 | 0 | 0 | 0 | 0 | 0 | 0 | 0 | 0 | 0 | 0 | 0 | 0 | 0 | 0 | 0 | 0
TAS1 | Brown Coal | 0 | 0 | 0 | 0 | 0 | 0 | 0 | 0 | 0 | 0 | 0 | 0 | 0 | 0 | 0 | 0 | 0 | 0 | 0 | 0 | 0 | 0 | 0 | 0 | 0 | 0 | 0 | 0 | 0
TAS1 | CCGT | 0 | 0 | 0 | 0 | 0 | 0 | 0 | 0 | 0 | 0 | 0 | 0 | 0 | 0 | 0 | 0 | 0 | 0 | 0 | 0 | 0 | 0 | 0 | 0 | 0 | 0 | 0 | 0 | 0
TAS1 | Gas - Steam | 0 | 0 | 0 | 0 | 0 | 0 | 0 | 0 | 0 | 0 | 0 | 0 | 0 | 0 | 0 | 0 | 0 | 0 | 0 | 0 | 0 | 0 | 0 | 0 | 0 | 0 | 0 | 0 | 0
TAS1 | OCGT / Diesel | 0 | 0 | 0 | 0 | 0 | 0 | 0 | 0 | 0 | 0 | 0 | 0 | 0 | 0 | 0 | 0 | 0 | 0 | 0 | 0 | 0 | 0 | 0 | 0 | 0 | 0 | 0 | 0 | 0
TAS1 | Hydro | 0 | 0 | 0 | 0 | 0 | 0 | 0 | 0 | 0 | 0 | 0 | 0 | 0 | 0 | 0 | 0 | 0 | 0 | 0 | 0 | 0 | 0 | 0 | 0 | 0 | 0 | 0 | 0 | 0
TAS1 | Wind | 0 | 0 | 0 | 0 | 0 | 0 | 0 | 0 | 0 | 0 | 0 | 0 | 0 | 0 | 0 | 0 | 0 | 0 | 0 | 0 | 0 | 0 | 0 | 0 | 0 | 0 | 0 | 0 | 0
TAS1 | Solar PV | 0 | 0 | 0 | 0 | 0 | 0 | 0 | 0 | 0 | 0 | 0 | 0 | 0 | 0 | 0 | 0 | 0 | 0 | 0 | 0 | 0 | 0 | 0 | 0 | 0 | 0 | 0 | 0 | 0
TAS1 | Grid Battery | 0 | 0 | 0 | 0 | 0 | 0 | 0 | 0 | 0 | 0 | 0 | 0 | 0 | 0 | 0 | 0 | 0 | 0 | 0 | 0 | 0 | 0 | 0 | 0 | 0 | 0 | 0 | 0 | 0
TAS1 | Pumped Hydro | 0 | 0 | 0 | 0 | 0 | 0 | 0 | 0 | 0 | 0 | 0 | 0 | 0 | 0 | 0 | 0 | 0 | 0 | 0 | 0 | 0 | 0 | 0 | 0 | 0 | 0 | 0 | 0 | 0
TAS1 | VPP | 0 | 0 | 0 | 0 | 0 | 0 | 0 | 0 | 0 | 0 | 0 | 0 | 0 | 0 | 0 | 0 | 0 | 0 | 0 | 0 | 0 | 0 | 0 | 0 | 0 | 0 | 0 | 0 | 0
Total excluding storage |  | 0 | 0 | 0 | 0 | 0 | 0 | 0 | 0 | 0 | 0 | 0 | 0 | 0 | 0 | 0 | 0 | 0 | 0 | 0 | 0 | 0 | 0 | 0 | 0 | 0 | 0 | 0 | 0 | 0

## BaseCase_REZ Tx Cost
REZ transmission expansion cost by region ($000s) - Base Case, Step Change No TRET Sensitivity
REZ Expansion | Real June 2020 dollars discounted to 1 July 2020. As with the total capital costs, the REZ transmission expansion costs are annualised for modelling purposes.
Explicitly modelled generation
Region | Technology | 2021-22 | 2022-23 | 2023-24 | 2024-25 | 2025-26 | 2026-27 | 2027-28 | 2028-29 | 2029-30 | 2030-31 | 2031-32 | 2032-33 | 2033-34 | 2034-35 | 2035-36 | 2036-37 | 2037-38 | 2038-39 | 2039-40 | 2040-41 | 2041-42 | 2042-43 | 2043-44 | 2044-45 | 2045-46 | 2046-47 | 2047-48 | 2048-49 | 2049-50
NSW1 | Transmission | 0.0015561 | 4528.7795 | 14341.3762 | 35842.7396 | 34201.0878 | 38916.6749 | 53006.9508 | 53211.2758 | 116136.1891 | 110816.9743 | 106024.2806 | 143315.574 | 142288.8468 | 135771.8004 | 129899.8423 | 131720.7756 | 140008.2911 | 136555.2464 | 136018.3998 | 139856.9909 | 156133.5941 | 173409.6428 | 170861.8565 | 162580.2268 | 176983.0934 | 202437.2116 | 201628.9013 | 191856.001 | 183068.7042
QLD1 | Transmission | 0.0027165 | 0.0027316 | 0.0028641 | 4428.1935 | 6114.3354 | 5834.2896 | 7282.3378 | 46497.114 | 44367.4752 | 42335.3771 | 49509.912 | 50626.3609 | 59150.8035 | 56441.6067 | 67767.0161 | 73054.0635 | 122910.932 | 117281.4236 | 113808.1164 | 112221.8761 | 114808.6864 | 163292.828 | 156230.6203 | 164612.7128 | 170186.3529 | 195299.0481 | 186852.6116 | 187085.4152 | 208855.9302
VIC1 | Transmission | 0.00063074 | 0.0006228 | 0.00059872 | 0.0005697 | 0.00054458 | 2330.5445 | 12518.2801 | 11911.5223 | 11365.9564 | 10845.3783 | 10376.3294 | 9873.3914 | 12896.8717 | 12455.4353 | 11916.7535 | 11339.1515 | 18895.3577 | 18029.9215 | 17250.1502 | 20920.5246 | 36737.2184 | 35054.5977 | 40250.3256 | 38299.4028 | 40456.4262 | 53865.6731 | 51536.0509 | 49038.112 | 46792.0915
SA1 | Transmission | 0.0034759 | 0.0033909 | 0.0035507 | 0.0043531 | 0.0042856 | 0.0042246 | 0.004578 | 10087.2472 | 9625.2359 | 9184.3863 | 8787.1733 | 15404.4333 | 14698.8868 | 14025.6556 | 13419.1667 | 12768.7432 | 12183.916 | 14474.9361 | 19255.8771 | 18322.5499 | 22050.5152 | 21040.571 | 30554.9956 | 29074.0114 | 28431.9815 | 50315.8693 | 48139.7717 | 45806.4495 | 47090.5502
TAS1 | Transmission | 0 | 0 | 0 | 0 | 0 | 0 | 0 | 0 | 0 | 0 | 0 | 0 | 0 | 0 | 0 | 0 | 0 | 0 | 0 | 0 | 0 | 0 | 0 | 0 | 4.2779e-07 | 3.4227e-06 | 3.2747e-06 | 9.5202e-06 | 9.6835e-06
NEM | Total | 0.0083793 | 4528.7862 | 14341.3833 | 40270.9381 | 40315.428 | 47081.5131 | 72807.5733 | 121707.1594 | 181494.8566 | 173182.116 | 174697.6953 | 219219.7596 | 229035.4089 | 218694.4978 | 223002.7784 | 228882.7338 | 293998.4967 | 286341.5276 | 286332.5437 | 291321.9414 | 329730.014 | 392797.6395 | 397897.798 | 394566.3537 | 416057.854 | 501917.802 | 488157.3357 | 473785.9776 | 485807.2762

## BaseCase_USE+DSP Cost
USE and USE / DSP cost by region ($000s) - Base Case, Step Change No TRET Sensitivity
USE / DSP | Real June 2020 dollars discounted to 1 July 2020
Explicitly modelled generation
Region | Technology | 2021-22 | 2022-23 | 2023-24 | 2024-25 | 2025-26 | 2026-27 | 2027-28 | 2028-29 | 2029-30 | 2030-31 | 2031-32 | 2032-33 | 2033-34 | 2034-35 | 2035-36 | 2036-37 | 2037-38 | 2038-39 | 2039-40 | 2040-41 | 2041-42 | 2042-43 | 2043-44 | 2044-45 | 2045-46 | 2046-47 | 2047-48 | 2048-49 | 2049-50
NSW1 | USE / DSP | 0.0028336 | 0.0028268 | 0.0028441 | 1633.2568 | 0.0029133 | 0.0028996 | 42.4212 | 0.0029373 | 0.0029152 | 0.0029251 | 0.0029481 | 41813.862 | 156.8239 | 390.6016 | 15934.1861 | 464.1537 | 22223.7769 | 0.0031077 | 3349.288 | 890.6961 | 3502.3777 | 0.0032076 | 4361.6678 | 13597.2052 | 339.3527 | 138.7036 | 103.1511 | 1099.1248 | 3244.8643
QLD1 | USE / DSP | 0.0028069 | 0.0027972 | 0.0028071 | 1427.9488 | 278.0023 | 394.32 | 131.2497 | 26108.1649 | 3155.5113 | 66.609 | 2473.8646 | 4113.3913 | 33319.1838 | 14048.8126 | 2555.2992 | 1212.1617 | 50695.9567 | 381.1436 | 9271.2722 | 4797.6307 | 6439.0156 | 15538.72 | 17628.6364 | 7277.3734 | 6233.5326 | 42547.3227 | 165.6487 | 60546.8208 | 44956.5639
VIC1 | USE / DSP | 0.0028156 | 0.002794 | 0.0028161 | 0.0029249 | 0.0029505 | 0.0029431 | 0.91993 | 0.0029266 | 0.0029045 | 0.0029388 | 0.0029647 | 9282.8621 | 0.0030153 | 81.5376 | 4381.421 | 90.3534 | 4293.7291 | 0.0030741 | 3360.9707 | 281.4908 | 1536.8857 | 0.003215 | 2720.1783 | 17917.6468 | 101.3837 | 0.0033701 | 7.5198 | 32.62 | 1909.3611
SA1 | USE / DSP | 0.0028432 | 0.0028104 | 0.002864 | 0.0028903 | 0.0029172 | 0.0028825 | 16.0593 | 0.0028659 | 0.002837 | 0.0028598 | 0.0028918 | 4765.4228 | 0.0029133 | 97.9697 | 7318.3452 | 362.8252 | 4738.5697 | 0.0030139 | 3570.0779 | 466.7229 | 1458.6808 | 0.0031457 | 3052.1672 | 10347.8663 | 429.1936 | 56.4707 | 55.522 | 530.2382 | 1840.9279
TAS1 | USE / DSP | 0.002295 | 0.0022781 | 0.0022969 | 0.002291 | 0.0022845 | 0.0022898 | 0.0023006 | 0.0022964 | 0.002307 | 0.0023059 | 0.0023014 | 205.885 | 0.002312 | 0.0022684 | 0.0022838 | 0.0022817 | 2.8451 | 0.0022901 | 139.9351 | 0.0022692 | 59.8866 | 0.0022982 | 0.0022726 | 0.0022775 | 0.0022815 | 0.0022796 | 0.0022975 | 0.0023127 | 0.002232
NEM | Total | 0.013594 | 0.013506 | 0.013628 | 3061.2137 | 278.0133 | 394.331 | 190.6524 | 26108.1759 | 3155.5222 | 66.62 | 2473.8757 | 60181.4232 | 33476.0159 | 14618.9237 | 30189.2538 | 2129.4963 | 81954.8776 | 381.1551 | 19691.5438 | 6436.5427 | 12996.8463 | 15538.7319 | 27762.6519 | 49140.0939 | 7103.4649 | 42742.5027 | 331.8438 | 62208.8061 | 51951.7195

## BaseCase_SyncCon Cost
Synchronous Condenser cost by region ($000s) - Base Case, Step Change No TRET Sensitivity
SyncCon | Real June 2020 dollars discounted to 1 July 2020
Explicitly modelled generation
Region | Technology | 2021-22 | 2022-23 | 2023-24 | 2024-25 | 2025-26 | 2026-27 | 2027-28 | 2028-29 | 2029-30 | 2030-31 | 2031-32 | 2032-33 | 2033-34 | 2034-35 | 2035-36 | 2036-37 | 2037-38 | 2038-39 | 2039-40 | 2040-41 | 2041-42 | 2042-43 | 2043-44 | 2044-45 | 2045-46 | 2046-47 | 2047-48 | 2048-49 | 2049-50
NSW1 | SyncCon | 0 | 0 | 0 | 0 | 0 | 0 | 0 | 0 | 0 | 0 | 0 | 0 | 0 | 0 | 0 | 0 | 0 | 0 | 0 | 0 | 0 | 0 | 0 | 0 | 0 | 0 | 0 | 0 | 0
QLD1 | SyncCon | 0 | 0 | 0 | 0 | 0 | 0 | 0 | 0 | 0 | 0 | 0 | 0 | 0 | 0 | 0 | 0 | 0 | 0 | 0 | 0 | 0 | 0 | 0 | 0 | 0 | 0 | 0 | 0 | 0
VIC1 | SyncCon | 0 | 0 | 374.7816 | 12624.5963 | 12046.3705 | 13626.9536 | 18626.7479 | 17723.9142 | 16912.1319 | 16137.5304 | 15439.6027 | 14691.2492 | 14018.3675 | 13376.3049 | 12797.7966 | 12177.4908 | 11619.7431 | 11087.5411 | 10608.019 | 10093.8511 | 9631.5373 | 9190.3982 | 8792.9251 | 8366.7343 | 7983.5251 | 7617.8675 | 7288.4043 | 6935.1373 | 6617.4974
SA1 | SyncCon | 0 | 0 | 0 | 0 | 0 | 0 | 0 | 0 | 0 | 0 | 0 | 0 | 0 | 0 | 0 | 0 | 0 | 0 | 0 | 0 | 0 | 0 | 0 | 0 | 0 | 0 | 0 | 0 | 0
TAS1 | SyncCon | 1367.3314 | 1615.9565 | 1628.9972 | 1097.8499 | 934.4657 | 1175.8078 | 1161.845 | 1094.3209 | 1222.5554 | 1230.6777 | 1354.4063 | 1245.876 | 1084.7504 | 1042.4606 | 1114.1738 | 1020.2152 | 1065.7356 | 922.2334 | 977.753 | 1123.5668 | 1053.0418 | 727.3043 | 836.216 | 878.2279 | 701.6783 | 587.5558 | 570.8735 | 562.1417 | 533.9944
NEM | Total | 1367.3314 | 1615.9565 | 2003.7788 | 13722.4462 | 12980.8362 | 14802.7614 | 19788.5929 | 18818.2352 | 18134.6873 | 17368.2082 | 16794.009 | 15937.1252 | 15103.118 | 14418.7655 | 13911.9704 | 13197.706 | 12685.4787 | 12009.7745 | 11585.772 | 11217.4179 | 10684.5791 | 9917.7025 | 9629.1411 | 9244.9622 | 8685.2034 | 8205.4232 | 7859.2778 | 7497.279 | 7151.4918

## BaseCase_System Strength Cost
System Strength cost by region ($000s) - Base Case, Step Change No TRET Sensitivity
System Strength | Real June 2020 dollars discounted to 1 July 2020
Explicitly modelled generation
Region | Technology | 2021-22 | 2022-23 | 2023-24 | 2024-25 | 2025-26 | 2026-27 | 2027-28 | 2028-29 | 2029-30 | 2030-31 | 2031-32 | 2032-33 | 2033-34 | 2034-35 | 2035-36 | 2036-37 | 2037-38 | 2038-39 | 2039-40 | 2040-41 | 2041-42 | 2042-43 | 2043-44 | 2044-45 | 2045-46 | 2046-47 | 2047-48 | 2048-49 | 2049-50
NSW1 | System Strength | 0.00010833 | 508.1191 | 1609.0709 | 4021.4768 | 3837.2872 | 4366.3658 | 5947.2639 | 6407.9597 | 14339.5569 | 13682.7833 | 13091.0203 | 17376.0756 | 17402.2233 | 16605.1749 | 15887.0222 | 15586.1541 | 17326.921 | 18170.2596 | 18181.4265 | 18550.8566 | 19897.2702 | 22725.963 | 22409.8128 | 21323.615 | 21609.8514 | 23534.419 | 22975.9133 | 21862.2768 | 20860.9512
QLD1 | System Strength | 3383.8624 | 3228.8764 | 3089.2316 | 3359.4252 | 3299.326 | 3148.2119 | 3073.3601 | 4350.9502 | 4151.67 | 3961.5172 | 4245.0092 | 4521.1783 | 5728.6194 | 5466.2399 | 5585.6906 | 5536.5297 | 7412.8835 | 7073.3621 | 6986.6006 | 7186.6043 | 7916.4634 | 10304.7143 | 9859.0485 | 9793.6038 | 9684.0133 | 10215.1077 | 9773.3172 | 9768.7738 | 11021.7593
VIC1 | System Strength | 0.0003319 | 0.0003261 | 0.00034521 | 2624.5514 | 2504.3432 | 3126.9337 | 7796.9924 | 8376.2831 | 7992.6366 | 8217.5279 | 8609.7721 | 10235.5292 | 10866.3013 | 10415.8281 | 9965.3568 | 9482.3385 | 10588.3665 | 10103.4032 | 9666.4438 | 9728.1958 | 11401.4665 | 10879.2619 | 10906.9183 | 10378.2628 | 10193.2237 | 10921.2091 | 10448.8807 | 9942.4262 | 9487.0479
SA1 | System Strength | 484.3493 | 462.1654 | 662.9863 | 2099.6418 | 2003.4752 | 1911.7131 | 1969.9647 | 3085.9368 | 2944.5962 | 2809.7297 | 2839.8045 | 3843.4967 | 3667.4587 | 3499.4835 | 3449.5467 | 3282.3481 | 4044.8018 | 4077.2914 | 4314.1961 | 4105.0882 | 4266.1274 | 4070.7327 | 5008.4297 | 4765.6729 | 4652.626 | 5462.7465 | 5226.4896 | 4973.1631 | 5005.1203
TAS1 | System Strength | 536.331 | 511.7662 | 691.2013 | 657.6989 | 627.5753 | 598.8314 | 572.9327 | 545.1628 | 520.1935 | 496.3679 | 474.9006 | 451.8823 | 431.1854 | 411.4364 | 393.6423 | 374.5626 | 357.4071 | 341.0373 | 326.2879 | 310.4728 | 296.2528 | 282.6839 | 270.4582 | 257.3492 | 253.6738 | 250.9648 | 240.1109 | 228.4728 | 218.0084
NEM | Total | 4404.5431 | 4710.9273 | 6052.4904 | 12762.7942 | 12272.0069 | 13152.0559 | 19360.5138 | 22766.2927 | 29948.6532 | 29167.9259 | 29260.5066 | 36428.1621 | 38095.7881 | 36398.1629 | 35281.2587 | 34261.9331 | 39730.3799 | 39765.3536 | 39474.9548 | 39881.2176 | 43777.5802 | 48263.3558 | 48454.6675 | 46518.5037 | 46393.3883 | 50384.4472 | 48664.7118 | 46775.1126 | 46592.887

## Marinus_CF
Annual capacity factor by technology - Marinus Link, Step Change No TRET Sensitivity
Explicitly modelled generation
Region | Technology | 2021-22 | 2022-23 | 2023-24 | 2024-25 | 2025-26 | 2026-27 | 2027-28 | 2028-29 | 2029-30 | 2030-31 | 2031-32 | 2032-33 | 2033-34 | 2034-35 | 2035-36 | 2036-37 | 2037-38 | 2038-39 | 2039-40 | 2040-41 | 2041-42 | 2042-43 | 2043-44 | 2044-45 | 2045-46 | 2046-47 | 2047-48 | 2048-49 | 2049-50
NEM | Black Coal | 48.51% | 44.87% | 47.21% | 60.25% | 63.69% | 61.24% | 59.33% | 63% | 61.68% | 60.77% | 56.99% | 57.59% | 66.24% | 57.77% | 54.04% | 57.87% | 58.91% | 58.39% | 53.79% | 53.59% | 53.39% | 57.24% | 53.53% | 51.21% | 47.99% | 49.85% | 49.98% | 45.08% | 46.12%
NEM | Brown Coal | 65.08% | 55.56% | 59.55% | 66.38% | 68.82% | 67.28% | - | - | - | - | - | - | - | - | - | - | - | - | - | - | - | - | - | - | - | - | - | - | -
NEM | CCGT | 8.417% | 8.417% | 7.314% | 12.92% | 16.38% | 13.16% | 13.12% | 13.78% | 11.62% | 13.55% | 17.68% | 23% | 26.06% | 24.41% | 19.46% | 20.43% | 24.57% | 24.82% | 22.75% | 23.86% | 25.67% | 27.99% | 24.36% | 26.92% | 28.33% | 28.26% | 28.34% | 28.26% | 28.26%
NEM | Gas - Steam | 5.87% | 5.946% | 6.007% | 1.986% | 2.239% | 2.248% | 2.39% | 2.753% | 1.832% | 1.701% | 2.035% | 5.851% | 5.868% | 9.665% | 6.712% | 7.733% | 12.99% | 12.96% | 20.9% | 23.93% | 31.49% | 31.61% | 29.98% | 29.16% | 25.38% | - | - | - | -
NEM | OCGT / Diesel | 0.1028% | 0.04185% | 0.184% | 0.4841% | 0.4298% | 0.4372% | 0.3732% | 0.5944% | 0.1914% | 0.4491% | 0.7769% | 2.381% | 2.041% | 2.605% | 2.301% | 3.022% | 5.441% | 4.146% | 7.977% | 10.95% | 9.127% | 10.28% | 13.67% | 8.976% | 9.571% | 13.07% | 14.1% | 15.65% | 15.87%
NEM | Hydro | 20.93% | 22.15% | 20.28% | 23.9% | 24.16% | 22.83% | 25.37% | 28.13% | 24.21% | 22.73% | 23.17% | 22.44% | 25.18% | 25.25% | 23.98% | 23.79% | 27% | 24.68% | 22.55% | 21.7% | 20.97% | 23.86% | 23.93% | 22.76% | 24.18% | 27.4% | 24.22% | 21.71% | 21.44%
NEM | Wind | 37.14% | 37.19% | 33.83% | 33.19% | 36.08% | 36.98% | 37.89% | 35.59% | 34.66% | 35.17% | 35.87% | 32.91% | 31.72% | 33.65% | 35.09% | 36.28% | 34.22% | 33.84% | 33.69% | 33.29% | 31.63% | 30.06% | 32.24% | 33.61% | 34.77% | 33.15% | 33.1% | 32.61% | 32.01%
NEM | Solar PV | 29.56% | 29.16% | 29.6% | 28.44% | 27.89% | 29.57% | 29.86% | 26.37% | 27.33% | 28.6% | 28.8% | 28.2% | 27.17% | 26.6% | 28.1% | 28.32% | 25% | 25.64% | 26.42% | 26.41% | 26.42% | 25.24% | 24.48% | 25.63% | 25.46% | 22.79% | 23.28% | 23.73% | 23.55%
NEM | Grid Battery | 6.013% | 4.087% | 4.701% | 5.561% | 5.247% | 5.409% | 5.38% | 5.078% | 4.659% | 5.102% | 4.91% | 10.08% | 10.84% | 10.93% | 11.8% | 11.89% | 12.02% | 11.94% | 12.94% | 12.87% | 15.06% | 16.03% | 15.55% | 17.13% | 16.91% | 15.24% | 15.42% | 14.79% | 14.38%
NEM | Pumped Hydro | 4.039% | 6.08% | 7.721% | 18.72% | 19.79% | 19.77% | 21.82% | 22.58% | 21.23% | 23.51% | 23.71% | 25.49% | 23.98% | 24.04% | 25.69% | 24.73% | 24.87% | 24.87% | 26.43% | 26.17% | 26.82% | 26.18% | 24.66% | 26.71% | 25.64% | 24.18% | 23.72% | 23.56% | 22.79%
NEM | VPP | 4.778% | 6.004% | 7.296% | 8.516% | 8.379% | 8.323% | 7.95% | 7.362% | 6.891% | 6.83% | 6.617% | 6.614% | 6.47% | 6.288% | 6.586% | 6.539% | 6.041% | 5.992% | 6.051% | 5.931% | 5.97% | 5.725% | 5.048% | 5.417% | 5.082% | 4.468% | 4.291% | 3.962% | 3.648%
Region | Technology | 2021-22 | 2022-23 | 2023-24 | 2024-25 | 2025-26 | 2026-27 | 2027-28 | 2028-29 | 2029-30 | 2030-31 | 2031-32 | 2032-33 | 2033-34 | 2034-35 | 2035-36 | 2036-37 | 2037-38 | 2038-39 | 2039-40 | 2040-41 | 2041-42 | 2042-43 | 2043-44 | 2044-45 | 2045-46 | 2046-47 | 2047-48 | 2048-49 | 2049-50
NSW1 | Black Coal | 48.69% | 44.85% | 47.43% | 57.29% | 65.22% | 58.76% | 58.2% | 62.42% | 59.41% | 59.71% | 55.01% | 50.17% | 66.09% | 55.43% | 44.2% | 56.48% | 60.52% | 59.22% | 54.28% | 48.07% | 53.78% | - | - | - | - | - | - | - | -
NSW1 | Brown Coal | bar: 2021-22 to 2049-50
NSW1 | CCGT | 0.6146% | 0.6146% | 1.849% | 4.718% | 7.3% | 3.695% | 3.981% | 6.849% | 2.875% | 6.2% | 10.8% | 21.77% | 21.86% | 25.49% | 17.9% | 16.38% | 23.45% | 26.48% | 24.02% | 22.29% | 23.17% | 26.41% | 2.62% | - | - | - | - | - | -
NSW1 | Gas - Steam | bar: 2021-22 to 2049-50
NSW1 | OCGT / Diesel | 6.218e-08% | 6.527e-08% | 0.1134% | 0.4768% | 0.08637% | 0.1811% | 0.1174% | 0.2783% | 0.009085% | 0.07681% | 1.207e-07% | 1.791% | 0.9703% | 2.188% | 2.201% | 3.052% | 5.45% | 3.957% | 9.701% | 13.85% | 8.355% | 10.35% | 15.88% | 8.73% | 8.976% | 13.75% | 17.7% | 19.16% | 18.14%
NSW1 | Hydro | 9.574% | 10.22% | 9.536% | 12.97% | 12.51% | 12.3% | 12.92% | 16.72% | 13.1% | 12.03% | 12.71% | 12.64% | 14.93% | 16.22% | 15.9% | 14.86% | 19.98% | 17.34% | 16.13% | 15.01% | 13.93% | 16.83% | 16.08% | 16.77% | 17.02% | 20.53% | 16.46% | 15.14% | 13.63%
NSW1 | Wind | 33.28% | 36.12% | 34.13% | 32.98% | 36.65% | 37.76% | 37.39% | 33.14% | 30.28% | 32.42% | 33.61% | 33.01% | 31.92% | 33.69% | 35.51% | 35.71% | 31.84% | 29.11% | 30.94% | 31.2% | 31.71% | 30.12% | 31.54% | 33.03% | 33.2% | 29.7% | 28.42% | 29.3% | 30.07%
NSW1 | Solar PV | 28.63% | 28.53% | 28.72% | 27.65% | 26.67% | 28.83% | 28.98% | 26.12% | 26.7% | 28.23% | 28.75% | 28.4% | 27.58% | 26.41% | 28.38% | 28.44% | 25.57% | 25.85% | 27.51% | 26.99% | 26.96% | 25.72% | 24.66% | 26.53% | 26.43% | 23.72% | 23.76% | 24.6% | 24.57%
NSW1 | Grid Battery | - | - | - | - | - | - | - | - | - | - | - | - | - | - | - | - | - | - | 14.57% | 14.45% | 19.28% | 19.16% | 18.56% | 21.01% | 20.85% | 20.43% | 20.15% | 20.6% | 20.22%
NSW1 | Pumped Hydro | 3.399% | 6.038% | 8.137% | 44.43% | 22.66% | 22.21% | 24.51% | 25.65% | 22.77% | 25.08% | 25.35% | 27.29% | 25.61% | 25.84% | 27.83% | 26.52% | 27.66% | 27.19% | 28.44% | 27.96% | 28.65% | 28.4% | 27.06% | 29.76% | 29.1% | 28.53% | 27.13% | 28.31% | 27.57%
NSW1 | VPP | 2.549% | 4.42% | 6.725% | 7.775% | 7.949% | 8.033% | 7.719% | 7.205% | 6.801% | 6.685% | 6.522% | 6.792% | 6.714% | 6.539% | 6.782% | 6.688% | 6.34% | 6.242% | 6.245% | 6.079% | 6.137% | 6.092% | 5.527% | 6.008% | 5.647% | 5.214% | 4.865% | 4.697% | 4.202%
Region | Technology | 2021-22 | 2022-23 | 2023-24 | 2024-25 | 2025-26 | 2026-27 | 2027-28 | 2028-29 | 2029-30 | 2030-31 | 2031-32 | 2032-33 | 2033-34 | 2034-35 | 2035-36 | 2036-37 | 2037-38 | 2038-39 | 2039-40 | 2040-41 | 2041-42 | 2042-43 | 2043-44 | 2044-45 | 2045-46 | 2046-47 | 2047-48 | 2048-49 | 2049-50
QLD1 | Black Coal | 48.28% | 44.9% | 47% | 64.96% | 61.96% | 64.18% | 60.72% | 63.72% | 63.77% | 61.75% | 58.82% | 60.7% | 66.31% | 58.87% | 57.66% | 58.45% | 58.26% | 58.05% | 53.6% | 55.85% | 53.3% | 57.24% | 53.53% | 51.21% | 47.99% | 49.85% | 49.98% | 45.08% | 46.12%
QLD1 | Brown Coal | bar: 2021-22 to 2049-50
QLD1 | CCGT | 8.33% | 8.33% | 9.298% | 16.98% | 20.81% | 18.11% | 19.89% | 19.96% | 17.5% | 19.8% | 24.34% | 27.38% | 32% | 26.65% | 24.4% | 27.26% | 29.73% | 28.47% | 26.74% | 29.91% | 32.68% | 34.9% | 33.6% | 32.61% | 45.66% | 60.92% | 61.08% | 60.92% | 60.92%
QLD1 | Gas - Steam | 5.044% | 5.044% | 10.02% | 9.894% | 9.894% | 9.894% | 20.02% | 19.21% | 17.91% | 13.01% | 13.4% | 17.14% | 26.57% | 21.23% | 18.95% | 23.43% | 25.61% | 23.96% | 20.9% | 23.93% | 31.49% | 31.61% | 29.98% | 29.16% | 25.38% | - | - | - | -
QLD1 | OCGT / Diesel | 7.859e-08% | 8.198e-08% | 8.778e-08% | 0.6301% | 0.3133% | 0.3956% | 0.7225% | 1.193% | 0.5936% | 1.066% | 1.877% | 3.498% | 3.88% | 2.926% | 2.89% | 4.761% | 7.368% | 4.717% | 6.402% | 7.689% | 8.953% | 9.26% | 9.069% | 11.09% | 12.05% | 13.37% | 11.83% | 9.922% | 10.11%
QLD1 | Hydro | 52.35% | 52.25% | 52.46% | 52.2% | 52.1% | 52.03% | 52.16% | 51.85% | 51.85% | 50.25% | 51.99% | 51.48% | 51.5% | 50.87% | 49.6% | 49.62% | 40.2% | 41.16% | 38.46% | 36.88% | 39.43% | - | - | - | - | - | - | - | -
QLD1 | Wind | 42.82% | 40.17% | 37.66% | 34.41% | 39.93% | 39.18% | 42.27% | 41.45% | 40.62% | 41.66% | 39.41% | 36.71% | 32.73% | 38.14% | 37.31% | 40.38% | 40.39% | 40.24% | 40.45% | 36.7% | 35.04% | 31.02% | 36.56% | 36.66% | 38.54% | 38.49% | 38.69% | 37.97% | 33.27%
QLD1 | Solar PV | 31.43% | 30.43% | 30.99% | 29.65% | 30.07% | 31.49% | 31.87% | 26.62% | 28.83% | 29.98% | 30.38% | 30.11% | 28.76% | 29.01% | 30.21% | 30.35% | 25.13% | 26.89% | 27.65% | 27.88% | 27.14% | 25.62% | 25.34% | 25.33% | 24.58% | 22.34% | 23.62% | 23.9% | 23.2%
QLD1 | Grid Battery | - | 12.6% | 14.59% | 16.93% | 16.6% | 16.91% | 16.93% | 16.12% | 15.6% | 16% | 15.54% | 15.73% | 15.54% | 15.85% | 15.78% | 16.02% | 14.69% | 14.75% | 14.73% | 14.93% | 15.2% | 14.74% | 14.7% | 14.71% | 14.22% | 12.95% | 13.56% | 12.69% | 12.27%
QLD1 | Pumped Hydro | 4.308% | 6.097% | 7.545% | 7.897% | 8.277% | 10.02% | 11.07% | 10.28% | 9.677% | 10.85% | 10.39% | 16.29% | 16.91% | 16.75% | 17.59% | 17.38% | 18.84% | 19.63% | 21.18% | 22.03% | 23.47% | 24.03% | 22.38% | 23.04% | 21.07% | 17.99% | 18.6% | 16.32% | 15.4%
QLD1 | VPP | 6.356% | 7.385% | 8% | 9.248% | 8.932% | 8.908% | 8.374% | 7.612% | 7.166% | 7.193% | 6.975% | 6.6% | 6.379% | 6.403% | 6.485% | 6.433% | 5.713% | 5.907% | 5.827% | 6.021% | 6.165% | 5.548% | 5% | 4.861% | 4.213% | 3.385% | 3.53% | 2.436% | 2.431%
Region | Technology | 2021-22 | 2022-23 | 2023-24 | 2024-25 | 2025-26 | 2026-27 | 2027-28 | 2028-29 | 2029-30 | 2030-31 | 2031-32 | 2032-33 | 2033-34 | 2034-35 | 2035-36 | 2036-37 | 2037-38 | 2038-39 | 2039-40 | 2040-41 | 2041-42 | 2042-43 | 2043-44 | 2044-45 | 2045-46 | 2046-47 | 2047-48 | 2048-49 | 2049-50
VIC1 | Black Coal | bar: 2021-22 to 2049-50
VIC1 | Brown Coal | 65.08% | 55.56% | 59.55% | 66.38% | 68.82% | 67.28% | - | - | - | - | - | - | - | - | - | - | - | - | - | - | - | - | - | - | - | - | - | - | -
VIC1 | CCGT | bar: 2021-22 to 2049-50
VIC1 | Gas - Steam | 0.2514% | 0.1205% | 0.2233% | 1.226% | 1.232% | 1.203% | 1.276% | 2.028% | 0.2012% | 0.6582% | 1.471% | 5.578% | 4.099% | 8.436% | 4.656% | 5.097% | 10.88% | 11.11% | - | - | - | - | - | - | - | - | - | - | -
VIC1 | OCGT / Diesel | 0.06822% | 0.001863% | 0.05801% | 0.2012% | 0.1447% | 0.3289% | 0.177% | 0.3177% | 0.05749% | 0.1216% | 0.1854% | 1.239% | 0.6521% | 1.591% | 1.539% | 1.491% | 2.844% | 2.034% | 7.031% | 11.53% | 9.351% | 10.26% | 14.82% | 8.007% | 8.647% | 13.3% | 15.62% | 23.29% | 22.35%
VIC1 | Hydro | 14.31% | 14.45% | 13.14% | 16.19% | 16.63% | 15.72% | 15.95% | 20.07% | 16.68% | 14.28% | 14.4% | 12.99% | 16.01% | 16.53% | 15.68% | 15.77% | 19.92% | 16.55% | 14.24% | 14.24% | 12.93% | 15.91% | 16.46% | 15.57% | 15.68% | 19.77% | 16.43% | 14.08% | 14.12%
VIC1 | Wind | 35.68% | 36.01% | 30.39% | 31.4% | 32.91% | 34.12% | 35.22% | 33.02% | 33.73% | 32.16% | 33.47% | 28.2% | 28.62% | 29.74% | 31.8% | 32.48% | 30.47% | 32.1% | 30.06% | 30.42% | 27.21% | 27.06% | 28.75% | 30.24% | 31.56% | 30.87% | 32.39% | 30.72% | 31.88%
VIC1 | Solar PV | 27.59% | 27.39% | 28.35% | 27.27% | 25.9% | 27.3% | 27.86% | 26.01% | 26.79% | 27.3% | 26.45% | 25.86% | 24.6% | 24.41% | 25.37% | 25.97% | 23.62% | 23.8% | 23.77% | 24.14% | 25.42% | 24.2% | 23.61% | 24.99% | 25.58% | 22.07% | 22.65% | 22.46% | 22.8%
VIC1 | Grid Battery | 10.2% | 3.231% | 3.68% | 4.981% | 4.658% | 4.894% | 4.854% | 4.543% | 4.081% | 4.332% | 4.222% | 4.439% | 4.007% | 3.656% | 4.114% | 4.17% | 3.894% | 3.699% | 4.165% | 3.892% | 1.491% | - | - | - | - | - | - | - | -
VIC1 | Pumped Hydro | - | - | - | - | - | - | - | - | - | - | - | 28.87% | 27.55% | 25.75% | 27.23% | 27.87% | 25.77% | 26.09% | 28.65% | 27.58% | 26.66% | 25.57% | 23.58% | 26.67% | 26.18% | 25.33% | 25.42% | 26.5% | 25.87%
VIC1 | VPP | 4.144% | 5.626% | 6.522% | 8.931% | 8.694% | 8.503% | 7.967% | 7.381% | 6.755% | 6.624% | 6.379% | 6.473% | 6.335% | 6.025% | 6.619% | 6.604% | 6.092% | 5.935% | 6.104% | 5.816% | 5.773% | 5.646% | 4.753% | 5.376% | 5.241% | 4.704% | 4.455% | 4.452% | 4.113%
Region | Technology | 2021-22 | 2022-23 | 2023-24 | 2024-25 | 2025-26 | 2026-27 | 2027-28 | 2028-29 | 2029-30 | 2030-31 | 2031-32 | 2032-33 | 2033-34 | 2034-35 | 2035-36 | 2036-37 | 2037-38 | 2038-39 | 2039-40 | 2040-41 | 2041-42 | 2042-43 | 2043-44 | 2044-45 | 2045-46 | 2046-47 | 2047-48 | 2048-49 | 2049-50
SA1 | Black Coal | bar: 2021-22 to 2049-50
SA1 | Brown Coal | bar: 2021-22 to 2049-50
SA1 | CCGT | 17.95% | 17.95% | 10.97% | 16.09% | 20.87% | 15.36% | 9.727% | 9.7% | 9.7% | 9.7% | 13.74% | 20.99% | 24.27% | 26.31% | 14.83% | 18.68% | - | - | - | - | - | - | - | - | - | - | - | - | -
SA1 | Gas - Steam | 9.468% | 9.682% | 9.201% | 1.631% | 2.064% | 2.099% | 1.234% | 1.478% | 1.164% | 1.164% | 1.193% | 4.835% | 4.8% | 9.22% | - | - | - | - | - | - | - | - | - | - | - | - | - | - | -
SA1 | OCGT / Diesel | 0.4007% | 0.1974% | 0.6884% | 0.7315% | 1.359% | 0.946% | 0.4706% | 0.5538% | 0.04004% | 0.4988% | 0.9965% | 4.006% | 3.733% | 5.565% | 3.606% | 3.734% | 8.565% | 9.113% | 10.69% | 12.03% | 11.11% | 13.01% | 15.26% | 8.588% | 9.356% | 9.617% | 8.724% | 11.71% | 10.79%
SA1 | Hydro | bar: 2021-22 to 2049-50
SA1 | Wind | 34.57% | 34.02% | 29.72% | 32.38% | 31.43% | 34.73% | 34.7% | 33.58% | 33.73% | 33.62% | 35.64% | 29.77% | 30% | 27.91% | 32.03% | 32.81% | 31.49% | 32.61% | 31.39% | 33.14% | 29.29% | 29.39% | 27.07% | 30.43% | 31.48% | 29.39% | 30.09% | 28.83% | 29.47%
SA1 | Solar PV | 30.63% | 29.09% | 29% | 28.19% | 27.51% | 28.16% | 29.03% | 27.61% | 28.77% | 29.03% | 28.7% | 28.7% | 27.37% | 27.05% | 27.6% | 28.44% | 23.42% | 23.31% | 20.39% | 21.13% | 20.63% | 20.06% | 19.64% | 19.12% | 19.65% | 17.14% | 17.14% | 16.43% | 16.66%
SA1 | Grid Battery | 4.883% | 4.825% | 5.606% | 5.513% | 5.218% | 5.23% | 5.216% | 4.982% | 4.649% | 5.508% | 5.171% | 8.252% | 8.114% | 7.925% | 11.83% | 11.78% | 11.91% | 11.67% | 12.34% | 12.09% | 12.32% | 12.1% | 11.16% | 11.99% | 12.05% | 11.09% | 10.82% | 11.09% | 10.62%
SA1 | Pumped Hydro | bar: 2021-22 to 2049-50
SA1 | VPP | 8.306% | 8.18% | 9.496% | 9.003% | 8.486% | 8.246% | 8.055% | 7.537% | 7.001% | 7.053% | 6.804% | 6.601% | 6.449% | 6.233% | 6.22% | 6.156% | 5.915% | 5.71% | 5.899% | 5.614% | 5.64% | 5.342% | 4.625% | 5.055% | 4.938% | 4.002% | 3.814% | 3.85% | 3.386%
Region | Technology | 2021-22 | 2022-23 | 2023-24 | 2024-25 | 2025-26 | 2026-27 | 2027-28 | 2028-29 | 2029-30 | 2030-31 | 2031-32 | 2032-33 | 2033-34 | 2034-35 | 2035-36 | 2036-37 | 2037-38 | 2038-39 | 2039-40 | 2040-41 | 2041-42 | 2042-43 | 2043-44 | 2044-45 | 2045-46 | 2046-47 | 2047-48 | 2048-49 | 2049-50
TAS1 | Black Coal | bar: 2021-22 to 2049-50
TAS1 | Brown Coal | bar: 2021-22 to 2049-50
TAS1 | CCGT | 3.81e-07% | 3.734e-07% | 3.9e-07% | 3.953e-07% | 3.965e-07% | 4.099e-07% | 4.821e-07% | 5.218e-07% | 5.21e-07% | 5.616e-07% | 5.835e-07% | 7.135e-07% | 7.141e-07% | 7.103e-07% | 6.966e-07% | 7.049e-07% | 7.85e-07% | 7.85e-07% | 9.381e-07% | 9.296e-07% | 1.063e-06% | 1.078e-06% | 1.081e-06% | 1.033e-06% | 1.051e-06% | 1.116e-06% | 1.094e-06% | 1.344e-06% | 1.331e-06%
TAS1 | Gas - Steam | bar: 2021-22 to 2049-50
TAS1 | OCGT / Diesel | 3.331e-07% | 3.146e-07% | 3.359e-07% | 3.456e-07% | 3.538e-07% | 3.747e-07% | 4.261e-07% | 4.654e-07% | 5.076e-07% | 0.04184% | 0.2563% | 0.1776% | 6.987e-07% | 0.07066% | 0.3395% | 0.1725% | 0.2603% | 7.85e-07% | 1.3% | 1.381% | 0.4729% | 3.212e-06% | 0.6077% | 0.9522% | 0.3312% | 0.38% | 0.3298% | 3.466% | 1.364%
TAS1 | Hydro | 37.23% | 40.12% | 36.34% | 40.95% | 41.81% | 38.83% | 43.78% | 44.59% | 39.7% | 38.6% | 39.02% | 38.19% | 41.29% | 39.85% | 37.29% | 37.68% | 39.4% | 38.2% | 35.32% | 34.05% | 34.08% | 37.34% | 37.81% | 34.6% | 38.23% | 40.45% | 38.27% | 34.46% | 35.15%
TAS1 | Wind | 35.58% | 39.52% | 38.1% | 37.87% | 39.7% | 40.11% | 41.7% | 39.56% | 40.09% | 39.46% | 42.05% | 40.33% | 39.59% | 41.18% | 41.83% | 42.94% | 42.18% | 41.55% | 40.11% | 41.93% | 39.42% | 38.83% | 40.35% | 42.35% | 43.58% | 42.18% | 41.82% | 39.25% | 40.55%
TAS1 | Solar PV | bar: 2021-22 to 2049-50
TAS1 | Grid Battery | bar: 2021-22 to 2049-50
TAS1 | Pumped Hydro | - | - | - | - | - | - | - | - | 25.45% | 27.05% | 26.87% | 24.57% | 24.05% | 23.94% | 24.68% | 23.98% | 23.2% | 23.59% | 25.85% | 24.93% | 24.03% | 23.13% | 22.06% | 24.07% | 23.18% | 21.94% | 21.7% | 22.32% | 21.67%
TAS1 | VPP | 1.553% | 3.586% | 3.921% | 2.903% | 3.349% | 3.499% | 5.705% | 5.7% | 6.598% | 6.893% | 6.646% | 6.226% | 5.876% | 5.196% | 5.68% | 5.989% | 5.04% | 5.065% | 5.496% | 5.489% | 5.238% | 4.736% | 4.176% | 4.746% | 4.701% | 3.856% | 3.675% | 3.722% | 3.458%
Explicitly modelled pumping
Region | Technology | 2021-22 | 2022-23 | 2023-24 | 2024-25 | 2025-26 | 2026-27 | 2027-28 | 2028-29 | 2029-30 | 2030-31 | 2031-32 | 2032-33 | 2033-34 | 2034-35 | 2035-36 | 2036-37 | 2037-38 | 2038-39 | 2039-40 | 2040-41 | 2041-42 | 2042-43 | 2043-44 | 2044-45 | 2045-46 | 2046-47 | 2047-48 | 2048-49 | 2049-50
NEM | Grid Battery pump | 7.39% | 5.061% | 5.787% | 6.878% | 6.473% | 6.67% | 6.659% | 6.252% | 5.757% | 6.292% | 6.076% | 12.02% | 12.86% | 12.96% | 13.97% | 14.08% | 14.23% | 14.1% | 15.27% | 15.21% | 17.83% | 19.01% | 18.41% | 20.34% | 20.13% | 18.06% | 18.28% | 17.5% | 17.02%
NEM | Pumped Hydro Pump | 5.567% | 9.617% | 11.89% | 26.84% | 22.85% | 24.78% | 28.57% | 28.34% | 27.33% | 28.97% | 31.16% | 32.51% | 31.61% | 31.14% | 33.67% | 32.56% | 32.53% | 32.84% | 34.81% | 34.89% | 34.59% | 34.16% | 31.5% | 34.78% | 33.91% | 31.57% | 30.82% | 30.62% | 29.2%
NEM | VPP pump | 5.735% | 7.224% | 8.748% | 10.24% | 10.06% | 9.984% | 9.56% | 8.823% | 8.273% | 8.195% | 7.962% | 7.926% | 7.76% | 7.554% | 7.9% | 7.847% | 7.263% | 7.196% | 7.248% | 7.138% | 7.146% | 6.884% | 6.051% | 6.498% | 6.114% | 5.352% | 5.161% | 4.745% | 4.375%
Region | Technology | 2021-22 | 2022-23 | 2023-24 | 2024-25 | 2025-26 | 2026-27 | 2027-28 | 2028-29 | 2029-30 | 2030-31 | 2031-32 | 2032-33 | 2033-34 | 2034-35 | 2035-36 | 2036-37 | 2037-38 | 2038-39 | 2039-40 | 2040-41 | 2041-42 | 2042-43 | 2043-44 | 2044-45 | 2045-46 | 2046-47 | 2047-48 | 2048-49 | 2049-50
NSW1 | Grid Battery pump | - | - | - | - | - | - | - | - | - | - | - | - | - | - | - | - | - | - | 17.14% | 17.05% | 22.95% | 22.83% | 22.1% | 25.1% | 24.97% | 24.33% | 24.15% | 24.53% | 24.16%
NSW1 | Pumped Hydro Pump | 4.631% | 9.265% | 11.48% | 34.78% | 24.38% | 26.16% | 30.28% | 30.24% | 28.45% | 29.92% | 32.45% | 33.93% | 33.4% | 32.86% | 35.98% | 34.51% | 35.91% | 35.93% | 37.56% | 37.52% | 36.82% | 37.46% | 34.37% | 39.05% | 39% | 37.38% | 35.29% | 36.71% | 34.92%
NSW1 | VPP pump | 3.059% | 5.33% | 8.058% | 9.346% | 9.531% | 9.642% | 9.288% | 8.63% | 8.163% | 8.024% | 7.85% | 8.132% | 8.059% | 7.869% | 8.121% | 8.028% | 7.632% | 7.493% | 7.475% | 7.317% | 7.345% | 7.312% | 6.633% | 7.211% | 6.799% | 6.238% | 5.858% | 5.619% | 5.044%
Region | Technology | 2021-22 | 2022-23 | 2023-24 | 2024-25 | 2025-26 | 2026-27 | 2027-28 | 2028-29 | 2029-30 | 2030-31 | 2031-32 | 2032-33 | 2033-34 | 2034-35 | 2035-36 | 2036-37 | 2037-38 | 2038-39 | 2039-40 | 2040-41 | 2041-42 | 2042-43 | 2043-44 | 2044-45 | 2045-46 | 2046-47 | 2047-48 | 2048-49 | 2049-50
QLD1 | Grid Battery pump | - | 15.5% | 18.01% | 20.93% | 20.53% | 20.82% | 20.9% | 19.9% | 19.26% | 19.75% | 19.24% | 18.54% | 18.31% | 18.68% | 18.6% | 18.87% | 17.34% | 17.32% | 17.35% | 17.58% | 17.87% | 17.37% | 17.28% | 17.29% | 16.73% | 15.27% | 15.91% | 14.94% | 14.42%
QLD1 | Pumped Hydro Pump | 7.17% | 10.22% | 12.59% | 13.25% | 13.87% | 16.67% | 18.52% | 17.19% | 16.18% | 18.14% | 17.44% | 23.99% | 23.64% | 23.48% | 24.55% | 24.28% | 25.11% | 25.91% | 28.08% | 29.32% | 31.17% | 31.04% | 28.79% | 29.65% | 27.2% | 23.22% | 23.83% | 21.07% | 19.63%
QLD1 | VPP pump | 7.628% | 8.864% | 9.602% | 11.11% | 10.74% | 10.67% | 10.05% | 9.136% | 8.6% | 8.633% | 8.393% | 7.902% | 7.657% | 7.685% | 7.791% | 7.714% | 6.879% | 7.07% | 6.994% | 7.241% | 7.385% | 6.675% | 6.001% | 5.821% | 5.055% | 4.079% | 4.221% | 2.938% | 2.905%
Region | Technology | 2021-22 | 2022-23 | 2023-24 | 2024-25 | 2025-26 | 2026-27 | 2027-28 | 2028-29 | 2029-30 | 2030-31 | 2031-32 | 2032-33 | 2033-34 | 2034-35 | 2035-36 | 2036-37 | 2037-38 | 2038-39 | 2039-40 | 2040-41 | 2041-42 | 2042-43 | 2043-44 | 2044-45 | 2045-46 | 2046-47 | 2047-48 | 2048-49 | 2049-50
VIC1 | Grid Battery pump | 12.5% | 4.007% | 4.526% | 6.16% | 5.749% | 6.033% | 6.011% | 5.59% | 5.038% | 5.348% | 5.23% | 5.469% | 4.938% | 4.513% | 5.079% | 5.148% | 4.807% | 4.584% | 5.124% | 4.822% | 1.823% | - | - | - | - | - | - | - | -
VIC1 | Pumped Hydro Pump | - | - | - | - | - | - | - | - | - | - | - | 36.09% | 34.52% | 32.13% | 34.03% | 34.84% | 32.21% | 32.78% | 35.64% | 34.65% | 33.24% | 32.06% | 29.37% | 33.38% | 32.85% | 31.49% | 31.95% | 32.96% | 32.34%
VIC1 | VPP pump | 4.974% | 6.777% | 7.821% | 10.74% | 10.43% | 10.2% | 9.586% | 8.841% | 8.108% | 7.951% | 7.678% | 7.76% | 7.595% | 7.231% | 7.944% | 7.927% | 7.312% | 7.145% | 7.306% | 7.001% | 6.909% | 6.798% | 5.684% | 6.453% | 6.311% | 5.627% | 5.367% | 5.325% | 4.936%
Region | Technology | 2021-22 | 2022-23 | 2023-24 | 2024-25 | 2025-26 | 2026-27 | 2027-28 | 2028-29 | 2029-30 | 2030-31 | 2031-32 | 2032-33 | 2033-34 | 2034-35 | 2035-36 | 2036-37 | 2037-38 | 2038-39 | 2039-40 | 2040-41 | 2041-42 | 2042-43 | 2043-44 | 2044-45 | 2045-46 | 2046-47 | 2047-48 | 2048-49 | 2049-50
SA1 | Grid Battery pump | 6.012% | 5.973% | 6.904% | 6.821% | 6.428% | 6.457% | 6.457% | 6.133% | 5.755% | 6.781% | 6.384% | 9.93% | 9.724% | 9.485% | 13.99% | 13.93% | 14.08% | 13.83% | 14.54% | 14.32% | 14.52% | 14.31% | 13.15% | 14.16% | 14.27% | 13.05% | 12.82% | 13.06% | 12.54%
SA1 | Pumped Hydro Pump | bar: 2021-22 to 2049-50
SA1 | VPP pump | 9.969% | 9.843% | 11.38% | 10.83% | 10.17% | 9.897% | 9.69% | 9.028% | 8.425% | 8.446% | 8.166% | 7.945% | 7.72% | 7.481% | 7.465% | 7.389% | 7.099% | 6.875% | 7.06% | 6.76% | 6.749% | 6.426% | 5.537% | 6.069% | 5.944% | 4.785% | 4.596% | 4.603% | 4.064%
Region | Technology | 2021-22 | 2022-23 | 2023-24 | 2024-25 | 2025-26 | 2026-27 | 2027-28 | 2028-29 | 2029-30 | 2030-31 | 2031-32 | 2032-33 | 2033-34 | 2034-35 | 2035-36 | 2036-37 | 2037-38 | 2038-39 | 2039-40 | 2040-41 | 2041-42 | 2042-43 | 2043-44 | 2044-45 | 2045-46 | 2046-47 | 2047-48 | 2048-49 | 2049-50
TAS1 | Grid Battery pump | bar: 2021-22 to 2049-50
TAS1 | Pumped Hydro Pump | - | - | - | - | - | - | - | - | 32.15% | 33.8% | 33.82% | 30.83% | 29.9% | 30.04% | 30.73% | 30.15% | 28.83% | 29.52% | 32.28% | 31.48% | 29.88% | 28.97% | 27.43% | 30.03% | 29.32% | 27.08% | 27.47% | 27.56% | 27.09%
TAS1 | VPP pump | 1.864% | 4.329% | 4.695% | 3.507% | 4.003% | 4.2% | 6.871% | 6.824% | 7.931% | 8.263% | 7.993% | 7.481% | 7.036% | 6.234% | 6.817% | 7.188% | 6.049% | 6.084% | 6.592% | 6.609% | 6.271% | 5.695% | 5.007% | 5.687% | 5.663% | 4.609% | 4.43% | 4.449% | 4.151%
Non-controllable capacity
Region | Technology | 2021-22 | 2022-23 | 2023-24 | 2024-25 | 2025-26 | 2026-27 | 2027-28 | 2028-29 | 2029-30 | 2030-31 | 2031-32 | 2032-33 | 2033-34 | 2034-35 | 2035-36 | 2036-37 | 2037-38 | 2038-39 | 2039-40 | 2040-41 | 2041-42 | 2042-43 | 2043-44 | 2044-45 | 2045-46 | 2046-47 | 2047-48 | 2048-49 | 2049-50
NEM | Distributed PV | 15.63% | 16.08% | 16.23% | 15.9% | 15.51% | 16.66% | 16.66% | 15.03% | 15.75% | 16.39% | 16.64% | 16.73% | 16.34% | 15.94% | 17.1% | 17.14% | 15.42% | 16.25% | 16.94% | 17.24% | 17.28% | 16.84% | 16.32% | 17.47% | 17.43% | 15.66% | 16.46% | 17.17% | 17.43%
NEM | Behind the meter battery | 5.668% | 5.706% | 5.712% | 5.625% | 5.534% | 5.432% | 5.364% | 5.256% | 5.165% | 5.072% | 5% | 4.978% | 5.012% | 5.024% | 5.038% | 4.956% | 4.9% | 4.851% | 4.827% | 4.763% | 4.734% | 4.705% | 4.69% | 4.632% | 4.585% | 4.443% | 4.33% | 4.198% | 4.079%
NEM | Behind the meter battery pump | 4.814% | 4.847% | 4.851% | 4.78% | 4.701% | 4.614% | 4.558% | 4.464% | 4.387% | 4.308% | 4.246% | 4.229% | 4.259% | 4.268% | 4.279% | 4.209% | 4.162% | 4.12% | 4.099% | 4.047% | 4.022% | 3.996% | 3.985% | 3.933% | 3.895% | 3.775% | 3.678% | 3.567% | 3.464%
Region | Technology | 2021-22 | 2022-23 | 2023-24 | 2024-25 | 2025-26 | 2026-27 | 2027-28 | 2028-29 | 2029-30 | 2030-31 | 2031-32 | 2032-33 | 2033-34 | 2034-35 | 2035-36 | 2036-37 | 2037-38 | 2038-39 | 2039-40 | 2040-41 | 2041-42 | 2042-43 | 2043-44 | 2044-45 | 2045-46 | 2046-47 | 2047-48 | 2048-49 | 2049-50
NSW1 | Distributed PV | 15.72% | 16.59% | 16.17% | 16.05% | 15.53% | 17.16% | 16.87% | 15.01% | 15.36% | 16.27% | 16.94% | 16.47% | 16.31% | 15.85% | 17.45% | 17.23% | 15.33% | 15.83% | 16.77% | 17.48% | 17% | 16.77% | 16.18% | 17.77% | 17.48% | 15.57% | 16.03% | 17.01% | 17.69%
NSW1 | Behind the meter battery | 5.642% | 5.714% | 5.681% | 5.594% | 5.515% | 5.427% | 5.37% | 5.268% | 5.172% | 5.088% | 5.021% | 5.027% | 5.035% | 5.027% | 5.048% | 4.959% | 4.9% | 4.849% | 4.832% | 4.768% | 4.75% | 4.723% | 4.703% | 4.655% | 4.61% | 4.467% | 4.357% | 4.224% | 4.109%
NSW1 | Behind the meter battery pump | 4.791% | 4.853% | 4.826% | 4.754% | 4.687% | 4.609% | 4.564% | 4.475% | 4.393% | 4.322% | 4.262% | 4.269% | 4.278% | 4.271% | 4.287% | 4.212% | 4.161% | 4.12% | 4.103% | 4.049% | 4.035% | 4.015% | 3.998% | 3.952% | 3.917% | 3.797% | 3.702% | 3.588% | 3.489%
Region | Technology | 2021-22 | 2022-23 | 2023-24 | 2024-25 | 2025-26 | 2026-27 | 2027-28 | 2028-29 | 2029-30 | 2030-31 | 2031-32 | 2032-33 | 2033-34 | 2034-35 | 2035-36 | 2036-37 | 2037-38 | 2038-39 | 2039-40 | 2040-41 | 2041-42 | 2042-43 | 2043-44 | 2044-45 | 2045-46 | 2046-47 | 2047-48 | 2048-49 | 2049-50
QLD1 | Distributed PV | 15.97% | 17.02% | 16.97% | 16.38% | 16.64% | 17.78% | 17.83% | 15.03% | 16.31% | 16.89% | 17.74% | 17.55% | 16.92% | 17.19% | 18.27% | 18.35% | 15.46% | 16.9% | 17.52% | 18.42% | 18.21% | 17.51% | 17.66% | 18.69% | 18.7% | 15.74% | 17.15% | 17.78% | 18.66%
QLD1 | Behind the meter battery | 5.682% | 5.783% | 5.738% | 5.644% | 5.551% | 5.437% | 5.36% | 5.259% | 5.167% | 5.069% | 5.001% | 5.01% | 5.031% | 5.039% | 5.053% | 4.957% | 4.897% | 4.852% | 4.827% | 4.773% | 4.743% | 4.717% | 4.706% | 4.648% | 4.603% | 4.461% | 4.342% | 4.204% | 4.088%
QLD1 | Behind the meter battery pump | 4.828% | 4.915% | 4.872% | 4.797% | 4.713% | 4.62% | 4.554% | 4.469% | 4.391% | 4.307% | 4.246% | 4.254% | 4.276% | 4.281% | 4.292% | 4.208% | 4.161% | 4.12% | 4.099% | 4.057% | 4.03% | 4.005% | 4% | 3.948% | 3.911% | 3.792% | 3.687% | 3.573% | 3.474%
Region | Technology | 2021-22 | 2022-23 | 2023-24 | 2024-25 | 2025-26 | 2026-27 | 2027-28 | 2028-29 | 2029-30 | 2030-31 | 2031-32 | 2032-33 | 2033-34 | 2034-35 | 2035-36 | 2036-37 | 2037-38 | 2038-39 | 2039-40 | 2040-41 | 2041-42 | 2042-43 | 2043-44 | 2044-45 | 2045-46 | 2046-47 | 2047-48 | 2048-49 | 2049-50
VIC1 | Distributed PV | 14.66% | 14.26% | 15.2% | 15.03% | 14.28% | 15.2% | 15.3% | 14.66% | 15.28% | 15.89% | 15.26% | 16.07% | 15.7% | 14.89% | 15.84% | 15.95% | 15.17% | 15.86% | 16.49% | 15.89% | 16.64% | 16.23% | 15.28% | 16.24% | 16.25% | 15.44% | 16.11% | 16.75% | 16.08%
VIC1 | Behind the meter battery | 5.686% | 5.613% | 5.786% | 5.697% | 5.592% | 5.484% | 5.408% | 5.279% | 5.171% | 5.064% | 4.978% | 4.886% | 4.96% | 4.996% | 5.014% | 4.958% | 4.918% | 4.863% | 4.835% | 4.765% | 4.727% | 4.694% | 4.681% | 4.618% | 4.572% | 4.434% | 4.322% | 4.197% | 4.072%
VIC1 | Behind the meter battery pump | 4.83% | 4.766% | 4.914% | 4.84% | 4.748% | 4.657% | 4.596% | 4.482% | 4.391% | 4.3% | 4.229% | 4.153% | 4.215% | 4.242% | 4.261% | 4.21% | 4.177% | 4.128% | 4.108% | 4.049% | 4.014% | 3.985% | 3.974% | 3.924% | 3.884% | 3.765% | 3.671% | 3.565% | 3.457%
Region | Technology | 2021-22 | 2022-23 | 2023-24 | 2024-25 | 2025-26 | 2026-27 | 2027-28 | 2028-29 | 2029-30 | 2030-31 | 2031-32 | 2032-33 | 2033-34 | 2034-35 | 2035-36 | 2036-37 | 2037-38 | 2038-39 | 2039-40 | 2040-41 | 2041-42 | 2042-43 | 2043-44 | 2044-45 | 2045-46 | 2046-47 | 2047-48 | 2048-49 | 2049-50
SA1 | Distributed PV | 16.81% | 16.92% | 17.29% | 16.76% | 16.07% | 16.71% | 17.21% | 16.35% | 17.02% | 17.24% | 17.19% | 17.62% | 17.06% | 16.27% | 16.91% | 17.48% | 16.62% | 17.42% | 17.65% | 17.64% | 18.06% | 17.44% | 16.55% | 17.2% | 17.69% | 16.8% | 17.57% | 17.81% | 17.76%
SA1 | Behind the meter battery | 5.687% | 5.66% | 5.605% | 5.508% | 5.397% | 5.277% | 5.213% | 5.127% | 5.112% | 5.053% | 5% | 5.029% | 5.052% | 5.07% | 5.034% | 4.932% | 4.835% | 4.806% | 4.768% | 4.695% | 4.669% | 4.629% | 4.617% | 4.53% | 4.463% | 4.307% | 4.204% | 4.066% | 3.949%
SA1 | Behind the meter battery pump | 4.83% | 4.807% | 4.762% | 4.678% | 4.587% | 4.484% | 4.428% | 4.353% | 4.343% | 4.291% | 4.248% | 4.272% | 4.294% | 4.307% | 4.275% | 4.192% | 4.108% | 4.082% | 4.048% | 3.987% | 3.967% | 3.931% | 3.922% | 3.847% | 3.791% | 3.659% | 3.572% | 3.452% | 3.352%
Region | Technology | 2021-22 | 2022-23 | 2023-24 | 2024-25 | 2025-26 | 2026-27 | 2027-28 | 2028-29 | 2029-30 | 2030-31 | 2031-32 | 2032-33 | 2033-34 | 2034-35 | 2035-36 | 2036-37 | 2037-38 | 2038-39 | 2039-40 | 2040-41 | 2041-42 | 2042-43 | 2043-44 | 2044-45 | 2045-46 | 2046-47 | 2047-48 | 2048-49 | 2049-50
TAS1 | Distributed PV | 13.53% | 13.51% | 13.87% | 13.97% | 13.44% | 14.35% | 14.32% | 13.94% | 13.92% | 14.18% | 13.97% | 14.36% | 14.35% | 13.77% | 14.6% | 14.69% | 14.16% | 14.29% | 14.59% | 14.39% | 14.79% | 14.72% | 14% | 14.86% | 14.85% | 14.38% | 14.42% | 14.77% | 14.52%
TAS1 | Behind the meter battery | 5.617% | 5.7% | 5.678% | 5.586% | 5.495% | 5.394% | 5.332% | 5.24% | 5.159% | 5.07% | 5.015% | 5.023% | 5.044% | 5.057% | 5.056% | 4.968% | 4.913% | 4.863% | 4.828% | 4.774% | 4.737% | 4.708% | 4.694% | 4.629% | 4.592% | 4.457% | 4.348% | 4.215% | 4.1%
TAS1 | Behind the meter battery pump | 4.769% | 4.843% | 4.822% | 4.745% | 4.669% | 4.584% | 4.532% | 4.451% | 4.382% | 4.306% | 4.257% | 4.269% | 4.285% | 4.296% | 4.297% | 4.219% | 4.174% | 4.13% | 4.099% | 4.057% | 4.023% | 3.998% | 3.987% | 3.93% | 3.901% | 3.787% | 3.692% | 3.579% | 3.48%

## Marinus_Generation
Annual sent-out generation by technology (GWh) - Marinus Link, Step Change No TRET Sensitivity
Explicitly modelled generation
Region | Technology | 2021-22 | 2022-23 | 2023-24 | 2024-25 | 2025-26 | 2026-27 | 2027-28 | 2028-29 | 2029-30 | 2030-31 | 2031-32 | 2032-33 | 2033-34 | 2034-35 | 2035-36 | 2036-37 | 2037-38 | 2038-39 | 2039-40 | 2040-41 | 2041-42 | 2042-43 | 2043-44 | 2044-45 | 2045-46 | 2046-47 | 2047-48 | 2048-49 | 2049-50
NEM | Black Coal | 78049.5637 | 70327.6143 | 67895.8993 | 63404.4652 | 55304.2566 | 51548.5076 | 49239.3404 | 52286.5507 | 42974.2339 | 42338.8261 | 39706.8728 | 29626.471 | 31323.2931 | 27316.9902 | 23749.0215 | 23550.1293 | 23972.6795 | 23758.2295 | 21889.7515 | 21806.1686 | 18118.5204 | 12237.4485 | 8625.3091 | 7093.3121 | 6647.6023 | 6904.8816 | 5542.7384 | 4999.8675 | 5114.287
NEM | Brown Coal | 27306.2195 | 23311.9771 | 24987.729 | 13732.0276 | 13746.4092 | 11693.4427 | 0.00075408 | 0.00057296 | 0.00049431 | 0.00047838 | 0.00042533 | 0.00040633 | 0.00041979 | 0.00038468 | 0.00038273 | 0.00037309 | 0.00032647 | 0.00034816 | 0.00030183 | 0.0002971 | 0.00034251 | 0.00037501 | 0.00037181 | 0.00034277 | 0.00033349 | 0.00037356 | 0.00014682 | 0 | 0
NEM | CCGT | 2252.5066 | 2252.5066 | 1841.8597 | 3254.3054 | 4124.8183 | 3313.722 | 3304.3963 | 3469.2314 | 2926.1523 | 3413.5824 | 4453.6814 | 5792.1659 | 6563.1096 | 6146.5707 | 4901.0591 | 4455.6943 | 4220.883 | 4263.1099 | 3621.4576 | 3799.2497 | 4086.8103 | 4455.9579 | 2939.8559 | 2812.1035 | 1359.8154 | 960.5237 | 963.1553 | 960.5237 | 960.5237
NEM | Gas - Steam | 711.6142 | 720.8885 | 728.3112 | 240.7692 | 271.4041 | 272.5948 | 289.6999 | 333.7457 | 222.1652 | 206.1692 | 246.661 | 709.3283 | 711.3987 | 1171.7881 | 343.3766 | 395.6182 | 664.7799 | 662.8385 | 153.7744 | 176.0568 | 231.7204 | 232.6308 | 220.6194 | 214.5801 | 186.7867 | 0 | 0 | 0 | 0
NEM | OCGT / Diesel | 61.8066 | 25.1582 | 110.6092 | 291.0727 | 258.4306 | 262.8404 | 224.3834 | 357.3461 | 115.0804 | 254.9317 | 441.0509 | 1295.3216 | 1027.8086 | 1285.4632 | 1108.9752 | 1456.5756 | 3115.123 | 2373.6089 | 4885.3913 | 6589.5659 | 6518.4672 | 7373.5533 | 11709.6462 | 8052.423 | 8585.8433 | 13868.6301 | 14244.055 | 16949.1393 | 17731.2722
NEM | Hydro | 13504.3102 | 14288.6093 | 13083.6956 | 15421.8368 | 15585.2228 | 14729.9567 | 16921.1214 | 18764.6433 | 16148.0697 | 15162.3597 | 15458.9113 | 14971.0692 | 16797.6372 | 16846.7468 | 15995.9677 | 15868.2543 | 17805.7148 | 16278.5541 | 14870.8625 | 14310.4092 | 13831.5898 | 15599.8724 | 15646.9213 | 14881.1819 | 15805.7214 | 17914.3683 | 15833.9073 | 14191.6037 | 14018.192
NEM | Wind | 46488.707 | 52753.0323 | 53162.0303 | 66094.6054 | 72001.8037 | 76373.5476 | 88072.5794 | 89859.5475 | 94885.8668 | 96294.2772 | 99176.423 | 104780.3368 | 105815.3572 | 115344.7385 | 120456.9633 | 124581.2893 | 126877.4434 | 128496.6635 | 127264.9569 | 123750.7375 | 125073.1663 | 125704.47 | 133776.2615 | 138599.7719 | 144953.5323 | 148870.1658 | 151050.2763 | 151533.6553 | 153204.0169
NEM | Solar PV | 14501.047 | 17775.9037 | 18047.3301 | 17335.4496 | 18327.6793 | 19434.4329 | 20036.2515 | 18069.479 | 26677.0678 | 27951.0199 | 29805.4911 | 35874.8389 | 35853.8648 | 35097.7746 | 37082.1938 | 37531.5382 | 43137.2053 | 45427.3915 | 51041.9254 | 56473.9305 | 64488.4958 | 75153.3791 | 73802.9848 | 76337.0467 | 75630.8826 | 78383.9467 | 79824.8814 | 79865.2251 | 80165.0087
NEM | Grid Battery | 137.1307 | 214.9471 | 247.2301 | 292.4515 | 275.9565 | 284.4345 | 282.9421 | 267.0513 | 244.9992 | 254.8849 | 245.312 | 961.7418 | 1128.0205 | 1113.4882 | 1498.0139 | 1510.2992 | 2022.1189 | 2009.274 | 3248.1338 | 3207.5465 | 4511.2882 | 4645.6211 | 4505.9739 | 5413.6908 | 5344.1331 | 6626.314 | 6702.5677 | 7586.2947 | 7372.3889
NEM | Pumped Hydro | 286.5704 | 431.3925 | 547.837 | 1328.4629 | 4939.8579 | 4936.0471 | 5448.4464 | 5636.0814 | 9025.8206 | 10266.8552 | 10429.0004 | 13506.5686 | 13252.9226 | 13283.2964 | 14420.7061 | 13878.9533 | 16722.7911 | 16722.0909 | 17833.3367 | 17655.4035 | 21404.8734 | 24431.2159 | 23020.3098 | 25031.6946 | 24028.0773 | 22656.7815 | 22232.6853 | 22632.7491 | 21887.2079
NEM | VPP | 40.0008 | 116.9122 | 302.1199 | 617.2173 | 936.244 | 1309.516 | 1698.1696 | 2053.8042 | 2440.3919 | 2823.0814 | 3167.2838 | 3627.5565 | 4028.0798 | 4354.536 | 5036.4172 | 5248.6324 | 5089.9197 | 5290.9165 | 5601.5898 | 5749.1203 | 6053.0665 | 6067.9303 | 5589.7073 | 6265.6064 | 6136.6525 | 5628.5236 | 5634.3544 | 5415.7611 | 5184.8474
Total excluding storage |  | 182875.7748 | 181455.6899 | 179857.4645 | 179774.5319 | 179620.0245 | 177629.0448 | 178087.7732 | 183140.5442 | 183948.6365 | 185621.1666 | 189289.0918 | 193049.532 | 198092.4696 | 203210.0726 | 203637.5577 | 207839.0997 | 219793.8292 | 221260.3962 | 223728.1199 | 226906.1186 | 232348.7704 | 240757.3124 | 246721.5985 | 247990.4195 | 253170.1843 | 266902.5166 | 267459.0138 | 268500.0145 | 271193.3005
Region | Technology | 2021-22 | 2022-23 | 2023-24 | 2024-25 | 2025-26 | 2026-27 | 2027-28 | 2028-29 | 2029-30 | 2030-31 | 2031-32 | 2032-33 | 2033-34 | 2034-35 | 2035-36 | 2036-37 | 2037-38 | 2038-39 | 2039-40 | 2040-41 | 2041-42 | 2042-43 | 2043-44 | 2044-45 | 2045-46 | 2046-47 | 2047-48 | 2048-49 | 2049-50
NSW1 | Black Coal | 43679.1452 | 38367.2846 | 34441.1541 | 37018.7859 | 30137.3871 | 26796.2092 | 26538.2044 | 28464.2712 | 19840.1575 | 19939.9536 | 18370.2586 | 7607.6399 | 10021.9619 | 8406.3384 | 5227.3982 | 6679.2676 | 7156.8238 | 7002.8135 | 6419.207 | 5685.2354 | 3250.8276 | 0 | 0 | 0 | 0 | 0 | 0 | 0 | 0
NSW1 | Brown Coal | 0 | 0 | 0 | 0 | 0 | 0 | 0 | 0 | 0 | 0 | 0 | 0 | 0 | 0 | 0 | 0 | 0 | 0 | 0 | 0 | 0 | 0 | 0 | 0 | 0 | 0 | 0 | 0 | 0
NSW1 | CCGT | 33.6489 | 33.6489 | 101.2339 | 258.2873 | 399.6798 | 202.3192 | 217.9407 | 374.9807 | 157.3989 | 339.4632 | 591.0422 | 1191.6517 | 1196.8754 | 1395.3912 | 980.0471 | 896.8162 | 1283.6518 | 1449.7543 | 1315.3452 | 1220.1376 | 1268.4927 | 1446.0511 | 42.4527 | 5.8562e-05 | 5.9801e-05 | 6.3108e-05 | 6.2096e-05 | 6.2716e-05 | 6.1523e-05
NSW1 | Gas - Steam | 0 | 0 | 0 | 0 | 0 | 0 | 0 | 0 | 0 | 0 | 0 | 0 | 0 | 0 | 0 | 0 | 0 | 0 | 0 | 0 | 0 | 0 | 0 | 0 | 0 | 0 | 0 | 0 | 0
NSW1 | OCGT / Diesel | 7.8327e-06 | 8.2216e-06 | 14.289 | 60.0623 | 10.8802 | 22.8086 | 14.7916 | 35.0572 | 1.1444 | 9.6755 | 1.521e-05 | 225.6181 | 122.2279 | 275.6813 | 267.6462 | 371.1159 | 1111.2371 | 806.7119 | 1977.9227 | 2822.9877 | 1703.3882 | 2109.5117 | 4563.2762 | 2469.7229 | 2539.3831 | 3890.4751 | 5007.9295 | 5485.6857 | 5193.0643
NSW1 | Hydro | 2167.9559 | 2315.3821 | 2159.3913 | 2936.6301 | 2833.907 | 2784.3237 | 2926.6675 | 3786.1071 | 2966.6612 | 2724.714 | 2877.5568 | 2863.317 | 3381.3202 | 3672.1361 | 3600.6381 | 3365.001 | 4523.5659 | 3926.7054 | 3653.594 | 3398.3999 | 3153.9925 | 3810.1161 | 3640.5143 | 3796.7854 | 3853.6217 | 4649.8135 | 3726.7555 | 3428.1561 | 3086.4026
NSW1 | Wind | 9583.8016 | 11098.3017 | 14456.4797 | 19570.8472 | 21746.4025 | 24182.9622 | 26751.7142 | 24621.7921 | 27167.0223 | 29079.2092 | 30148.3153 | 37419.067 | 36189.6532 | 38190.73 | 40254.018 | 40352.1094 | 35218.1565 | 34494.3411 | 36662.3319 | 35982.7563 | 39984.1146 | 39297.2218 | 40329.909 | 42235.9516 | 44548.4246 | 42609.64 | 43454.0056 | 45046.1466 | 46616.1576
NSW1 | Solar PV | 5342.8112 | 6499.5898 | 6543.024 | 6299.1531 | 7344.8493 | 7939.4054 | 7980.873 | 7571.2926 | 15499.9756 | 16387.643 | 16689.7651 | 17946.2099 | 17975.5211 | 17214.5873 | 18497.5037 | 19003.7084 | 22761.6478 | 24219.5804 | 27364.5065 | 30476.5063 | 35217.0684 | 39862.4871 | 39049.5533 | 42005.2067 | 41856.3624 | 41802.5685 | 41871.1127 | 43243.9723 | 41865.7706
NSW1 | Grid Battery | 1.5861e-05 | 2.2823e-05 | 2.3013e-05 | 3.2618e-05 | 3.644e-05 | 3.9429e-05 | 5.3235e-05 | 5.8343e-05 | 0.00025749 | 0.00027123 | 0.00027527 | 0.00049744 | 0.00048599 | 0.00050884 | 0.0005849 | 0.00055953 | 0.00057869 | 0.00057089 | 1119.4653 | 1110.4389 | 2374.5542 | 2360.2878 | 2285.6561 | 3138.7963 | 3114.7511 | 3051.8618 | 3011.0319 | 3077.292 | 3021.4307
NSW1 | Pumped Hydro | 71.4554 | 126.9346 | 171.0828 | 934.1304 | 4526.5634 | 4435.8503 | 4895.451 | 5122.5882 | 8537.8632 | 9403.7766 | 9505.3905 | 10230.3506 | 9603.7209 | 9686.5673 | 10434.6445 | 9942.1955 | 10370.1293 | 10193.7381 | 10720.4444 | 10536.7211 | 12245.6264 | 12141.7732 | 11566.9184 | 12720.6439 | 12441.7058 | 12196.4684 | 11596.4218 | 12101.9638 | 11786.7112
NSW1 | VPP | 7.549 | 32.0214 | 92.3446 | 179.736 | 282.0396 | 399.0479 | 520.4194 | 637.5665 | 767.2595 | 886.0648 | 1004.331 | 1203.4405 | 1355.0926 | 1472.3777 | 1690.6601 | 1753.8649 | 1749.3077 | 1807.8908 | 1899.8285 | 1939.6125 | 2051.1919 | 2130.9489 | 2021.6371 | 2297.0563 | 2254.6295 | 2169.5808 | 2107.0874 | 2115.2379 | 1965.3241
Total excluding storage |  | 60807.3627 | 58314.2071 | 57715.5721 | 66143.7661 | 62473.106 | 61928.0282 | 64430.1915 | 64853.5008 | 65632.36 | 68480.6585 | 68676.938 | 67253.5037 | 68887.5596 | 69154.8643 | 68827.2514 | 70668.0185 | 72055.0829 | 71899.9067 | 77392.9073 | 79586.0232 | 84577.884 | 86525.3878 | 87625.7055 | 90507.6667 | 92797.792 | 92952.4972 | 94059.8034 | 97203.9608 | 96761.3952
Region | Technology | 2021-22 | 2022-23 | 2023-24 | 2024-25 | 2025-26 | 2026-27 | 2027-28 | 2028-29 | 2029-30 | 2030-31 | 2031-32 | 2032-33 | 2033-34 | 2034-35 | 2035-36 | 2036-37 | 2037-38 | 2038-39 | 2039-40 | 2040-41 | 2041-42 | 2042-43 | 2043-44 | 2044-45 | 2045-46 | 2046-47 | 2047-48 | 2048-49 | 2049-50
QLD1 | Black Coal | 34370.4185 | 31960.3297 | 33454.7452 | 26385.6793 | 25166.8695 | 24752.2984 | 22701.136 | 23822.2796 | 23134.0763 | 22398.8724 | 21336.6142 | 22018.8311 | 21301.3312 | 18910.6518 | 18521.6233 | 16870.8617 | 16815.8557 | 16755.416 | 15470.5445 | 16120.9332 | 14867.6927 | 12237.4485 | 8625.3091 | 7093.3121 | 6647.6023 | 6904.8816 | 5542.7384 | 4999.8675 | 5114.287
QLD1 | Brown Coal | 0 | 0 | 0 | 0 | 0 | 0 | 0 | 0 | 0 | 0 | 0 | 0 | 0 | 0 | 0 | 0 | 0 | 0 | 0 | 0 | 0 | 0 | 0 | 0 | 0 | 0 | 0 | 0 | 0
QLD1 | CCGT | 1104.025 | 1104.025 | 1232.2762 | 2250.6109 | 2758.1838 | 2399.5658 | 2635.7222 | 2644.7488 | 2319.2514 | 2624.6173 | 3225.7809 | 3628.0301 | 4241.4287 | 3531.883 | 3233.8559 | 2693.3872 | 2937.2311 | 2813.3555 | 2306.1123 | 2579.1121 | 2818.3174 | 3009.9067 | 2897.403 | 2812.1033 | 1359.8152 | 960.5235 | 963.1551 | 960.5235 | 960.5235
QLD1 | Gas - Steam | 37.1158 | 37.1158 | 73.7192 | 72.804 | 72.804 | 72.804 | 147.3433 | 141.323 | 131.7797 | 95.7683 | 98.6254 | 126.1336 | 195.4766 | 156.2055 | 139.4488 | 172.376 | 188.447 | 176.2817 | 153.7744 | 176.0568 | 231.7204 | 232.6308 | 220.6194 | 214.5801 | 186.7867 | 0 | 0 | 0 | 0
QLD1 | OCGT / Diesel | 1.315e-05 | 1.3716e-05 | 1.4687e-05 | 105.4333 | 52.4182 | 66.1967 | 120.8823 | 199.6901 | 99.3259 | 178.2812 | 314.1253 | 585.189 | 549.9422 | 384.7476 | 380.021 | 626.0668 | 968.8608 | 620.2671 | 1343.8705 | 1614.1471 | 1879.5274 | 2049.9485 | 2007.8246 | 2327.7372 | 2527.386 | 5002.3067 | 4426.9481 | 4397.7206 | 4022.8944
QLD1 | Hydro | 698.9061 | 697.6046 | 700.3371 | 696.9447 | 695.5664 | 694.6485 | 696.3454 | 692.2218 | 692.223 | 670.8499 | 694.0366 | 687.2268 | 687.4934 | 679.1816 | 662.1211 | 662.5024 | 232.4 | 237.9723 | 222.3649 | 213.2337 | 227.9427 | 0 | 0 | 0 | 0 | 0 | 0 | 0 | 0
QLD1 | Wind | 16416.323 | 17161.1668 | 16086.769 | 18381.961 | 21509.476 | 21109.4213 | 22769.9438 | 25408.7626 | 24898.1927 | 25537.5278 | 25192.5142 | 25440.5447 | 26561.0561 | 30950.0531 | 30709.9816 | 34112.8943 | 37141.0239 | 37002.4452 | 37198.0554 | 33749.989 | 34214.6459 | 34347.1668 | 39903.4841 | 40491.3142 | 44585.1282 | 47286.8044 | 47536.9245 | 49089.0222 | 49038.3763
QLD1 | Solar PV | 5555.097 | 7538.3553 | 7676.9179 | 7343.9362 | 7448.1644 | 7800.5711 | 7893.2117 | 6593.1274 | 7142.0084 | 7427.2536 | 7684.5998 | 8778.1207 | 9169.5361 | 9247.6766 | 9631.8774 | 9355.3836 | 11210.6923 | 11997.211 | 13120.0108 | 15219.8495 | 16608.8497 | 23179.5775 | 22563.2599 | 22103.3076 | 21312.0911 | 22561.5542 | 23626.9737 | 22795.5851 | 22626.98
QLD1 | Grid Battery | 1.1196e-05 | 22.0695 | 25.5545 | 29.6657 | 29.0887 | 29.6195 | 29.6658 | 28.2349 | 27.3347 | 28.0322 | 27.2289 | 631.2224 | 834.2167 | 851.1201 | 847.0299 | 859.9529 | 1284.2701 | 1289.4971 | 1288.3522 | 1279.3274 | 1302.7034 | 1504.8568 | 1500.3981 | 1501.3715 | 1452.2035 | 2859.0461 | 2993.6807 | 3793.5261 | 3666.064
QLD1 | Pumped Hydro | 215.115 | 304.4578 | 376.7542 | 394.3323 | 413.2943 | 500.1967 | 552.9952 | 513.493 | 483.2155 | 541.8278 | 518.7978 | 1186.7266 | 1615.8423 | 1600.8439 | 1680.3697 | 1660.5669 | 3069.0551 | 3196.7 | 3449.9411 | 3588.7975 | 3823.0681 | 7165.3492 | 6672.4856 | 6870.258 | 6280.9236 | 5364.8378 | 5546.2662 | 5247.4851 | 4951.2216
QLD1 | VPP | 10.4627 | 36.8298 | 81.5146 | 165.0473 | 247.771 | 344.515 | 438.7675 | 525.6573 | 632.2247 | 744.5869 | 840.4137 | 914.0376 | 1005.6561 | 1123.55 | 1258.7701 | 1307.7671 | 1216.8741 | 1316.4279 | 1359.209 | 1469.1327 | 1571.5205 | 1477.1384 | 1390.2338 | 1412.2933 | 1278.2775 | 1072.6797 | 1167.5846 | 839.7311 | 872.4792
Total excluding storage |  | 58181.8855 | 58498.5972 | 59224.7646 | 55237.3694 | 57703.4823 | 56895.5058 | 56964.5845 | 59502.1532 | 58416.8574 | 58933.1706 | 58546.2964 | 61264.0761 | 62706.2643 | 63860.3992 | 63278.9291 | 64493.4721 | 69494.5108 | 69602.9486 | 69814.7328 | 69673.3214 | 70848.6962 | 75056.6788 | 76217.9002 | 75042.3545 | 76618.8094 | 82716.0705 | 82096.7398 | 82242.7189 | 81763.0613
Region | Technology | 2021-22 | 2022-23 | 2023-24 | 2024-25 | 2025-26 | 2026-27 | 2027-28 | 2028-29 | 2029-30 | 2030-31 | 2031-32 | 2032-33 | 2033-34 | 2034-35 | 2035-36 | 2036-37 | 2037-38 | 2038-39 | 2039-40 | 2040-41 | 2041-42 | 2042-43 | 2043-44 | 2044-45 | 2045-46 | 2046-47 | 2047-48 | 2048-49 | 2049-50
VIC1 | Black Coal | 0 | 0 | 0 | 0 | 0 | 0 | 0 | 0 | 0 | 0 | 0 | 0 | 0 | 0 | 0 | 0 | 0 | 0 | 0 | 0 | 0 | 0 | 0 | 0 | 0 | 0 | 0 | 0 | 0
VIC1 | Brown Coal | 27306.2195 | 23311.9771 | 24987.729 | 13732.0276 | 13746.4092 | 11693.4427 | 0.00075408 | 0.00057296 | 0.00049431 | 0.00047838 | 0.00042533 | 0.00040633 | 0.00041979 | 0.00038468 | 0.00038273 | 0.00037309 | 0.00032647 | 0.00034816 | 0.00030183 | 0.0002971 | 0.00034251 | 0.00037501 | 0.00037181 | 0.00034277 | 0.00033349 | 0.00037356 | 0.00014682 | 0 | 0
VIC1 | CCGT | 8.6458e-06 | 8.5118e-06 | 8.9149e-06 | 1.4853e-05 | 1.5203e-05 | 1.513e-05 | 1.502e-05 | 1.6184e-05 | 1.597e-05 | 1.7142e-05 | 1.975e-05 | 2.5534e-05 | 2.5725e-05 | 2.5234e-05 | 2.4271e-05 | 2.4597e-05 | 3.0198e-05 | 3.0577e-05 | 3.571e-05 | 3.5456e-05 | 5.891e-05 | 6.175e-05 | 7.5561e-05 | 7.1071e-05 | 7.3005e-05 | 7.6992e-05 | 7.5808e-05 | 9.1231e-05 | 9.0455e-05
VIC1 | Gas - Steam | 11.0111 | 5.2793 | 9.781 | 53.6784 | 53.9525 | 52.6952 | 55.9046 | 88.8169 | 8.8125 | 28.8277 | 64.4347 | 244.3282 | 179.5424 | 369.4791 | 203.9278 | 223.2422 | 476.3329 | 486.5568 | 0 | 0 | 0 | 0 | 0 | 0 | 0 | 0 | 0 | 0 | 0
VIC1 | OCGT / Diesel | 11.3553 | 0.31009 | 9.6545 | 33.4814 | 24.081 | 54.7372 | 29.4682 | 52.8829 | 9.5687 | 20.2368 | 30.8631 | 206.178 | 98.8228 | 241.0761 | 233.2404 | 226.015 | 431.0342 | 308.3085 | 794.5256 | 1302.5018 | 1848.5353 | 1944.0382 | 3287.8255 | 2464.6272 | 2661.6655 | 4094.3208 | 4009.6236 | 5977.1422 | 7521.2166
VIC1 | Hydro | 2781.4732 | 2809.3914 | 2555.0647 | 3146.8094 | 3233.2393 | 3056.1284 | 3100.3067 | 3900.3546 | 3242.2027 | 2776.7766 | 2798.3064 | 2526.0184 | 3111.8835 | 3213.5824 | 3047.1551 | 3064.8549 | 3871.5634 | 3217.1938 | 2768.7122 | 2767.3973 | 2512.609 | 3091.8663 | 3199.3841 | 3026.088 | 3048.2808 | 3842.0569 | 3193.9219 | 2736.3097 | 2745.2833
VIC1 | Wind | 10735.6168 | 13634.0393 | 11507.6694 | 14228.5291 | 14909.0093 | 16215.1035 | 21708.9496 | 21946.711 | 22412.9536 | 21375.7489 | 22264.3149 | 19747.8321 | 21238.6181 | 24823.7448 | 26536.8804 | 27111.0726 | 32146.4357 | 33702.1896 | 31397.7344 | 31006.0506 | 28217.0626 | 29238.0001 | 30246.3831 | 30987.9581 | 31025.0973 | 30342.0242 | 31152.694 | 29467.7744 | 28556.7286
VIC1 | Solar PV | 2656.001 | 2636.7372 | 2729.4698 | 2624.9483 | 2493.1716 | 2628.1769 | 3062.8945 | 2859.8504 | 2945.8257 | 3037.188 | 4161.5301 | 7881.0538 | 7498.3804 | 7439.0381 | 7732.06 | 7914.4735 | 7198.904 | 7254.0898 | 7869.3285 | 7992.0874 | 9943.2431 | 9467.3721 | 9237.5769 | 9539.0671 | 9698.0302 | 11608.2544 | 11916.1728 | 11514.1475 | 13329.6694
VIC1 | Grid Battery | 49.4328 | 106.2378 | 121.0024 | 163.7788 | 153.1558 | 160.8975 | 159.6012 | 149.3532 | 134.1842 | 142.4176 | 138.8087 | 145.9486 | 112.3188 | 102.4809 | 115.3161 | 116.8939 | 109.1547 | 103.6922 | 116.7528 | 109.1054 | 39.1932 | 0.0009904 | 0.0010566 | 0.0011235 | 0.0010677 | 0.0010667 | 0.0011149 | 0.0011904 | 0.0012448
VIC1 | Pumped Hydro | 0 | 0 | 2.2792e-05 | 4.3282e-05 | 4.2396e-05 | 5.1092e-05 | 4.9142e-05 | 4.8919e-05 | 5.7031e-05 | 6.932e-05 | 8.7317e-05 | 483.336 | 461.2871 | 431.1273 | 692.6525 | 708.8494 | 1612.4662 | 1632.2156 | 1792.1659 | 1725.5376 | 3491.5347 | 3348.6934 | 3087.481 | 3592.553 | 3525.6975 | 3411.2327 | 3423.9749 | 3569.786 | 3485.221
VIC1 | VPP | 7.7417 | 19.3848 | 71.2226 | 188.1723 | 295.1024 | 423.4555 | 549.1968 | 662.6644 | 767.6578 | 875.2789 | 973.2457 | 1128.8704 | 1251.4888 | 1325.512 | 1608.1284 | 1685.2714 | 1632.1883 | 1667.456 | 1798.8635 | 1795.053 | 1865.1154 | 1906.9672 | 1677.5161 | 1982.2657 | 2018.5777 | 1891.4616 | 1869.3662 | 1946.0347 | 1871.7355
Total excluding storage |  | 43501.6769 | 42397.7344 | 41799.3684 | 33819.4742 | 34459.863 | 33700.2839 | 27957.5243 | 28848.6164 | 28619.3638 | 27238.7785 | 29319.4498 | 30605.411 | 32127.2477 | 36086.9209 | 37753.2641 | 38539.6586 | 44124.2706 | 44968.3389 | 42830.301 | 43068.0375 | 42521.4504 | 43741.2771 | 45971.17 | 46017.7408 | 46433.0742 | 49886.6568 | 50272.4125 | 49695.3738 | 52152.898
Region | Technology | 2021-22 | 2022-23 | 2023-24 | 2024-25 | 2025-26 | 2026-27 | 2027-28 | 2028-29 | 2029-30 | 2030-31 | 2031-32 | 2032-33 | 2033-34 | 2034-35 | 2035-36 | 2036-37 | 2037-38 | 2038-39 | 2039-40 | 2040-41 | 2041-42 | 2042-43 | 2043-44 | 2044-45 | 2045-46 | 2046-47 | 2047-48 | 2048-49 | 2049-50
SA1 | Black Coal | 0 | 0 | 0 | 0 | 0 | 0 | 0 | 0 | 0 | 0 | 0 | 0 | 0 | 0 | 0 | 0 | 0 | 0 | 0 | 0 | 0 | 0 | 0 | 0 | 0 | 0 | 0 | 0 | 0
SA1 | Brown Coal | 0 | 0 | 0 | 0 | 0 | 0 | 0 | 0 | 0 | 0 | 0 | 0 | 0 | 0 | 0 | 0 | 0 | 0 | 0 | 0 | 0 | 0 | 0 | 0 | 0 | 0 | 0 | 0 | 0
SA1 | CCGT | 1114.8326 | 1114.8326 | 508.3496 | 745.4071 | 966.9547 | 711.837 | 450.7334 | 449.5019 | 449.5019 | 449.5019 | 636.8582 | 972.484 | 1124.8054 | 1219.2964 | 687.156 | 865.4908 | 3.3089e-05 | 3.3388e-05 | 3.347e-05 | 3.3033e-05 | 4.2475e-05 | 4.3966e-05 | 4.4727e-05 | 4.2298e-05 | 4.3437e-05 | 4.4556e-05 | 4.3758e-05 | 4.3773e-05 | 4.296e-05
SA1 | Gas - Steam | 663.4874 | 678.4934 | 644.811 | 114.2868 | 144.6475 | 147.0956 | 86.4521 | 103.6058 | 81.5731 | 81.5731 | 83.6008 | 338.8665 | 336.3798 | 646.1036 | 0 | 0 | 0 | 0 | 0 | 0 | 0 | 0 | 0 | 0 | 0 | 0 | 0 | 0 | 0
SA1 | OCGT / Diesel | 50.4512 | 24.8481 | 86.6656 | 92.0956 | 171.0512 | 119.098 | 59.2413 | 69.7159 | 5.0413 | 46.0857 | 92.0664 | 275.5677 | 256.8156 | 382.8564 | 222.7732 | 230.6878 | 599.9323 | 638.3214 | 748.7942 | 842.9128 | 1084.6135 | 1270.0548 | 1847.6324 | 785.4978 | 855.7259 | 879.5969 | 797.8781 | 1070.9815 | 987.1662
SA1 | Hydro | 0 | 0 | 0 | 0 | 0 | 0 | 0 | 0 | 0 | 0 | 0 | 0 | 0 | 0 | 0 | 0 | 0 | 0 | 0 | 0 | 0 | 0 | 0 | 0 | 0 | 0 | 0 | 0 | 0
SA1 | Wind | 6763.7473 | 7539.245 | 6828.6717 | 9656.3058 | 9374.1252 | 10357.2422 | 10321.2238 | 11695.218 | 11479.5765 | 11112.5433 | 11779.1413 | 12218.1812 | 12053.0052 | 11216.4196 | 12631.929 | 12405.5526 | 11960.2926 | 12501.3889 | 11583.0323 | 12115.5155 | 11970.302 | 12217.6094 | 12276.5839 | 13870.0248 | 13459.6893 | 16018.4298 | 16403.0646 | 15714.6117 | 16372.3028
SA1 | Solar PV | 947.1378 | 1101.2214 | 1097.9184 | 1067.4119 | 1041.4939 | 1066.2796 | 1099.2724 | 1045.2086 | 1089.258 | 1098.9353 | 1269.5961 | 1269.4544 | 1210.4272 | 1196.4726 | 1220.7526 | 1257.9728 | 1965.9611 | 1956.5103 | 2688.0796 | 2785.4872 | 2719.3346 | 2643.9422 | 2952.5946 | 2689.4653 | 2764.3988 | 2411.5696 | 2410.6221 | 2311.5202 | 2342.5886
SA1 | Grid Battery | 87.6978 | 86.6397 | 100.6732 | 99.0069 | 93.712 | 93.9175 | 93.6749 | 89.4631 | 83.48 | 84.4348 | 79.274 | 184.5702 | 181.4844 | 159.8867 | 535.6672 | 533.4518 | 628.6934 | 616.0841 | 723.5634 | 708.6746 | 794.8373 | 780.4754 | 719.9185 | 773.5217 | 777.1772 | 715.4049 | 697.8538 | 715.4752 | 684.8928
SA1 | Pumped Hydro | 0 | 0 | 1.8934e-05 | 1.9354e-05 | 1.8973e-05 | 2.2471e-05 | 2.2193e-05 | 2.2554e-05 | 2.3133e-05 | 2.5272e-05 | 2.6497e-05 | 5.2134e-05 | 5.0974e-05 | 5.0444e-05 | 6.2377e-05 | 6.1701e-05 | 8.1141e-05 | 8.1366e-05 | 8.4921e-05 | 8.5411e-05 | 0.00011143 | 0.00010688 | 0.00010651 | 0.00014994 | 0.00014789 | 0.0001448 | 0.00014765 | 0.00015014 | 0.00015204
SA1 | VPP | 13.9031 | 26.8231 | 53.2749 | 79.6059 | 103.3311 | 130.9511 | 164.5479 | 195.2524 | 225.5123 | 258.7461 | 284.0249 | 310.9869 | 340.3457 | 358.3976 | 388.2621 | 401.1007 | 402.3549 | 404.9294 | 436.2367 | 432.7206 | 452.5982 | 446.2758 | 402.0154 | 457.3149 | 464.6563 | 391.9162 | 388.3901 | 407.5631 | 372.0438
Total excluding storage |  | 9539.6563 | 10458.6405 | 9166.4164 | 11675.5072 | 11698.2726 | 12401.5523 | 12016.923 | 13363.2502 | 13104.9508 | 12788.6394 | 13861.2627 | 15074.5538 | 14981.4332 | 14661.1487 | 14762.6108 | 14759.7041 | 14526.1861 | 15096.2207 | 15019.9061 | 15743.9156 | 15774.2501 | 16131.6065 | 17076.8109 | 17344.9879 | 17079.8141 | 19309.5963 | 19611.5648 | 19097.1134 | 19702.0576
Region | Technology | 2021-22 | 2022-23 | 2023-24 | 2024-25 | 2025-26 | 2026-27 | 2027-28 | 2028-29 | 2029-30 | 2030-31 | 2031-32 | 2032-33 | 2033-34 | 2034-35 | 2035-36 | 2036-37 | 2037-38 | 2038-39 | 2039-40 | 2040-41 | 2041-42 | 2042-43 | 2043-44 | 2044-45 | 2045-46 | 2046-47 | 2047-48 | 2048-49 | 2049-50
TAS1 | Black Coal | 0 | 0 | 0 | 0 | 0 | 0 | 0 | 0 | 0 | 0 | 0 | 0 | 0 | 0 | 0 | 0 | 0 | 0 | 0 | 0 | 0 | 0 | 0 | 0 | 0 | 0 | 0 | 0 | 0
TAS1 | Brown Coal | 0 | 0 | 0 | 0 | 0 | 0 | 0 | 0 | 0 | 0 | 0 | 0 | 0 | 0 | 0 | 0 | 0 | 0 | 0 | 0 | 0 | 0 | 0 | 0 | 0 | 0 | 0 | 0 | 0
TAS1 | CCGT | 6.9423e-06 | 6.8031e-06 | 7.1066e-06 | 7.2024e-06 | 7.2243e-06 | 7.4687e-06 | 8.7847e-06 | 9.5073e-06 | 9.4939e-06 | 1.0232e-05 | 1.0633e-05 | 1.3001e-05 | 1.3011e-05 | 1.2942e-05 | 1.2693e-05 | 1.2844e-05 | 1.4303e-05 | 1.4304e-05 | 1.7092e-05 | 1.6937e-05 | 1.9369e-05 | 1.9644e-05 | 1.97e-05 | 1.8813e-05 | 1.9143e-05 | 2.0328e-05 | 1.9938e-05 | 2.4491e-05 | 2.4246e-05
TAS1 | Gas - Steam | 0 | 0 | 0 | 0 | 0 | 0 | 0 | 0 | 0 | 0 | 0 | 0 | 0 | 0 | 0 | 0 | 0 | 0 | 0 | 0 | 0 | 0 | 0 | 0 | 0 | 0 | 0 | 0 | 0
TAS1 | OCGT / Diesel | 5.1939e-06 | 4.9056e-06 | 5.2382e-06 | 5.3892e-06 | 5.5164e-06 | 5.8433e-06 | 6.6437e-06 | 7.2572e-06 | 7.915e-06 | 0.65241 | 3.996 | 2.7688 | 1.0894e-05 | 1.1017 | 5.2945 | 2.69 | 4.0586 | 1.2241e-05 | 20.2783 | 7.0165 | 2.4028 | 1.6321e-05 | 3.0875 | 4.8379 | 1.6829 | 1.9305 | 1.6757 | 17.6093 | 6.9307
TAS1 | Hydro | 7855.975 | 8466.2312 | 7668.9026 | 8641.4526 | 8822.51 | 8194.8561 | 10197.8019 | 10385.9597 | 9246.9827 | 8990.0192 | 9089.0115 | 8894.5069 | 9616.9402 | 9281.8467 | 8686.0534 | 8775.896 | 9178.1855 | 8896.6827 | 8226.1915 | 7931.3783 | 7937.0456 | 8697.8901 | 8807.0228 | 8058.3085 | 8903.8189 | 9422.4978 | 8913.2298 | 8027.1379 | 8186.5061
TAS1 | Wind | 2989.2184 | 3320.2795 | 4282.4405 | 4256.9623 | 4462.7907 | 4508.8184 | 6520.748 | 6187.0639 | 8928.1217 | 9189.2481 | 9792.1374 | 9954.7117 | 9773.0246 | 10163.791 | 10324.1543 | 10599.6603 | 10411.5347 | 10796.2987 | 10423.8028 | 10896.4261 | 10687.0412 | 10604.472 | 11019.9015 | 11014.5232 | 11335.1928 | 12613.2674 | 12503.5877 | 12216.1004 | 12620.4515
TAS1 | Solar PV | 1.2803e-06 | 2.3054e-06 | 2.7513e-06 | 4.5337e-06 | 3.9368e-06 | 4.282e-06 | 4.0426e-06 | 4.0848e-06 | 8.0396e-06 | 1.0958e-05 | 1.0916e-05 | 1.0819e-05 | 1.1028e-05 | 9.697e-06 | 1.0302e-05 | 1.011e-05 | 9.8824e-06 | 1.0482e-05 | 1.3639e-05 | 1.5618e-05 | 2.1287e-05 | 2.5687e-05 | 2.2249e-05 | 2.3101e-05 | 2.2543e-05 | 2.3573e-05 | 2.3797e-05 | 2.843e-05 | 2.7731e-05
TAS1 | Grid Battery | 1.0578e-05 | 1.5574e-05 | 1.5399e-05 | 1.8655e-05 | 2.4882e-05 | 2.5373e-05 | 3.1632e-05 | 3.6573e-05 | 4.8376e-05 | 5.2207e-05 | 5.697e-05 | 7.0828e-05 | 7.1891e-05 | 7.6669e-05 | 8.1838e-05 | 7.908e-05 | 8.8942e-05 | 8.6747e-05 | 0.00012157 | 0.00013154 | 0.00014544 | 0.00012881 | 0.00014421 | 0.00015568 | 0.00015162 | 0.00016286 | 0.00016304 | 0.00018511 | 0.00022416
TAS1 | Pumped Hydro | 0 | 0 | 4.4765e-05 | 4.5194e-05 | 4.8915e-05 | 5.3353e-05 | 6.9542e-05 | 7.5541e-05 | 4.7419 | 321.2508 | 404.812 | 1606.1553 | 1572.0723 | 1564.7579 | 1613.0394 | 1567.3415 | 1671.1404 | 1699.4371 | 1870.7851 | 1804.3473 | 1844.6441 | 1775.4 | 1693.4246 | 1848.2396 | 1779.7502 | 1684.2425 | 1666.0222 | 1713.5141 | 1664.054
TAS1 | VPP | 0.34427 | 1.8531 | 3.7631 | 4.6558 | 8 | 11.5465 | 25.238 | 32.6635 | 47.7377 | 58.4047 | 65.2687 | 70.2211 | 75.4966 | 74.6987 | 90.5966 | 100.6283 | 89.1946 | 94.2124 | 107.4522 | 112.6014 | 112.6405 | 106.6 | 98.3049 | 116.6762 | 120.5114 | 102.8852 | 101.9262 | 107.1944 | 103.2649
Total excluding storage |  | 10845.1935 | 11786.5107 | 11951.3431 | 12898.415 | 13285.3008 | 12703.6746 | 16718.5499 | 16573.0236 | 18175.1045 | 18179.9197 | 18885.1449 | 18851.9875 | 19389.9648 | 19446.7394 | 19015.5022 | 19378.2464 | 19593.7788 | 19692.9814 | 18670.2727 | 18834.821 | 18626.4897 | 19302.3621 | 19830.0118 | 19077.6696 | 20240.6946 | 22037.6958 | 21418.4933 | 20260.8476 | 20813.8884
Explicitly modelled pumping
Region | Technology | 2021-22 | 2022-23 | 2023-24 | 2024-25 | 2025-26 | 2026-27 | 2027-28 | 2028-29 | 2029-30 | 2030-31 | 2031-32 | 2032-33 | 2033-34 | 2034-35 | 2035-36 | 2036-37 | 2037-38 | 2038-39 | 2039-40 | 2040-41 | 2041-42 | 2042-43 | 2043-44 | 2044-45 | 2045-46 | 2046-47 | 2047-48 | 2048-49 | 2049-50
NEM | Grid Battery pump | 168.5325 | 266.1619 | 304.3284 | 361.711 | 340.4065 | 350.7746 | 350.2052 | 328.799 | 302.7632 | 314.3776 | 303.5421 | 1146.0158 | 1338.8448 | 1320.6948 | 1774.3826 | 1788.1415 | 2394.2356 | 2373.0682 | 3830.5829 | 3791.0428 | 5341.6345 | 5507.6948 | 5335.148 | 6428.4067 | 6359.4196 | 7848.5886 | 7947.4751 | 8974.0632 | 8726.5843
NEM | Pumped Hydro Pump | 648.5469 | 1120.4086 | 1385.3312 | 3127.5131 | 6745.1283 | 7316.3529 | 8434.278 | 8366.4638 | 12860.3712 | 13970.3164 | 15128.1336 | 18704.8551 | 18904.7277 | 18627.8779 | 20430.4511 | 19758.0434 | 23358.1486 | 23576.8341 | 25072.7629 | 25128.1843 | 29182.9287 | 33441.376 | 30833.1099 | 34177.2722 | 33317.0529 | 31022.4408 | 30287.9395 | 30803.3719 | 29373.623
NEM | VPP pump | 48.0104 | 140.6827 | 362.2581 | 741.9519 | 1123.5692 | 1570.7294 | 2042.0144 | 2461.2458 | 2929.8616 | 3387.5572 | 3811.0723 | 4347.3803 | 4831.6629 | 5231.0746 | 6041.7507 | 6298.1168 | 6119.7237 | 6353.6764 | 6709.3093 | 6919.1093 | 7246.4215 | 7296.0212 | 6700.4867 | 7516.3095 | 7383.02 | 6742.4647 | 6776.1401 | 6486.2265 | 6218.2015
Region | Technology | 2021-22 | 2022-23 | 2023-24 | 2024-25 | 2025-26 | 2026-27 | 2027-28 | 2028-29 | 2029-30 | 2030-31 | 2031-32 | 2032-33 | 2033-34 | 2034-35 | 2035-36 | 2036-37 | 2037-38 | 2038-39 | 2039-40 | 2040-41 | 2041-42 | 2042-43 | 2043-44 | 2044-45 | 2045-46 | 2046-47 | 2047-48 | 2048-49 | 2049-50
NSW1 | Grid Battery pump | 1.883e-05 | 2.7089e-05 | 2.7288e-05 | 3.8717e-05 | 4.3228e-05 | 4.6771e-05 | 6.3238e-05 | 6.9183e-05 | 0.00030905 | 0.0003254 | 0.00033092 | 0.00059145 | 0.00057769 | 0.0006058 | 0.00069414 | 0.00066497 | 0.00068898 | 0.00067841 | 1317.018 | 1310.0308 | 2826.2691 | 2811.8358 | 2722.282 | 3750.3723 | 3731.0033 | 3634.7491 | 3607.3635 | 3665.3596 | 3608.739
NSW1 | Pumped Hydro Pump | 340.7845 | 681.7866 | 844.9367 | 2558.8914 | 6149.8857 | 6600.6541 | 7639.5305 | 7628.4877 | 12159.9178 | 12790.1188 | 13869.9138 | 14506.163 | 14279.5291 | 14047.5967 | 15382.2942 | 14751.2586 | 15351.3705 | 15359.9697 | 16131.3716 | 16112.1302 | 17676.9538 | 17980.8425 | 16500.0469 | 18744.1702 | 18723.4244 | 17942.4485 | 16939.1091 | 17621.6882 | 16764.0888
NSW1 | VPP pump | 9.0607 | 38.6142 | 110.6545 | 216.0567 | 338.1841 | 478.952 | 626.2179 | 763.6404 | 920.8937 | 1063.4885 | 1208.8428 | 1441.0076 | 1626.433 | 1771.8136 | 2024.5833 | 2105.0547 | 2105.5763 | 2170.139 | 2274.014 | 2334.7542 | 2455.1594 | 2557.8058 | 2426.2843 | 2757.0134 | 2714.2287 | 2595.875 | 2537.343 | 2530.4506 | 2358.8559
Region | Technology | 2021-22 | 2022-23 | 2023-24 | 2024-25 | 2025-26 | 2026-27 | 2027-28 | 2028-29 | 2029-30 | 2030-31 | 2031-32 | 2032-33 | 2033-34 | 2034-35 | 2035-36 | 2036-37 | 2037-38 | 2038-39 | 2039-40 | 2040-41 | 2041-42 | 2042-43 | 2043-44 | 2044-45 | 2045-46 | 2046-47 | 2047-48 | 2048-49 | 2049-50
QLD1 | Grid Battery pump | 1.3177e-05 | 27.1476 | 31.5488 | 36.6692 | 35.9659 | 36.4685 | 36.6245 | 34.8579 | 33.7466 | 34.6076 | 33.7147 | 744.099 | 982.9169 | 1002.7981 | 998.4568 | 1012.8379 | 1516.4784 | 1514.3797 | 1517.1953 | 1506.3524 | 1531.3307 | 1772.9498 | 1764.5762 | 1764.6561 | 1708.2057 | 3371.9822 | 3513.5786 | 4466.6626 | 4309.325
QLD1 | Pumped Hydro Pump | 307.7624 | 438.6221 | 540.3944 | 568.6215 | 595.2424 | 715.6986 | 794.7473 | 737.9759 | 694.4621 | 778.6979 | 748.7683 | 1579.3139 | 2092.962 | 2078.6939 | 2174.2607 | 2149.6507 | 3914.1646 | 4038.9242 | 4376.0776 | 4570.2735 | 4858.0787 | 9037.5837 | 8380.9575 | 8631.68 | 7917.7976 | 6760.0045 | 6936.9775 | 6626.9151 | 6172.9406
QLD1 | VPP pump | 12.5577 | 44.2045 | 97.8369 | 198.3105 | 297.849 | 412.8205 | 526.6253 | 630.9137 | 758.8198 | 893.6812 | 1011.3512 | 1094.4072 | 1207.0264 | 1348.5494 | 1512.2903 | 1568.1418 | 1465.1568 | 1575.4077 | 1631.3738 | 1766.7486 | 1882.7576 | 1777.2658 | 1668.7037 | 1691.2218 | 1533.6611 | 1292.7159 | 1396.1337 | 1012.7244 | 1042.335
Region | Technology | 2021-22 | 2022-23 | 2023-24 | 2024-25 | 2025-26 | 2026-27 | 2027-28 | 2028-29 | 2029-30 | 2030-31 | 2031-32 | 2032-33 | 2033-34 | 2034-35 | 2035-36 | 2036-37 | 2037-38 | 2038-39 | 2039-40 | 2040-41 | 2041-42 | 2042-43 | 2043-44 | 2044-45 | 2045-46 | 2046-47 | 2047-48 | 2048-49 | 2049-50
VIC1 | Grid Battery pump | 60.5685 | 131.7468 | 148.7967 | 202.5442 | 189.0136 | 198.3585 | 197.6276 | 183.7977 | 165.6595 | 175.8243 | 171.9578 | 179.8236 | 138.436 | 126.5195 | 142.3655 | 144.3134 | 134.7589 | 128.5052 | 143.649 | 135.1635 | 47.9211 | 0.0011672 | 0.0012411 | 0.0013217 | 0.0012583 | 0.0012529 | 0.0013137 | 0.0013983 | 0.0014645
VIC1 | Pumped Hydro Pump | 0 | 0 | 2.8538e-05 | 5.4189e-05 | 5.2936e-05 | 6.3791e-05 | 6.168e-05 | 6.0896e-05 | 7.1525e-05 | 8.6476e-05 | 0.00010955 | 604.17 | 577.908 | 537.9282 | 865.4973 | 886.3119 | 2015.3325 | 2050.9824 | 2229.4941 | 2167.635 | 4353.705 | 4198.817 | 3846.4006 | 4496.0264 | 4424.8506 | 4240.9766 | 4303.0327 | 4439.168 | 4356.526
VIC1 | VPP pump | 9.2919 | 23.3515 | 85.399 | 226.2274 | 354.1373 | 507.9269 | 660.811 | 793.7105 | 921.3718 | 1050.5427 | 1171.4868 | 1353.2867 | 1500.3493 | 1590.9295 | 1930.1361 | 2022.7262 | 1959.0138 | 2007.4301 | 2152.9768 | 2161.0481 | 2232.0237 | 2295.8751 | 2006.3564 | 2379.1899 | 2430.6014 | 2262.3751 | 2251.7383 | 2327.6492 | 2246.5272
Region | Technology | 2021-22 | 2022-23 | 2023-24 | 2024-25 | 2025-26 | 2026-27 | 2027-28 | 2028-29 | 2029-30 | 2030-31 | 2031-32 | 2032-33 | 2033-34 | 2034-35 | 2035-36 | 2036-37 | 2037-38 | 2038-39 | 2039-40 | 2040-41 | 2041-42 | 2042-43 | 2043-44 | 2044-45 | 2045-46 | 2046-47 | 2047-48 | 2048-49 | 2049-50
SA1 | Grid Battery pump | 107.9639 | 107.2675 | 123.983 | 122.4976 | 115.4269 | 115.9475 | 115.953 | 110.1434 | 103.3568 | 103.9454 | 97.8691 | 222.0926 | 217.4912 | 191.3765 | 633.5595 | 630.9894 | 742.9976 | 730.1824 | 852.7206 | 839.4959 | 936.1134 | 922.9079 | 848.2884 | 913.3768 | 920.2092 | 841.8558 | 826.5315 | 842.0394 | 808.5186
SA1 | Pumped Hydro Pump | 0 | 0 | 2.368e-05 | 2.4238e-05 | 2.3689e-05 | 2.806e-05 | 2.7843e-05 | 2.8091e-05 | 2.9004e-05 | 3.1545e-05 | 3.3137e-05 | 6.5235e-05 | 6.3705e-05 | 6.2952e-05 | 7.7963e-05 | 7.7148e-05 | 0.00010142 | 0.00010208 | 0.00010576 | 0.00010717 | 0.00013888 | 0.0001339 | 0.00013298 | 0.00018763 | 0.00018522 | 0.00018029 | 0.00018528 | 0.00018695 | 0.00019025
SA1 | VPP pump | 16.687 | 32.2755 | 63.8611 | 95.7325 | 123.8353 | 157.1724 | 197.9649 | 233.8809 | 271.3927 | 309.8324 | 340.8973 | 374.3029 | 407.451 | 430.1623 | 466.0068 | 481.4161 | 482.9215 | 487.5221 | 522.077 | 520.9762 | 541.6168 | 536.8861 | 481.265 | 549.0787 | 559.3651 | 468.5334 | 468.0566 | 487.2763 | 446.541
Region | Technology | 2021-22 | 2022-23 | 2023-24 | 2024-25 | 2025-26 | 2026-27 | 2027-28 | 2028-29 | 2029-30 | 2030-31 | 2031-32 | 2032-33 | 2033-34 | 2034-35 | 2035-36 | 2036-37 | 2037-38 | 2038-39 | 2039-40 | 2040-41 | 2041-42 | 2042-43 | 2043-44 | 2044-45 | 2045-46 | 2046-47 | 2047-48 | 2048-49 | 2049-50
TAS1 | Grid Battery pump | 1.2447e-05 | 1.8331e-05 | 1.8117e-05 | 2.196e-05 | 2.9268e-05 | 2.9841e-05 | 3.7243e-05 | 4.3e-05 | 5.6947e-05 | 6.1399e-05 | 6.708e-05 | 8.3367e-05 | 8.4546e-05 | 9.0204e-05 | 9.6217e-05 | 9.3056e-05 | 0.00010464 | 0.00010212 | 0.00014294 | 0.00015491 | 0.00017099 | 0.00015163 | 0.00016971 | 0.00018299 | 0.0001786 | 0.00019137 | 0.00019206 | 0.00021752 | 0.00026379
TAS1 | Pumped Hydro Pump | 0 | 0 | 5.6145e-05 | 5.6616e-05 | 6.1038e-05 | 6.6572e-05 | 8.7328e-05 | 9.3945e-05 | 5.9911 | 401.4996 | 509.4513 | 2015.2082 | 1954.3286 | 1963.659 | 2008.3988 | 1970.8221 | 2077.2809 | 2126.9577 | 2335.8194 | 2278.1454 | 2294.1911 | 2224.1327 | 2105.7047 | 2305.3954 | 2250.9801 | 2079.0109 | 2108.82 | 2115.6004 | 2080.0675
TAS1 | VPP pump | 0.4132 | 2.237 | 4.5065 | 5.6248 | 9.5635 | 13.8576 | 30.3953 | 39.1003 | 57.3837 | 70.0124 | 78.4942 | 84.3759 | 90.4034 | 89.6197 | 108.7342 | 120.7779 | 107.0553 | 113.1774 | 128.8676 | 135.5821 | 134.8639 | 128.1884 | 117.8773 | 139.8058 | 145.1637 | 122.9654 | 122.8685 | 128.126 | 123.9425
Non-controllable capacity
Region | Technology | 2021-22 | 2022-23 | 2023-24 | 2024-25 | 2025-26 | 2026-27 | 2027-28 | 2028-29 | 2029-30 | 2030-31 | 2031-32 | 2032-33 | 2033-34 | 2034-35 | 2035-36 | 2036-37 | 2037-38 | 2038-39 | 2039-40 | 2040-41 | 2041-42 | 2042-43 | 2043-44 | 2044-45 | 2045-46 | 2046-47 | 2047-48 | 2048-49 | 2049-50
NEM | Distributed PV | 19609.8205 | 22593.0258 | 25795.4405 | 28515.648 | 30896.2689 | 36193.4827 | 39710.1446 | 38725.9847 | 43631.9906 | 48413.2512 | 52307.9381 | 56014.1823 | 58003.92 | 58926.4174 | 65866.1013 | 68092.0823 | 63807.3891 | 69181.1567 | 74209.0766 | 78074.279 | 80449.2601 | 80681.864 | 80496.3497 | 88733.6672 | 91059.096 | 84167.1603 | 90920.6539 | 97349.545 | 101355.0465
NEM | Behind the meter battery | 287.7369 | 515.4079 | 884.8341 | 1254.785 | 1593.4651 | 1866.0164 | 2141.7602 | 2361.8163 | 2552.4657 | 2810.5931 | 3083.7038 | 3382.2698 | 3716.9768 | 3982.8771 | 4236.6884 | 4189.6005 | 4164.955 | 4139.2711 | 4136.7707 | 4095.7536 | 4080.5612 | 4061.1181 | 4052.4214 | 4004.5176 | 3963.4952 | 3836.8522 | 3731.3041 | 3603.5117 | 3483.2237
NEM | Behind the meter battery pump | 244.3986 | 437.8351 | 751.5169 | 1066.2118 | 1353.536 | 1585.0054 | 1820.0295 | 2006.0316 | 2167.8279 | 2387.2175 | 2618.8193 | 2873.0493 | 3158.6308 | 3383.091 | 3598.8654 | 3557.9991 | 3537.7465 | 3515.3025 | 3513.335 | 3480.0644 | 3466.5363 | 3449.3864 | 3443.1291 | 3400.9047 | 3367.1337 | 3259.9544 | 3169.3736 | 3061.4143 | 2957.9155
Region | Technology | 2021-22 | 2022-23 | 2023-24 | 2024-25 | 2025-26 | 2026-27 | 2027-28 | 2028-29 | 2029-30 | 2030-31 | 2031-32 | 2032-33 | 2033-34 | 2034-35 | 2035-36 | 2036-37 | 2037-38 | 2038-39 | 2039-40 | 2040-41 | 2041-42 | 2042-43 | 2043-44 | 2044-45 | 2045-46 | 2046-47 | 2047-48 | 2048-49 | 2049-50
NSW1 | Distributed PV | 5840.3921 | 6848.5858 | 7568.6907 | 8523.6304 | 9260.6379 | 11220.5155 | 12200.0436 | 11840.5683 | 13148.0317 | 14967.8992 | 16704.4439 | 17428.9447 | 18411.5688 | 18706.4371 | 21549.8095 | 22022.3289 | 20511.7897 | 21846.138 | 23896.4876 | 25827.633 | 25866.634 | 26322.659 | 26189.1159 | 29655.9651 | 30038.8173 | 27505.5049 | 29065.9666 | 31621.8012 | 33685.242
NSW1 | Behind the meter battery | 100.5828 | 193.1589 | 291.1065 | 396.2139 | 501.9024 | 585.4025 | 672.7716 | 746.5753 | 809.2462 | 898.896 | 990.6531 | 1097.5089 | 1203.9572 | 1289.4711 | 1377.5795 | 1364.1938 | 1359.364 | 1353.4315 | 1358.2135 | 1347.5028 | 1347.9978 | 1344.7629 | 1341.927 | 1330.3631 | 1318.1665 | 1275.3935 | 1239.7392 | 1196.3678 | 1156.4912
NSW1 | Behind the meter battery pump | 85.4102 | 164.0693 | 247.2941 | 336.7731 | 426.5198 | 497.1838 | 571.8275 | 634.164 | 687.2431 | 763.5179 | 841.0694 | 932.0855 | 1022.9158 | 1095.5481 | 1169.7831 | 1158.6309 | 1154.2352 | 1150.0294 | 1153.2683 | 1144.4845 | 1145.249 | 1142.992 | 1140.5826 | 1129.4076 | 1119.8228 | 1083.9476 | 1053.3342 | 1016.4885 | 981.966
Region | Technology | 2021-22 | 2022-23 | 2023-24 | 2024-25 | 2025-26 | 2026-27 | 2027-28 | 2028-29 | 2029-30 | 2030-31 | 2031-32 | 2032-33 | 2033-34 | 2034-35 | 2035-36 | 2036-37 | 2037-38 | 2038-39 | 2039-40 | 2040-41 | 2041-42 | 2042-43 | 2043-44 | 2044-45 | 2045-46 | 2046-47 | 2047-48 | 2048-49 | 2049-50
QLD1 | Distributed PV | 5969.3902 | 6978.0984 | 7706.5945 | 8304.5519 | 9311.818 | 10739.5616 | 11742.373 | 10679.3756 | 12453.0504 | 13739.2205 | 15349.0657 | 16175.8153 | 16542.176 | 17496.4202 | 19379.2666 | 20059.1319 | 17627.6397 | 19804.641 | 21119.9603 | 22953.5995 | 23292.4845 | 23042.7006 | 23920.2706 | 26062.1174 | 26829.5403 | 23237.5707 | 26038.7774 | 27730.2825 | 29886.5732
QLD1 | Behind the meter battery | 56.2429 | 136.3704 | 221.914 | 314.5999 | 403.0595 | 466.6342 | 534.0653 | 596.5405 | 649.7529 | 718.3775 | 792.8814 | 877.5577 | 964.1894 | 1032.5602 | 1100.2361 | 1082.6175 | 1073.4901 | 1066.2727 | 1063.9109 | 1054.6444 | 1049.1513 | 1044.3508 | 1042.7963 | 1030.9949 | 1021.2672 | 990.0169 | 962.7603 | 929.6148 | 900.3601
QLD1 | Behind the meter battery pump | 47.7931 | 115.9103 | 188.4278 | 267.3671 | 342.2496 | 396.5032 | 453.7714 | 506.849 | 552.0817 | 610.4366 | 673.1948 | 745.045 | 819.4478 | 877.2391 | 934.6407 | 919.1283 | 912.2797 | 905.3095 | 903.5933 | 896.4187 | 891.5481 | 886.7666 | 886.3467 | 875.6415 | 867.7391 | 841.4509 | 817.5781 | 790.0297 | 765.082
Region | Technology | 2021-22 | 2022-23 | 2023-24 | 2024-25 | 2025-26 | 2026-27 | 2027-28 | 2028-29 | 2029-30 | 2030-31 | 2031-32 | 2032-33 | 2033-34 | 2034-35 | 2035-36 | 2036-37 | 2037-38 | 2038-39 | 2039-40 | 2040-41 | 2041-42 | 2042-43 | 2043-44 | 2044-45 | 2045-46 | 2046-47 | 2047-48 | 2048-49 | 2049-50
VIC1 | Distributed PV | 4714.66 | 5401.1119 | 6729.5042 | 7622.3593 | 8154.7271 | 9640.4109 | 10744.2174 | 11140.3779 | 12492.4051 | 13821.8775 | 14113.1505 | 15787.1113 | 16301.0662 | 16086.168 | 17792.7523 | 18477.3728 | 18243.1548 | 19618.15 | 20981.1462 | 20868.6867 | 22468.5097 | 22545.6732 | 21856.4398 | 23900.0028 | 24625.8936 | 24087.1674 | 25874.8846 | 27659.7182 | 27267.1666
VIC1 | Behind the meter battery | 63.7064 | 83.5354 | 232.4378 | 366.0526 | 485.6729 | 593.1814 | 693.2882 | 758.0454 | 813.3978 | 889.1338 | 969.7889 | 1045.6273 | 1156.3355 | 1246.6667 | 1327.5946 | 1319.5322 | 1315.5875 | 1305.8198 | 1303.9339 | 1288.8104 | 1281.5178 | 1274.0456 | 1271.6343 | 1255.1128 | 1242.4704 | 1204.1401 | 1172.0927 | 1134.3677 | 1095.5009
VIC1 | Behind the meter battery pump | 54.1148 | 70.9311 | 197.3953 | 310.9705 | 412.3845 | 503.6951 | 589.1782 | 643.6878 | 690.5779 | 754.9722 | 823.8716 | 888.712 | 982.688 | 1058.4572 | 1128.1485 | 1120.5529 | 1117.3368 | 1108.596 | 1107.7798 | 1095.3627 | 1088.3139 | 1081.6641 | 1079.7555 | 1066.324 | 1055.4157 | 1022.5106 | 995.367 | 963.5618 | 930.0131
Region | Technology | 2021-22 | 2022-23 | 2023-24 | 2024-25 | 2025-26 | 2026-27 | 2027-28 | 2028-29 | 2029-30 | 2030-31 | 2031-32 | 2032-33 | 2033-34 | 2034-35 | 2035-36 | 2036-37 | 2037-38 | 2038-39 | 2039-40 | 2040-41 | 2041-42 | 2042-43 | 2043-44 | 2044-45 | 2045-46 | 2046-47 | 2047-48 | 2048-49 | 2049-50
SA1 | Distributed PV | 2818.528 | 3066.2402 | 3432.4234 | 3643.8284 | 3713.1358 | 4061.5736 | 4431.6913 | 4443.6234 | 4871.0817 | 5157.1547 | 5377.2639 | 5776.2536 | 5841.5307 | 5728.6246 | 6131.655 | 6480.9677 | 6348.5892 | 6792.2712 | 7032.0584 | 7208.9999 | 7534.4854 | 7444.191 | 7224.9322 | 7683.426 | 8089.937 | 7867.091 | 8425.1674 | 8743.8601 | 8910.1288
SA1 | Behind the meter battery | 59.5294 | 88.2615 | 118.5347 | 149.731 | 168.2698 | 181.0611 | 196.5109 | 211.0845 | 226.6474 | 245.1138 | 265.3623 | 289.7239 | 313.5421 | 329.0828 | 340.6127 | 333.3447 | 326.7399 | 324.2493 | 321.2163 | 315.7562 | 313.1266 | 309.4997 | 307.612 | 300.7784 | 295.0978 | 283.6323 | 275.4745 | 264.9253 | 255.3804
SA1 | Behind the meter battery pump | 50.5634 | 74.9597 | 100.6999 | 127.1607 | 143.0143 | 153.8529 | 166.9048 | 179.2175 | 192.5553 | 208.1215 | 225.4916 | 246.1431 | 266.5028 | 279.5571 | 289.2326 | 283.333 | 277.6185 | 275.3506 | 272.7168 | 268.1355 | 266.0407 | 262.8422 | 261.3148 | 255.4385 | 250.682 | 240.9589 | 234.1101 | 224.8982 | 216.7686
Region | Technology | 2021-22 | 2022-23 | 2023-24 | 2024-25 | 2025-26 | 2026-27 | 2027-28 | 2028-29 | 2029-30 | 2030-31 | 2031-32 | 2032-33 | 2033-34 | 2034-35 | 2035-36 | 2036-37 | 2037-38 | 2038-39 | 2039-40 | 2040-41 | 2041-42 | 2042-43 | 2043-44 | 2044-45 | 2045-46 | 2046-47 | 2047-48 | 2048-49 | 2049-50
TAS1 | Distributed PV | 266.8502 | 298.9896 | 358.2278 | 421.278 | 455.9502 | 531.4211 | 591.8193 | 622.0396 | 667.4216 | 727.0993 | 764.0141 | 846.0573 | 907.5783 | 908.7675 | 1012.6179 | 1052.281 | 1076.2157 | 1119.9565 | 1179.4242 | 1215.3598 | 1287.1466 | 1326.6403 | 1305.5912 | 1432.1558 | 1474.9079 | 1469.8262 | 1515.858 | 1593.8831 | 1605.9359
TAS1 | Behind the meter battery | 7.6755 | 14.0817 | 20.8409 | 28.1876 | 34.5605 | 39.7372 | 45.1241 | 49.5707 | 53.4214 | 59.072 | 65.0181 | 71.8519 | 78.9526 | 85.0963 | 90.6655 | 89.9124 | 89.7735 | 89.4977 | 89.496 | 89.04 | 88.7677 | 88.4592 | 88.4516 | 87.2684 | 86.4931 | 83.6694 | 81.2375 | 78.2361 | 75.4911
TAS1 | Behind the meter battery pump | 6.5171 | 11.9647 | 17.6998 | 23.9403 | 29.3679 | 33.7704 | 38.3476 | 42.1132 | 45.3699 | 50.1692 | 55.1919 | 61.0637 | 67.0765 | 72.2895 | 77.0604 | 76.3541 | 76.2763 | 76.017 | 75.9769 | 75.6631 | 75.3847 | 75.1216 | 75.1294 | 74.0931 | 73.4741 | 71.0863 | 68.9842 | 66.4361 | 64.0858

## Marinus_Capacity
Installed capacity by technology (MW) - Marinus Link, Step Change No TRET Sensitivity
Capacity calculated on 1 July. In early study years some wind and solar projects enter later in the financial year and are therefore reflected in the following financial year's capacity.
Explicitly modelled generation
Region | Technology | 2021-22 | 2022-23 | 2023-24 | 2024-25 | 2025-26 | 2026-27 | 2027-28 | 2028-29 | 2029-30 | 2030-31 | 2031-32 | 2032-33 | 2033-34 | 2034-35 | 2035-36 | 2036-37 | 2037-38 | 2038-39 | 2039-40 | 2040-41 | 2041-42 | 2042-43 | 2043-44 | 2044-45 | 2045-46 | 2046-47 | 2047-48 | 2048-49 | 2049-50
NEM | Black Coal | 18366 | 17891 | 16416 | 12013.545 | 9911.9695 | 9608.674 | 9473.7396 | 9473.7391 | 7952.9391 | 7952.9391 | 7952.9391 | 5872.123 | 5398.3421 | 5398.3421 | 5017.1533 | 4645.1395 | 4645.1386 | 4645.1386 | 4645.1386 | 4645.1386 | 3874.3444 | 2440.3444 | 1839.5139 | 1581.2058 | 1581.2058 | 1581.2058 | 1266.0001 | 1266.0001 | 1266.0001
NEM | Brown Coal | 4790 | 4790 | 4790 | 2361.6986 | 2280.2177 | 1984.0652 | 0 | 0 | 0 | 0 | 0 | 0 | 0 | 0 | 0 | 0 | 0 | 0 | 0 | 0 | 0 | 0 | 0 | 0 | 0 | 0 | 0 | 0 | 0
NEM | CCGT | 3054.9 | 3054.9 | 2874.9 | 2874.9 | 2874.9 | 2874.9 | 2874.9 | 2874.9 | 2874.9 | 2874.9 | 2874.9 | 2874.9 | 2874.9 | 2874.9 | 2874.9 | 2489.9 | 1960.9 | 1960.9 | 1817.5 | 1817.5 | 1817.5 | 1817.5 | 1377.5 | 1192.5 | 548 | 388 | 388 | 388 | 388
NEM | Gas - Steam | 1384 | 1384 | 1384 | 1384 | 1384 | 1384 | 1384 | 1384 | 1384 | 1384 | 1384 | 1384 | 1384 | 1384 | 584 | 584 | 584 | 584 | 84 | 84 | 84 | 84 | 84 | 84 | 84 | 0 | 0 | 0 | 0
NEM | OCGT / Diesel | 6863.14 | 6863.14 | 6863.14 | 6863.14 | 6863.14 | 6863.14 | 6863.14 | 6863.14 | 6863.14 | 6480.64 | 6480.64 | 6211.3 | 5749.3 | 5632.3 | 5502.3 | 5502.3 | 6536.0685 | 6536.0685 | 6991.4929 | 6871.4929 | 8153.0489 | 8189.8524 | 9781.2481 | 10240.5759 | 10240.5759 | 12117.5429 | 11533.5429 | 12359.748 | 12752.6246
NEM | Hydro | 7365.3 | 7365.3 | 7365.3 | 7365.3 | 7365.3 | 7365.3 | 7615.3 | 7615.3 | 7615.3 | 7615.3 | 7615.3 | 7615.3 | 7615.3 | 7615.3 | 7615.3 | 7615.3 | 7528.9 | 7528.9 | 7528.9 | 7528.9 | 7528.9 | 7462.9 | 7462.9 | 7462.9 | 7462.9 | 7462.9 | 7462.9 | 7462.9 | 7462.9
NEM | Wind | 14290.3182 | 16194.7921 | 17939.8692 | 22730.8425 | 22783.0865 | 23573.4918 | 26533.6792 | 28826.1628 | 31252.4368 | 31256.1533 | 31563.5845 | 36349.6666 | 38079.3594 | 39135.5457 | 39184.1404 | 39204.7361 | 42322.0709 | 43349.9058 | 43125.4181 | 42437.6269 | 45135.8025 | 47730.5683 | 47362.8534 | 47075.702 | 47595.6531 | 51258.7443 | 52097.6157 | 53039.1781 | 54642.1853
NEM | Solar PV | 5599.971 | 6959.156 | 6959.156 | 6959.156 | 7502.8138 | 7502.8138 | 7658.9433 | 7823.6296 | 11141.563 | 11156.3977 | 11815.5424 | 14524.4857 | 15062.9486 | 15062.9486 | 15062.9486 | 15129.3535 | 19693.7701 | 20225.5695 | 22056.3613 | 24407.0213 | 27868.3818 | 33990.6249 | 34421.5962 | 34002.9762 | 33907.6652 | 39260.7113 | 39150.3113 | 38417.5113 | 38859.7633
NEM | Grid Battery | 260.33 | 600.33 | 600.33 | 600.33 | 600.33 | 600.33 | 600.33 | 600.33 | 600.33 | 570.33 | 570.33 | 1088.7897 | 1188.1847 | 1163.1847 | 1449.7715 | 1449.7715 | 1920.7329 | 1920.7329 | 2864.4963 | 2844.4964 | 3420.4548 | 3307.6668 | 3307.6668 | 3607.0242 | 3607.0242 | 4962.3155 | 4962.3155 | 5853.7441 | 5853.7441
NEM | Pumped Hydro | 810 | 810 | 810 | 810 | 2850 | 2850 | 2850 | 2850 | 4852.1271 | 4985.583 | 5021.9555 | 6048.8494 | 6308.121 | 6308.121 | 6407.3653 | 6407.3653 | 7675.8956 | 7675.8956 | 7702.2427 | 7702.2427 | 9110.7084 | 10654.904 | 10654.904 | 10697.5194 | 10697.5194 | 10697.5194 | 10697.5194 | 10964.0314 | 10964.0314
NEM | VPP | 95.565 | 222.304 | 472.724 | 827.389 | 1275.464 | 1796.003 | 2438.396 | 3184.437 | 4042.566 | 4718.547 | 5463.892 | 6261.2279 | 7107.5971 | 7905.5149 | 8730.1272 | 9162.649 | 9618.3372 | 10079.154 | 10567.0661 | 11065.4949 | 11575.234 | 12098.7689 | 12640.3892 | 13204.0691 | 13783.8581 | 14380.3641 | 14988.5756 | 15603.098 | 16225.7479
Total excluding storage |  | 61713.6291 | 64502.2881 | 64592.3652 | 62552.582 | 60965.4275 | 61156.3848 | 62403.7021 | 64860.8714 | 69084.2789 | 68720.3301 | 69686.906 | 74831.7753 | 76164.1501 | 77103.3363 | 75840.7422 | 75170.7291 | 83270.848 | 84830.4823 | 86248.8109 | 87791.6797 | 94461.9775 | 101715.79 | 102329.6116 | 101639.8599 | 101419.9999 | 112069.1042 | 111898.37 | 112933.3375 | 115371.4733
Region | Technology | 2021-22 | 2022-23 | 2023-24 | 2024-25 | 2025-26 | 2026-27 | 2027-28 | 2028-29 | 2029-30 | 2030-31 | 2031-32 | 2032-33 | 2033-34 | 2034-35 | 2035-36 | 2036-37 | 2037-38 | 2038-39 | 2039-40 | 2040-41 | 2041-42 | 2042-43 | 2043-44 | 2044-45 | 2045-46 | 2046-47 | 2047-48 | 2048-49 | 2049-50
NSW1 | Black Coal | 10240 | 9765 | 8290 | 7376.493 | 5274.9176 | 5205.7245 | 5205.7245 | 5205.7245 | 3812.0048 | 3812.0048 | 3812.0048 | 1731.1888 | 1731.1888 | 1731.1888 | 1350 | 1350 | 1350 | 1350 | 1350 | 1350 | 690 | 0 | 0 | 0 | 0 | 0 | 0 | 0 | 0
NSW1 | Brown Coal | 0 | 0 | 0 | 0 | 0 | 0 | 0 | 0 | 0 | 0 | 0 | 0 | 0 | 0 | 0 | 0 | 0 | 0 | 0 | 0 | 0 | 0 | 0 | 0 | 0 | 0 | 0 | 0 | 0
NSW1 | CCGT | 625 | 625 | 625 | 625 | 625 | 625 | 625 | 625 | 625 | 625 | 625 | 625 | 625 | 625 | 625 | 625 | 625 | 625 | 625 | 625 | 625 | 625 | 185 | 0 | 0 | 0 | 0 | 0 | 0
NSW1 | Gas - Steam | 0 | 0 | 0 | 0 | 0 | 0 | 0 | 0 | 0 | 0 | 0 | 0 | 0 | 0 | 0 | 0 | 0 | 0 | 0 | 0 | 0 | 0 | 0 | 0 | 0 | 0 | 0 | 0 | 0
NSW1 | OCGT / Diesel | 1438 | 1438 | 1438 | 1438 | 1438 | 1438 | 1438 | 1438 | 1438 | 1438 | 1438 | 1438 | 1438 | 1438 | 1388 | 1388 | 2327.4652 | 2327.4652 | 2327.4652 | 2327.4652 | 2327.4652 | 2327.4652 | 3280.7258 | 3229.4475 | 3229.4475 | 3229.4475 | 3229.4475 | 3267.9521 | 3267.9521
NSW1 | Hydro | 2585 | 2585 | 2585 | 2585 | 2585 | 2585 | 2585 | 2585 | 2585 | 2585 | 2585 | 2585 | 2585 | 2585 | 2585 | 2585 | 2585 | 2585 | 2585 | 2585 | 2585 | 2585 | 2585 | 2585 | 2585 | 2585 | 2585 | 2585 | 2585
NSW1 | Wind | 3286.9144 | 3507.2284 | 4835.2385 | 6773.2045 | 6773.2045 | 7311.0802 | 8167.1833 | 8480.9046 | 10240.5727 | 10240.5727 | 10240.5727 | 12940.4909 | 12940.4909 | 12940.4909 | 12940.4909 | 12898.3346 | 12628.3346 | 13525.8554 | 13525.8554 | 13165.3554 | 14392.951 | 14892.9499 | 14597.9699 | 14597.9699 | 15317.8801 | 16376.5822 | 17455.4536 | 17553.1067 | 17697.3144
NSW1 | Solar PV | 2130.363 | 2600.363 | 2600.363 | 2600.363 | 3144.0208 | 3144.0208 | 3144.0208 | 3308.7071 | 6626.6405 | 6626.6405 | 6626.6405 | 7212.9821 | 7439.5054 | 7439.5054 | 7439.5054 | 7626.9103 | 10163.0555 | 10694.8549 | 11355.0173 | 12891.8929 | 14910.5966 | 17690.2375 | 18077.2116 | 18077.2116 | 18077.2116 | 20119.0373 | 20119.0373 | 20069.0373 | 19447.4773
NSW1 | Grid Battery | 0 | 0 | 0 | 0 | 0 | 0 | 0 | 0 | 0 | 0 | 0 | 0.00014706 | 0.00014711 | 0.00014712 | 0.00017181 | 0.00017184 | 0.00017236 | 0.00017239 | 877.0422 | 877.0423 | 1406.069 | 1406.069 | 1406.069 | 1705.4264 | 1705.4263 | 1705.4263 | 1705.4263 | 1705.4263 | 1705.4262
NSW1 | Pumped Hydro | 240 | 240 | 240 | 240 | 2280 | 2280 | 2280 | 2280 | 4279.9999 | 4279.9999 | 4279.9999 | 4279.9999 | 4279.9999 | 4279.9999 | 4279.9999 | 4279.9999 | 4279.9999 | 4279.9999 | 4302.6312 | 4302.6312 | 4880 | 4880 | 4880 | 4880.0001 | 4880.0001 | 4880.0001 | 4880.0001 | 4880.0001 | 4880.0001
NSW1 | VPP | 33.809 | 82.709 | 156.761 | 263.89 | 405.048 | 567.059 | 769.634 | 1010.103 | 1287.846 | 1513.002 | 1757.995 | 2022.7529 | 2303.851 | 2570.3709 | 2845.8051 | 2993.4 | 3149.6021 | 3306.082 | 3472.6761 | 3642.4991 | 3815.654 | 3993.212 | 4175.7441 | 4364.7819 | 4557.4061 | 4750.5071 | 4944.2018 | 5141.238 | 5338.7148
Total excluding storage |  | 20305.2774 | 20520.5914 | 20373.6015 | 21398.0605 | 19840.1429 | 20308.8254 | 21164.9285 | 21643.3361 | 25327.2181 | 25327.2181 | 25327.2181 | 26532.6618 | 26759.1851 | 26759.1851 | 26327.9964 | 26473.2449 | 29678.8552 | 31108.1754 | 31768.3378 | 32944.7134 | 35531.0128 | 38120.6526 | 38725.9073 | 38489.629 | 39209.5392 | 42310.067 | 43388.9384 | 43475.0961 | 42997.7438
Region | Technology | 2021-22 | 2022-23 | 2023-24 | 2024-25 | 2025-26 | 2026-27 | 2027-28 | 2028-29 | 2029-30 | 2030-31 | 2031-32 | 2032-33 | 2033-34 | 2034-35 | 2035-36 | 2036-37 | 2037-38 | 2038-39 | 2039-40 | 2040-41 | 2041-42 | 2042-43 | 2043-44 | 2044-45 | 2045-46 | 2046-47 | 2047-48 | 2048-49 | 2049-50
QLD1 | Black Coal | 8126 | 8126 | 8126 | 4637.052 | 4637.052 | 4402.9496 | 4268.0152 | 4268.0147 | 4140.9343 | 4140.9343 | 4140.9343 | 4140.9343 | 3667.1533 | 3667.1533 | 3667.1533 | 3295.1395 | 3295.1386 | 3295.1386 | 3295.1386 | 3295.1386 | 3184.3444 | 2440.3444 | 1839.5139 | 1581.2058 | 1581.2058 | 1581.2058 | 1266.0001 | 1266.0001 | 1266.0001
QLD1 | Brown Coal | 0 | 0 | 0 | 0 | 0 | 0 | 0 | 0 | 0 | 0 | 0 | 0 | 0 | 0 | 0 | 0 | 0 | 0 | 0 | 0 | 0 | 0 | 0 | 0 | 0 | 0 | 0 | 0 | 0
QLD1 | CCGT | 1512.9 | 1512.9 | 1512.9 | 1512.9 | 1512.9 | 1512.9 | 1512.9 | 1512.9 | 1512.9 | 1512.9 | 1512.9 | 1512.9 | 1512.9 | 1512.9 | 1512.9 | 1127.9 | 1127.9 | 1127.9 | 984.5 | 984.5 | 984.5 | 984.5 | 984.5 | 984.5 | 340 | 180 | 180 | 180 | 180
QLD1 | Gas - Steam | 84 | 84 | 84 | 84 | 84 | 84 | 84 | 84 | 84 | 84 | 84 | 84 | 84 | 84 | 84 | 84 | 84 | 84 | 84 | 84 | 84 | 84 | 84 | 84 | 84 | 0 | 0 | 0 | 0
QLD1 | OCGT / Diesel | 1910 | 1910 | 1910 | 1910 | 1910 | 1910 | 1910 | 1910 | 1910 | 1910 | 1910 | 1910 | 1618 | 1501 | 1501 | 1501 | 1501 | 1501 | 2396.4244 | 2396.4244 | 2396.4244 | 2527.228 | 2527.228 | 2395.228 | 2395.228 | 4272.195 | 4272.195 | 5059.8955 | 4540.8955
QLD1 | Hydro | 152.4 | 152.4 | 152.4 | 152.4 | 152.4 | 152.4 | 152.4 | 152.4 | 152.4 | 152.4 | 152.4 | 152.4 | 152.4 | 152.4 | 152.4 | 152.4 | 66 | 66 | 66 | 66 | 66 | 0 | 0 | 0 | 0 | 0 | 0 | 0 | 0
QLD1 | Wind | 4376.608 | 4876.608 | 4876.608 | 6097.55 | 6149.794 | 6149.794 | 6149.794 | 6997.5501 | 6997.5501 | 6997.5501 | 7297.5501 | 7911.9786 | 9263.2726 | 9263.2726 | 9397.1129 | 9644.6651 | 10496.9091 | 10496.9091 | 10496.9091 | 10496.9091 | 11145.8688 | 12641.4754 | 12460.9574 | 12608.1949 | 13207.1168 | 14026.0382 | 14026.0382 | 14759.4893 | 16826.0382
QLD1 | Solar PV | 2017.635 | 2827.62 | 2827.62 | 2827.62 | 2827.62 | 2827.62 | 2827.62 | 2827.62 | 2827.62 | 2827.62 | 2887.7401 | 3327.6199 | 3639.5595 | 3639.5595 | 3639.5595 | 3518.5595 | 5093.4928 | 5093.4928 | 5417.4694 | 6231.2538 | 6987.098 | 10329.7001 | 10162.7001 | 9961.6001 | 9897.3921 | 11531.2946 | 11420.8946 | 10889.9946 | 11132.6405
QLD1 | Grid Battery | 0 | 20 | 20 | 20 | 20 | 20 | 20 | 20 | 20 | 20 | 20 | 458.1387 | 612.8637 | 612.8637 | 612.8637 | 612.8637 | 998.1825 | 998.1825 | 998.1825 | 978.1825 | 978.1825 | 1165.3945 | 1165.3945 | 1165.3945 | 1165.3945 | 2520.6858 | 2520.6858 | 3412.1145 | 3412.1145
QLD1 | Pumped Hydro | 570 | 570 | 570 | 570 | 570 | 570 | 570 | 570 | 570 | 570 | 570 | 831.5397 | 1090.8113 | 1090.8113 | 1090.8113 | 1090.8113 | 1859.2924 | 1859.2924 | 1859.2924 | 1859.2924 | 1859.2924 | 3403.488 | 3403.488 | 3403.488 | 3403.488 | 3403.488 | 3403.488 | 3670 | 3670
QLD1 | VPP | 18.792 | 56.93 | 116.312 | 203.741 | 316.675 | 441.512 | 598.097 | 788.338 | 1007.196 | 1181.6699 | 1375.488 | 1581.047 | 1799.564 | 2003.201 | 2215.979 | 2320.634 | 2431.5501 | 2543.859 | 2662.8169 | 2785.4379 | 2910.14 | 3039.4479 | 3174.298 | 3316.8311 | 3463.2379 | 3617.549 | 3775.5449 | 3934.3799 | 4096.485
Total excluding storage |  | 18179.543 | 19489.528 | 19489.528 | 17221.5219 | 17273.7659 | 17039.6635 | 16904.7291 | 17752.4848 | 17625.4044 | 17625.4044 | 17985.5245 | 19039.8328 | 19937.2854 | 19820.2854 | 19954.1257 | 19323.664 | 21664.4405 | 21664.4405 | 22740.4415 | 23554.2259 | 24848.2356 | 29007.2479 | 28058.8994 | 27614.7288 | 27504.9427 | 31590.7336 | 31165.128 | 32155.3795 | 33945.5744
Region | Technology | 2021-22 | 2022-23 | 2023-24 | 2024-25 | 2025-26 | 2026-27 | 2027-28 | 2028-29 | 2029-30 | 2030-31 | 2031-32 | 2032-33 | 2033-34 | 2034-35 | 2035-36 | 2036-37 | 2037-38 | 2038-39 | 2039-40 | 2040-41 | 2041-42 | 2042-43 | 2043-44 | 2044-45 | 2045-46 | 2046-47 | 2047-48 | 2048-49 | 2049-50
VIC1 | Black Coal | 0 | 0 | 0 | 0 | 0 | 0 | 0 | 0 | 0 | 0 | 0 | 0 | 0 | 0 | 0 | 0 | 0 | 0 | 0 | 0 | 0 | 0 | 0 | 0 | 0 | 0 | 0 | 0 | 0
VIC1 | Brown Coal | 4790 | 4790 | 4790 | 2361.6986 | 2280.2177 | 1984.0652 | 0 | 0 | 0 | 0 | 0 | 0 | 0 | 0 | 0 | 0 | 0 | 0 | 0 | 0 | 0 | 0 | 0 | 0 | 0 | 0 | 0 | 0 | 0
VIC1 | CCGT | 0 | 0 | 0 | 0 | 0 | 0 | 0 | 0 | 0 | 0 | 0 | 0 | 0 | 0 | 0 | 0 | 0 | 0 | 0 | 0 | 0 | 0 | 0 | 0 | 0 | 0 | 0 | 0 | 0
VIC1 | Gas - Steam | 500 | 500 | 500 | 500 | 500 | 500 | 500 | 500 | 500 | 500 | 500 | 500 | 500 | 500 | 500 | 500 | 500 | 500 | 0 | 0 | 0 | 0 | 0 | 0 | 0 | 0 | 0 | 0 | 0
VIC1 | OCGT / Diesel | 1900 | 1900 | 1900 | 1900 | 1900 | 1900 | 1900 | 1900 | 1900 | 1900 | 1900 | 1900 | 1730 | 1730 | 1730 | 1730 | 1730 | 1730 | 1290 | 1290 | 2256.7497 | 2162.7497 | 2533.201 | 3513.8071 | 3513.8071 | 3513.8071 | 2929.8071 | 2929.8071 | 3841.6837
VIC1 | Hydro | 2219 | 2219 | 2219 | 2219 | 2219 | 2219 | 2219 | 2219 | 2219 | 2219 | 2219 | 2219 | 2219 | 2219 | 2219 | 2219 | 2219 | 2219 | 2219 | 2219 | 2219 | 2219 | 2219 | 2219 | 2219 | 2219 | 2219 | 2219 | 2219
VIC1 | Wind | 3434.44 | 4322.2 | 4322.2 | 5172.2008 | 5172.2008 | 5424.7304 | 7036.4157 | 7586.4156 | 7586.4156 | 7586.4156 | 7593.8468 | 7993.846 | 8470.9448 | 9527.1311 | 9527.1311 | 9527.1311 | 12043.2272 | 11983.8846 | 11923.7962 | 11635.5051 | 11837.3882 | 12333.3474 | 12009.5474 | 11697.5474 | 11220.49 | 11220.49 | 10980.49 | 10951.79 | 10224.1
VIC1 | Solar PV | 1098.973 | 1098.973 | 1098.973 | 1098.973 | 1098.973 | 1098.973 | 1255.1025 | 1255.1025 | 1255.1025 | 1269.9371 | 1796.2511 | 3478.973 | 3478.973 | 3478.973 | 3478.973 | 3478.973 | 3478.973 | 3478.973 | 3778.964 | 3778.964 | 4465.7767 | 4465.7767 | 4465.7767 | 4358.2567 | 4327.1537 | 6004.4716 | 6004.4716 | 5852.5716 | 6674.6025
VIC1 | Grid Battery | 55.33 | 375.33 | 375.33 | 375.33 | 375.33 | 375.33 | 375.33 | 375.33 | 375.33 | 375.33 | 375.33 | 375.3305 | 320.0005 | 320.0005 | 320.0005 | 320.0005 | 320.0005 | 320.0005 | 320.0005 | 320.0005 | 300.0005 | 0.00052997 | 0.00052997 | 0.00052814 | 0.00052387 | 0.00052319 | 0.00052104 | 0.00051806 | 0.00053958
VIC1 | Pumped Hydro | 0 | 0 | 0 | 0 | 0 | 0 | 0 | 0 | 0 | 0 | 0 | 191.1193 | 191.1193 | 191.1193 | 290.3636 | 290.3636 | 714.2033 | 714.2033 | 714.2033 | 714.2033 | 1495.0076 | 1495.0076 | 1495.0076 | 1537.6229 | 1537.6229 | 1537.6229 | 1537.6229 | 1537.6229 | 1537.6229
VIC1 | VPP | 21.325 | 39.333 | 124.653 | 240.512 | 387.463 | 568.474 | 786.961 | 1024.836 | 1297.201 | 1508.3761 | 1741.758 | 1990.8499 | 2255.0251 | 2511.472 | 2773.6561 | 2913.049 | 3058.5721 | 3207.3251 | 3364.194 | 3523.546 | 3687.863 | 3855.463 | 4029.35 | 4209.1151 | 4396.3961 | 4589.9351 | 4789.6219 | 4990.38 | 5195.402
Total excluding storage |  | 13942.413 | 14830.173 | 14830.173 | 13251.8723 | 13170.3915 | 13126.7686 | 12910.5181 | 13460.5181 | 13460.5181 | 13475.3527 | 14009.0979 | 16091.819 | 16398.9178 | 17455.1041 | 17455.1041 | 17455.1041 | 19971.2002 | 19911.8576 | 19211.7602 | 18923.4691 | 20778.9146 | 21180.8738 | 21227.5251 | 21788.6112 | 21280.4508 | 22957.7687 | 22133.7687 | 21953.1687 | 22959.3862
Region | Technology | 2021-22 | 2022-23 | 2023-24 | 2024-25 | 2025-26 | 2026-27 | 2027-28 | 2028-29 | 2029-30 | 2030-31 | 2031-32 | 2032-33 | 2033-34 | 2034-35 | 2035-36 | 2036-37 | 2037-38 | 2038-39 | 2039-40 | 2040-41 | 2041-42 | 2042-43 | 2043-44 | 2044-45 | 2045-46 | 2046-47 | 2047-48 | 2048-49 | 2049-50
SA1 | Black Coal | 0 | 0 | 0 | 0 | 0 | 0 | 0 | 0 | 0 | 0 | 0 | 0 | 0 | 0 | 0 | 0 | 0 | 0 | 0 | 0 | 0 | 0 | 0 | 0 | 0 | 0 | 0 | 0 | 0
SA1 | Brown Coal | 0 | 0 | 0 | 0 | 0 | 0 | 0 | 0 | 0 | 0 | 0 | 0 | 0 | 0 | 0 | 0 | 0 | 0 | 0 | 0 | 0 | 0 | 0 | 0 | 0 | 0 | 0 | 0 | 0
SA1 | CCGT | 709 | 709 | 529 | 529 | 529 | 529 | 529 | 529 | 529 | 529 | 529 | 529 | 529 | 529 | 529 | 529 | 0 | 0 | 0 | 0 | 0 | 0 | 0 | 0 | 0 | 0 | 0 | 0 | 0
SA1 | Gas - Steam | 800 | 800 | 800 | 800 | 800 | 800 | 800 | 800 | 800 | 800 | 800 | 800 | 800 | 800 | 0 | 0 | 0 | 0 | 0 | 0 | 0 | 0 | 0 | 0 | 0 | 0 | 0 | 0 | 0
SA1 | OCGT / Diesel | 1437.14 | 1437.14 | 1437.14 | 1437.14 | 1437.14 | 1437.14 | 1437.14 | 1437.14 | 1437.14 | 1054.64 | 1054.64 | 785.3 | 785.3 | 785.3 | 705.3 | 705.3 | 799.6033 | 799.6033 | 799.6033 | 799.6033 | 1114.4095 | 1114.4095 | 1382.0933 | 1044.0933 | 1044.0933 | 1044.0933 | 1044.0933 | 1044.0933 | 1044.0933
SA1 | Hydro | 0 | 0 | 0 | 0 | 0 | 0 | 0 | 0 | 0 | 0 | 0 | 0 | 0 | 0 | 0 | 0 | 0 | 0 | 0 | 0 | 0 | 0 | 0 | 0 | 0 | 0 | 0 | 0 | 0
SA1 | Wind | 2233.2801 | 2529.6801 | 2622.6455 | 3404.71 | 3404.71 | 3404.71 | 3395.0941 | 3976.1002 | 3885.3502 | 3773.3502 | 3773.3502 | 4685.6009 | 4586.9009 | 4586.9009 | 4501.6553 | 4316.8553 | 4335.8492 | 4376.8496 | 4212.4503 | 4173.4503 | 4664.7943 | 4745.2022 | 5176.7853 | 5202.7964 | 4880.9728 | 6222.1516 | 6222.1516 | 6222.1516 | 6342.092
SA1 | Solar PV | 353 | 432.2 | 432.2 | 432.2 | 432.2 | 432.2 | 432.2 | 432.2 | 432.2 | 432.2001 | 504.9107 | 504.9107 | 504.9107 | 504.9107 | 504.9107 | 504.9107 | 958.2488 | 958.2488 | 1504.9106 | 1504.9106 | 1504.9106 | 1504.9106 | 1715.9078 | 1605.9078 | 1605.9078 | 1605.9078 | 1605.9078 | 1605.9078 | 1605.0431
SA1 | Grid Battery | 205 | 205 | 205 | 205 | 205 | 205 | 205 | 205 | 205 | 175 | 175 | 255.3203 | 255.3203 | 230.3203 | 516.9071 | 516.9071 | 602.5497 | 602.5497 | 669.2711 | 669.2711 | 736.2028 | 736.2028 | 736.2028 | 736.2028 | 736.2028 | 736.2028 | 736.2028 | 736.2028 | 736.2028
SA1 | Pumped Hydro | 0 | 0 | 0 | 0 | 0 | 0 | 0 | 0 | 0 | 0 | 0 | 0 | 0 | 0 | 0 | 0 | 0 | 0 | 0 | 0 | 0 | 0 | 0 | 0 | 0 | 0 | 0 | 0 | 0
SA1 | VPP | 19.108 | 37.433 | 64.042 | 100.939 | 139.006 | 181.29 | 233.207 | 295.748 | 367.725 | 418.77 | 476.54 | 537.83 | 602.483 | 656.359 | 712.614 | 743.766 | 776.579 | 809.532 | 844.201 | 879.819 | 916.083 | 953.688 | 992.261 | 1032.719 | 1074.202 | 1117.797 | 1162.581 | 1208.344 | 1254.282
Total excluding storage |  | 5532.4201 | 5908.0201 | 5820.9855 | 6603.05 | 6603.05 | 6603.05 | 6593.4341 | 7174.4402 | 7083.6902 | 6589.1903 | 6661.9008 | 7304.8116 | 7206.1116 | 7206.1116 | 6240.8659 | 6056.0659 | 6093.7013 | 6134.7017 | 6516.9641 | 6477.9641 | 7284.1144 | 7364.5223 | 8274.7864 | 7852.7975 | 7530.9739 | 8872.1527 | 8872.1527 | 8872.1527 | 8991.2284
Region | Technology | 2021-22 | 2022-23 | 2023-24 | 2024-25 | 2025-26 | 2026-27 | 2027-28 | 2028-29 | 2029-30 | 2030-31 | 2031-32 | 2032-33 | 2033-34 | 2034-35 | 2035-36 | 2036-37 | 2037-38 | 2038-39 | 2039-40 | 2040-41 | 2041-42 | 2042-43 | 2043-44 | 2044-45 | 2045-46 | 2046-47 | 2047-48 | 2048-49 | 2049-50
TAS1 | Black Coal | 0 | 0 | 0 | 0 | 0 | 0 | 0 | 0 | 0 | 0 | 0 | 0 | 0 | 0 | 0 | 0 | 0 | 0 | 0 | 0 | 0 | 0 | 0 | 0 | 0 | 0 | 0 | 0 | 0
TAS1 | Brown Coal | 0 | 0 | 0 | 0 | 0 | 0 | 0 | 0 | 0 | 0 | 0 | 0 | 0 | 0 | 0 | 0 | 0 | 0 | 0 | 0 | 0 | 0 | 0 | 0 | 0 | 0 | 0 | 0 | 0
TAS1 | CCGT | 208 | 208 | 208 | 208 | 208 | 208 | 208 | 208 | 208 | 208 | 208 | 208 | 208 | 208 | 208 | 208 | 208 | 208 | 208 | 208 | 208 | 208 | 208 | 208 | 208 | 208 | 208 | 208 | 208
TAS1 | Gas - Steam | 0 | 0 | 0 | 0 | 0 | 0 | 0 | 0 | 0 | 0 | 0 | 0 | 0 | 0 | 0 | 0 | 0 | 0 | 0 | 0 | 0 | 0 | 0 | 0 | 0 | 0 | 0 | 0 | 0
TAS1 | OCGT / Diesel | 178 | 178 | 178 | 178 | 178 | 178 | 178 | 178 | 178 | 178 | 178 | 178 | 178 | 178 | 178 | 178 | 178 | 178 | 178 | 58 | 58 | 58 | 58 | 58 | 58 | 58 | 58 | 58 | 58
TAS1 | Hydro | 2408.9 | 2408.9 | 2408.9 | 2408.9 | 2408.9 | 2408.9 | 2658.9 | 2658.9 | 2658.9 | 2658.9 | 2658.9 | 2658.9 | 2658.9 | 2658.9 | 2658.9 | 2658.9 | 2658.9 | 2658.9 | 2658.9 | 2658.9 | 2658.9 | 2658.9 | 2658.9 | 2658.9 | 2658.9 | 2658.9 | 2658.9 | 2658.9 | 2658.9
TAS1 | Wind | 959.0756 | 959.0756 | 1283.1773 | 1283.1773 | 1283.1773 | 1283.1773 | 1785.1922 | 1785.1922 | 2542.5482 | 2658.2647 | 2658.2647 | 2817.7502 | 2817.7502 | 2817.7502 | 2817.7502 | 2817.7502 | 2817.7508 | 2966.4071 | 2966.4071 | 2966.4071 | 3094.8003 | 3117.5934 | 3117.5934 | 2969.1934 | 2969.1934 | 3413.4823 | 3413.4823 | 3552.6406 | 3552.6406
TAS1 | Solar PV | 0 | 0 | 0 | 0 | 0 | 0 | 0 | 0 | 0 | 0 | 0 | 0 | 0 | 0 | 0 | 0 | 0 | 0 | 0 | 0 | 0 | 0 | 0 | 0 | 0 | 0 | 0 | 0 | 0
TAS1 | Grid Battery | 0 | 0 | 0 | 0 | 0 | 0 | 0 | 0 | 0 | 0 | 0 | 0 | 0 | 0 | 0 | 0 | 0 | 0 | 0 | 0 | 0 | 0 | 0 | 0 | 0 | 0 | 0 | 0 | 0
TAS1 | Pumped Hydro | 0 | 0 | 0 | 0 | 0 | 0 | 0 | 0 | 2.1272 | 135.5831 | 171.9556 | 746.1904 | 746.1904 | 746.1904 | 746.1904 | 746.1904 | 822.4001 | 822.4001 | 826.1158 | 826.1158 | 876.4084 | 876.4084 | 876.4084 | 876.4084 | 876.4084 | 876.4084 | 876.4084 | 876.4084 | 876.4084
TAS1 | VPP | 2.531 | 5.899 | 10.956 | 18.307 | 27.272 | 37.668 | 50.497 | 65.412 | 82.598 | 96.729 | 112.111 | 128.748 | 146.674 | 164.112 | 182.073 | 191.8 | 202.034 | 212.356 | 223.178 | 234.193 | 245.494 | 256.958 | 268.736 | 280.622 | 292.616 | 304.576 | 316.626 | 328.756 | 340.864
Total excluding storage |  | 3753.9756 | 3753.9756 | 4078.0772 | 4078.0772 | 4078.0772 | 4078.0772 | 4830.0922 | 4830.0922 | 5587.4482 | 5703.1647 | 5703.1647 | 5862.6502 | 5862.6502 | 5862.6502 | 5862.6502 | 5862.6502 | 5862.6508 | 6011.3071 | 6011.3071 | 5891.3071 | 6019.7003 | 6042.4934 | 6042.4934 | 5894.0934 | 5894.0934 | 6338.3823 | 6338.3823 | 6477.5406 | 6477.5406
Explicitly modelled pumping
Region | Technology | 2021-22 | 2022-23 | 2023-24 | 2024-25 | 2025-26 | 2026-27 | 2027-28 | 2028-29 | 2029-30 | 2030-31 | 2031-32 | 2032-33 | 2033-34 | 2034-35 | 2035-36 | 2036-37 | 2037-38 | 2038-39 | 2039-40 | 2040-41 | 2041-42 | 2042-43 | 2043-44 | 2044-45 | 2045-46 | 2046-47 | 2047-48 | 2048-49 | 2049-50
NEM | Grid Battery pump | 260.33 | 600.33 | 600.33 | 600.33 | 600.33 | 600.33 | 600.33 | 600.33 | 600.33 | 570.33 | 570.33 | 1088.7897 | 1188.1847 | 1163.1847 | 1449.7715 | 1449.7715 | 1920.7329 | 1920.7329 | 2864.4963 | 2844.4964 | 3420.4548 | 3307.6668 | 3307.6668 | 3607.0242 | 3607.0242 | 4962.3155 | 4962.3155 | 5853.7441 | 5853.7441
NEM | Pumped Hydro Pump | 1330 | 1330 | 1330 | 1330 | 3370 | 3370 | 3370 | 3370 | 5372.1271 | 5505.583 | 5541.9555 | 6568.8494 | 6828.121 | 6828.121 | 6927.3653 | 6927.3653 | 8195.8956 | 8195.8956 | 8222.2427 | 8222.2427 | 9630.7084 | 11174.904 | 11174.904 | 11217.5194 | 11217.5194 | 11217.5194 | 11217.5194 | 11484.0314 | 11484.0314
NEM | VPP pump | 95.565 | 222.304 | 472.724 | 827.389 | 1275.464 | 1796.003 | 2438.396 | 3184.437 | 4042.566 | 4718.547 | 5463.892 | 6261.2279 | 7107.5971 | 7905.5149 | 8730.1272 | 9162.649 | 9618.3372 | 10079.154 | 10567.0661 | 11065.4949 | 11575.234 | 12098.7689 | 12640.3892 | 13204.0691 | 13783.8581 | 14380.3641 | 14988.5756 | 15603.098 | 16225.7479
Region | Technology | 2021-22 | 2022-23 | 2023-24 | 2024-25 | 2025-26 | 2026-27 | 2027-28 | 2028-29 | 2029-30 | 2030-31 | 2031-32 | 2032-33 | 2033-34 | 2034-35 | 2035-36 | 2036-37 | 2037-38 | 2038-39 | 2039-40 | 2040-41 | 2041-42 | 2042-43 | 2043-44 | 2044-45 | 2045-46 | 2046-47 | 2047-48 | 2048-49 | 2049-50
NSW1 | Grid Battery pump | 0 | 0 | 0 | 0 | 0 | 0 | 0 | 0 | 0 | 0 | 0 | 0.00014706 | 0.00014711 | 0.00014712 | 0.00017181 | 0.00017184 | 0.00017236 | 0.00017239 | 877.0422 | 877.0423 | 1406.069 | 1406.069 | 1406.069 | 1705.4264 | 1705.4263 | 1705.4263 | 1705.4263 | 1705.4263 | 1705.4262
NSW1 | Pumped Hydro Pump | 840 | 840 | 840 | 840 | 2880 | 2880 | 2880 | 2880 | 4879.9999 | 4879.9999 | 4879.9999 | 4879.9999 | 4879.9999 | 4879.9999 | 4879.9999 | 4879.9999 | 4879.9999 | 4879.9999 | 4902.6312 | 4902.6312 | 5480 | 5480 | 5480 | 5480.0001 | 5480.0001 | 5480.0001 | 5480.0001 | 5480.0001 | 5480.0001
NSW1 | VPP pump | 33.809 | 82.709 | 156.761 | 263.89 | 405.048 | 567.059 | 769.634 | 1010.103 | 1287.846 | 1513.002 | 1757.995 | 2022.7529 | 2303.851 | 2570.3709 | 2845.8051 | 2993.4 | 3149.6021 | 3306.082 | 3472.6761 | 3642.4991 | 3815.654 | 3993.212 | 4175.7441 | 4364.7819 | 4557.4061 | 4750.5071 | 4944.2018 | 5141.238 | 5338.7148
Region | Technology | 2021-22 | 2022-23 | 2023-24 | 2024-25 | 2025-26 | 2026-27 | 2027-28 | 2028-29 | 2029-30 | 2030-31 | 2031-32 | 2032-33 | 2033-34 | 2034-35 | 2035-36 | 2036-37 | 2037-38 | 2038-39 | 2039-40 | 2040-41 | 2041-42 | 2042-43 | 2043-44 | 2044-45 | 2045-46 | 2046-47 | 2047-48 | 2048-49 | 2049-50
QLD1 | Grid Battery pump | 0 | 20 | 20 | 20 | 20 | 20 | 20 | 20 | 20 | 20 | 20 | 458.1387 | 612.8637 | 612.8637 | 612.8637 | 612.8637 | 998.1825 | 998.1825 | 998.1825 | 978.1825 | 978.1825 | 1165.3945 | 1165.3945 | 1165.3945 | 1165.3945 | 2520.6858 | 2520.6858 | 3412.1145 | 3412.1145
QLD1 | Pumped Hydro Pump | 490 | 490 | 490 | 490 | 490 | 490 | 490 | 490 | 490 | 490 | 490 | 751.5397 | 1010.8113 | 1010.8113 | 1010.8113 | 1010.8113 | 1779.2924 | 1779.2924 | 1779.2924 | 1779.2924 | 1779.2924 | 3323.488 | 3323.488 | 3323.488 | 3323.488 | 3323.488 | 3323.488 | 3590 | 3590
QLD1 | VPP pump | 18.792 | 56.93 | 116.312 | 203.741 | 316.675 | 441.512 | 598.097 | 788.338 | 1007.196 | 1181.6699 | 1375.488 | 1581.047 | 1799.564 | 2003.201 | 2215.979 | 2320.634 | 2431.5501 | 2543.859 | 2662.8169 | 2785.4379 | 2910.14 | 3039.4479 | 3174.298 | 3316.8311 | 3463.2379 | 3617.549 | 3775.5449 | 3934.3799 | 4096.485
Region | Technology | 2021-22 | 2022-23 | 2023-24 | 2024-25 | 2025-26 | 2026-27 | 2027-28 | 2028-29 | 2029-30 | 2030-31 | 2031-32 | 2032-33 | 2033-34 | 2034-35 | 2035-36 | 2036-37 | 2037-38 | 2038-39 | 2039-40 | 2040-41 | 2041-42 | 2042-43 | 2043-44 | 2044-45 | 2045-46 | 2046-47 | 2047-48 | 2048-49 | 2049-50
VIC1 | Grid Battery pump | 55.33 | 375.33 | 375.33 | 375.33 | 375.33 | 375.33 | 375.33 | 375.33 | 375.33 | 375.33 | 375.33 | 375.3305 | 320.0005 | 320.0005 | 320.0005 | 320.0005 | 320.0005 | 320.0005 | 320.0005 | 320.0005 | 300.0005 | 0.00052997 | 0.00052997 | 0.00052814 | 0.00052387 | 0.00052319 | 0.00052104 | 0.00051806 | 0.00053958
VIC1 | Pumped Hydro Pump | 0 | 0 | 0 | 0 | 0 | 0 | 0 | 0 | 0 | 0 | 0 | 191.1193 | 191.1193 | 191.1193 | 290.3636 | 290.3636 | 714.2033 | 714.2033 | 714.2033 | 714.2033 | 1495.0076 | 1495.0076 | 1495.0076 | 1537.6229 | 1537.6229 | 1537.6229 | 1537.6229 | 1537.6229 | 1537.6229
VIC1 | VPP pump | 21.325 | 39.333 | 124.653 | 240.512 | 387.463 | 568.474 | 786.961 | 1024.836 | 1297.201 | 1508.3761 | 1741.758 | 1990.8499 | 2255.0251 | 2511.472 | 2773.6561 | 2913.049 | 3058.5721 | 3207.3251 | 3364.194 | 3523.546 | 3687.863 | 3855.463 | 4029.35 | 4209.1151 | 4396.3961 | 4589.9351 | 4789.6219 | 4990.38 | 5195.402
Region | Technology | 2021-22 | 2022-23 | 2023-24 | 2024-25 | 2025-26 | 2026-27 | 2027-28 | 2028-29 | 2029-30 | 2030-31 | 2031-32 | 2032-33 | 2033-34 | 2034-35 | 2035-36 | 2036-37 | 2037-38 | 2038-39 | 2039-40 | 2040-41 | 2041-42 | 2042-43 | 2043-44 | 2044-45 | 2045-46 | 2046-47 | 2047-48 | 2048-49 | 2049-50
SA1 | Grid Battery pump | 205 | 205 | 205 | 205 | 205 | 205 | 205 | 205 | 205 | 175 | 175 | 255.3203 | 255.3203 | 230.3203 | 516.9071 | 516.9071 | 602.5497 | 602.5497 | 669.2711 | 669.2711 | 736.2028 | 736.2028 | 736.2028 | 736.2028 | 736.2028 | 736.2028 | 736.2028 | 736.2028 | 736.2028
SA1 | Pumped Hydro Pump | 0 | 0 | 0 | 0 | 0 | 0 | 0 | 0 | 0 | 0 | 0 | 0 | 0 | 0 | 0 | 0 | 0 | 0 | 0 | 0 | 0 | 0 | 0 | 0 | 0 | 0 | 0 | 0 | 0
SA1 | VPP pump | 19.108 | 37.433 | 64.042 | 100.939 | 139.006 | 181.29 | 233.207 | 295.748 | 367.725 | 418.77 | 476.54 | 537.83 | 602.483 | 656.359 | 712.614 | 743.766 | 776.579 | 809.532 | 844.201 | 879.819 | 916.083 | 953.688 | 992.261 | 1032.719 | 1074.202 | 1117.797 | 1162.581 | 1208.344 | 1254.282
Region | Technology | 2021-22 | 2022-23 | 2023-24 | 2024-25 | 2025-26 | 2026-27 | 2027-28 | 2028-29 | 2029-30 | 2030-31 | 2031-32 | 2032-33 | 2033-34 | 2034-35 | 2035-36 | 2036-37 | 2037-38 | 2038-39 | 2039-40 | 2040-41 | 2041-42 | 2042-43 | 2043-44 | 2044-45 | 2045-46 | 2046-47 | 2047-48 | 2048-49 | 2049-50
TAS1 | Grid Battery pump | 0 | 0 | 0 | 0 | 0 | 0 | 0 | 0 | 0 | 0 | 0 | 0 | 0 | 0 | 0 | 0 | 0 | 0 | 0 | 0 | 0 | 0 | 0 | 0 | 0 | 0 | 0 | 0 | 0
TAS1 | Pumped Hydro Pump | 0 | 0 | 0 | 0 | 0 | 0 | 0 | 0 | 2.1272 | 135.5831 | 171.9556 | 746.1904 | 746.1904 | 746.1904 | 746.1904 | 746.1904 | 822.4001 | 822.4001 | 826.1158 | 826.1158 | 876.4084 | 876.4084 | 876.4084 | 876.4084 | 876.4084 | 876.4084 | 876.4084 | 876.4084 | 876.4084
TAS1 | VPP pump | 2.531 | 5.899 | 10.956 | 18.307 | 27.272 | 37.668 | 50.497 | 65.412 | 82.598 | 96.729 | 112.111 | 128.748 | 146.674 | 164.112 | 182.073 | 191.8 | 202.034 | 212.356 | 223.178 | 234.193 | 245.494 | 256.958 | 268.736 | 280.622 | 292.616 | 304.576 | 316.626 | 328.756 | 340.864
Non-controllable capacity
Region | Technology | 2021-22 | 2022-23 | 2023-24 | 2024-25 | 2025-26 | 2026-27 | 2027-28 | 2028-29 | 2029-30 | 2030-31 | 2031-32 | 2032-33 | 2033-34 | 2034-35 | 2035-36 | 2036-37 | 2037-38 | 2038-39 | 2039-40 | 2040-41 | 2041-42 | 2042-43 | 2043-44 | 2044-45 | 2045-46 | 2046-47 | 2047-48 | 2048-49 | 2049-50
NEM | Distributed PV | 14317.7356 | 16038.0317 | 18141.6625 | 20467.1628 | 22742.4627 | 24794.1362 | 27203.2648 | 29404.585 | 31633.6844 | 33722.4221 | 35881.7358 | 38229.6173 | 40526.8079 | 42201.4543 | 43959.2481 | 45343.5576 | 47243.3825 | 48591.0021 | 50017.1079 | 51711.9741 | 53139.0243 | 54708.8557 | 56320.0969 | 57968.8334 | 59644.968 | 61342.1586 | 63040.1897 | 64716.1891 | 66373.6366
NEM | Behind the meter battery | 579.5 | 1031.2 | 1768.4 | 2546.3 | 3286.9 | 3921.6 | 4557.8 | 5129.8 | 5641.2 | 6325.9 | 7040.3 | 7755.8 | 8465.7 | 9049.4 | 9600.4 | 9649.8 | 9702.8 | 9740.4 | 9784.1 | 9817.1 | 9839.6 | 9854 | 9863.4 | 9870 | 9868.3 | 9858.5 | 9836.4 | 9798.6 | 9747
NEM | Behind the meter battery pump | 579.5 | 1031.2 | 1768.4 | 2546.3 | 3286.9 | 3921.6 | 4557.8 | 5129.8 | 5641.2 | 6325.9 | 7040.3 | 7755.8 | 8465.7 | 9049.4 | 9600.4 | 9649.8 | 9702.8 | 9740.4 | 9784.1 | 9817.1 | 9839.6 | 9854 | 9863.4 | 9870 | 9868.3 | 9858.5 | 9836.4 | 9798.6 | 9747
Region | Technology | 2021-22 | 2022-23 | 2023-24 | 2024-25 | 2025-26 | 2026-27 | 2027-28 | 2028-29 | 2029-30 | 2030-31 | 2031-32 | 2032-33 | 2033-34 | 2034-35 | 2035-36 | 2036-37 | 2037-38 | 2038-39 | 2039-40 | 2040-41 | 2041-42 | 2042-43 | 2043-44 | 2044-45 | 2045-46 | 2046-47 | 2047-48 | 2048-49 | 2049-50
NSW1 | Distributed PV | 4241.3829 | 4711.3319 | 5343.9405 | 6062.9209 | 6807.486 | 7463.937 | 8257.1661 | 9003.6689 | 9768.9282 | 10504.7979 | 11253.5547 | 12077.6261 | 12885.6859 | 13472.8481 | 14095.5227 | 14591.8154 | 15270.2051 | 15752.2725 | 16264.251 | 16864 | 17367.3523 | 17918.0752 | 18480.2856 | 19049.0688 | 19615.7073 | 20164.0635 | 20698.4153 | 21227.7258 | 21742.5056
NSW1 | Behind the meter battery | 203.5 | 385.9 | 585 | 808.6 | 1038.8 | 1231.3 | 1430.2 | 1617.7 | 1786 | 2016.8 | 2252.5 | 2492.2 | 2729.7 | 2928.2 | 3115.2 | 3140.2 | 3166.7 | 3186.3 | 3208.5 | 3226.3 | 3239.8 | 3250 | 3257.1 | 3262.4 | 3263.8 | 3259 | 3248.1 | 3233.6 | 3213.2
NSW1 | Behind the meter battery pump | 203.5 | 385.9 | 585 | 808.6 | 1038.8 | 1231.3 | 1430.2 | 1617.7 | 1786 | 2016.8 | 2252.5 | 2492.2 | 2729.7 | 2928.2 | 3115.2 | 3140.2 | 3166.7 | 3186.3 | 3208.5 | 3226.3 | 3239.8 | 3250 | 3257.1 | 3262.4 | 3263.8 | 3259 | 3248.1 | 3233.6 | 3213.2
Region | Technology | 2021-22 | 2022-23 | 2023-24 | 2024-25 | 2025-26 | 2026-27 | 2027-28 | 2028-29 | 2029-30 | 2030-31 | 2031-32 | 2032-33 | 2033-34 | 2034-35 | 2035-36 | 2036-37 | 2037-38 | 2038-39 | 2039-40 | 2040-41 | 2041-42 | 2042-43 | 2043-44 | 2044-45 | 2045-46 | 2046-47 | 2047-48 | 2048-49 | 2049-50
QLD1 | Distributed PV | 4265.744 | 4680.9516 | 5183.1304 | 5787.5574 | 6389.4727 | 6895.2299 | 7516.7694 | 8113.269 | 8718.3391 | 9285.1582 | 9878.2021 | 10523.7462 | 11158.6323 | 11620.782 | 12106.7961 | 12479.3207 | 13012.871 | 13376.0881 | 13757.3877 | 14223.626 | 14602.6743 | 15026.6189 | 15462.7988 | 15914.6479 | 16374.3203 | 16853.6875 | 17335.3723 | 17808.1953 | 18279.0088
QLD1 | Behind the meter battery | 113 | 269.2 | 441.5 | 636.3 | 828.9 | 979.8 | 1137.4 | 1294.8 | 1435.4 | 1617.9 | 1809.9 | 1999.5 | 2187.6 | 2339.4 | 2485.7 | 2493.3 | 2502.5 | 2508.5 | 2516.2 | 2522.3 | 2525.3 | 2527.5 | 2529.3 | 2532.1 | 2532.5 | 2533.4 | 2531.3 | 2524.1 | 2514.1
QLD1 | Behind the meter battery pump | 113 | 269.2 | 441.5 | 636.3 | 828.9 | 979.8 | 1137.4 | 1294.8 | 1435.4 | 1617.9 | 1809.9 | 1999.5 | 2187.6 | 2339.4 | 2485.7 | 2493.3 | 2502.5 | 2508.5 | 2516.2 | 2522.3 | 2525.3 | 2527.5 | 2529.3 | 2532.1 | 2532.5 | 2533.4 | 2531.3 | 2524.1 | 2514.1
Region | Technology | 2021-22 | 2022-23 | 2023-24 | 2024-25 | 2025-26 | 2026-27 | 2027-28 | 2028-29 | 2029-30 | 2030-31 | 2031-32 | 2032-33 | 2033-34 | 2034-35 | 2035-36 | 2036-37 | 2037-38 | 2038-39 | 2039-40 | 2040-41 | 2041-42 | 2042-43 | 2043-44 | 2044-45 | 2045-46 | 2046-47 | 2047-48 | 2048-49 | 2049-50
VIC1 | Distributed PV | 3672.0127 | 4323.9168 | 5053.769 | 5790.9588 | 6520.7274 | 7238.1152 | 8018.1381 | 8676.475 | 9331.2351 | 9932.0548 | 10554.2346 | 11213.8539 | 11851.77 | 12333.99 | 12826.3418 | 13223.2949 | 13731.8735 | 14116.3628 | 14523.5542 | 14994.7249 | 15411.9817 | 15862.2058 | 16328.1182 | 16804.2859 | 17301.0591 | 17811.2415 | 18331.9211 | 18845.3174 | 19361.5083
VIC1 | Behind the meter battery | 127.9 | 169.9 | 458.6 | 733.5 | 991.5 | 1234.7 | 1463.3 | 1639.3 | 1795.5 | 2004.5 | 2224 | 2443.1 | 2661.2 | 2848.7 | 3022.4 | 3038.1 | 3053.6 | 3065.4 | 3078.7 | 3087.9 | 3095 | 3098.7 | 3101.4 | 3102.3 | 3102.2 | 3100.1 | 3095.6 | 3085.2 | 3071.3
VIC1 | Behind the meter battery pump | 127.9 | 169.9 | 458.6 | 733.5 | 991.5 | 1234.7 | 1463.3 | 1639.3 | 1795.5 | 2004.5 | 2224 | 2443.1 | 2661.2 | 2848.7 | 3022.4 | 3038.1 | 3053.6 | 3065.4 | 3078.7 | 3087.9 | 3095 | 3098.7 | 3101.4 | 3102.3 | 3102.2 | 3100.1 | 3095.6 | 3085.2 | 3071.3
Region | Technology | 2021-22 | 2022-23 | 2023-24 | 2024-25 | 2025-26 | 2026-27 | 2027-28 | 2028-29 | 2029-30 | 2030-31 | 2031-32 | 2032-33 | 2033-34 | 2034-35 | 2035-36 | 2036-37 | 2037-38 | 2038-39 | 2039-40 | 2040-41 | 2041-42 | 2042-43 | 2043-44 | 2044-45 | 2045-46 | 2046-47 | 2047-48 | 2048-49 | 2049-50
SA1 | Distributed PV | 1913.5206 | 2069.284 | 2265.9702 | 2481.53 | 2637.3888 | 2773.9861 | 2939.5508 | 3101.8464 | 3268.0304 | 3414.8693 | 3571.6486 | 3741.8128 | 3908.6521 | 4020.1996 | 4138.7558 | 4231.3834 | 4360.8052 | 4451.8956 | 4549.1459 | 4665.1984 | 4763.3252 | 4872.7831 | 4984.3777 | 5100.9014 | 5220.0138 | 5346.0237 | 5474.4639 | 5603.2782 | 5728.2809
SA1 | Behind the meter battery | 119.5 | 178 | 241.4 | 310.3 | 355.9 | 391.7 | 430.3 | 470 | 506.1 | 553.7 | 605.9 | 657.7 | 708.5 | 741 | 772.4 | 771.6 | 771.4 | 770.1 | 769.1 | 767.7 | 765.6 | 763.3 | 760.5 | 758 | 754.8 | 751.7 | 748.1 | 743.8 | 738.2
SA1 | Behind the meter battery pump | 119.5 | 178 | 241.4 | 310.3 | 355.9 | 391.7 | 430.3 | 470 | 506.1 | 553.7 | 605.9 | 657.7 | 708.5 | 741 | 772.4 | 771.6 | 771.4 | 770.1 | 769.1 | 767.7 | 765.6 | 763.3 | 760.5 | 758 | 754.8 | 751.7 | 748.1 | 743.8 | 738.2
Region | Technology | 2021-22 | 2022-23 | 2023-24 | 2024-25 | 2025-26 | 2026-27 | 2027-28 | 2028-29 | 2029-30 | 2030-31 | 2031-32 | 2032-33 | 2033-34 | 2034-35 | 2035-36 | 2036-37 | 2037-38 | 2038-39 | 2039-40 | 2040-41 | 2041-42 | 2042-43 | 2043-44 | 2044-45 | 2045-46 | 2046-47 | 2047-48 | 2048-49 | 2049-50
TAS1 | Distributed PV | 225.0754 | 252.5473 | 294.8524 | 344.1958 | 387.3879 | 422.8681 | 471.6404 | 509.3257 | 547.1516 | 585.5419 | 624.0958 | 672.5783 | 722.0675 | 753.6346 | 791.8317 | 817.7431 | 867.6277 | 894.3831 | 922.7691 | 964.4249 | 993.6908 | 1029.1726 | 1064.5165 | 1099.9293 | 1133.8675 | 1167.1424 | 1200.0171 | 1231.6724 | 1262.333
TAS1 | Behind the meter battery | 15.6 | 28.2 | 41.9 | 57.6 | 71.8 | 84.1 | 96.6 | 108 | 118.2 | 133 | 148 | 163.3 | 178.7 | 192.1 | 204.7 | 206.6 | 208.6 | 210.1 | 211.6 | 212.9 | 213.9 | 214.5 | 215.1 | 215.2 | 215 | 214.3 | 213.3 | 211.9 | 210.2
TAS1 | Behind the meter battery pump | 15.6 | 28.2 | 41.9 | 57.6 | 71.8 | 84.1 | 96.6 | 108 | 118.2 | 133 | 148 | 163.3 | 178.7 | 192.1 | 204.7 | 206.6 | 208.6 | 210.1 | 211.6 | 212.9 | 213.9 | 214.5 | 215.1 | 215.2 | 215 | 214.3 | 213.3 | 211.9 | 210.2

## Marinus_VOM Cost
VOM cost by technology ($000s) - Marinus Link, Step Change No TRET Sensitivity
VOM | Real June 2020 dollars discounted to 1 July 2020
Explicitly modelled generation
Region | Technology | 2021-22 | 2022-23 | 2023-24 | 2024-25 | 2025-26 | 2026-27 | 2027-28 | 2028-29 | 2029-30 | 2030-31 | 2031-32 | 2032-33 | 2033-34 | 2034-35 | 2035-36 | 2036-37 | 2037-38 | 2038-39 | 2039-40 | 2040-41 | 2041-42 | 2042-43 | 2043-44 | 2044-45 | 2045-46 | 2046-47 | 2047-48 | 2048-49 | 2049-50
NEM | Black Coal | 310122.1434 | 266489.3908 | 245489.1209 | 218711.5453 | 181996.2318 | 161918.8192 | 147597.6947 | 149422.1583 | 117219.5839 | 110193.1199 | 98589.1887 | 70147.0909 | 70803.9401 | 58871.1916 | 48845.0005 | 46227.3095 | 44918.5445 | 42475.0554 | 37371.0988 | 35455.8166 | 28104.6305 | 18124.5683 | 12198.0325 | 9569.9064 | 8563.0844 | 8485.1345 | 6490.0834 | 5588.4824 | 5447.5667
NEM | Brown Coal | 108528.863 | 88331.7535 | 90354.1305 | 47398.1497 | 45286.367 | 36728.9584 | 0.0022582 | 0.0016395 | 0.0013489 | 0.0012457 | 0.0010559 | 0.00096346 | 0.00094927 | 0.00083014 | 0.00078801 | 0.00073263 | 0.00061388 | 0.00062245 | 0.00051567 | 0.00048468 | 0.0005314 | 0.00055641 | 0.0005259 | 0.00046234 | 0.00042949 | 0.00045932 | 0.00017215 | 0 | 0
NEM | CCGT | 15647.4427 | 14901.5391 | 11630.5669 | 19703.0398 | 23698.3879 | 18206.6572 | 17263.2048 | 17374.8405 | 13932.7657 | 15502.3759 | 19249.7638 | 23953.9639 | 25926.8674 | 23150.1791 | 17652.749 | 15286.7318 | 13828.0135 | 13310.2246 | 10821.758 | 10822.6504 | 11140.5862 | 11556.5953 | 7296.1044 | 6636.6619 | 3061.1151 | 2059.0322 | 1969.1797 | 1873.3635 | 1785.1243
NEM | Gas - Steam | 1737.6292 | 1678.994 | 1774.6806 | 765.9194 | 775.8923 | 746.052 | 1004.9322 | 1011.7204 | 763.906 | 591.4481 | 626.2519 | 1274.3837 | 1423.4397 | 1789.8245 | 730.3758 | 831.6242 | 1109.6768 | 1030.3517 | 458.3115 | 500.1631 | 628.6866 | 602.3574 | 543.6784 | 506.4599 | 420.163 | 0 | 0 | 0 | 0
NEM | OCGT / Diesel | 642.9685 | 254.0362 | 1044.8181 | 2579.7843 | 2200.2525 | 2110.5289 | 1692.1801 | 2597.6061 | 782.8243 | 1666.085 | 2752.9104 | 7686.8257 | 5905.0393 | 6972.9759 | 5703.8391 | 7163.595 | 12721.4935 | 9634.2189 | 14776.9533 | 19598.8886 | 16399.9945 | 17129.3549 | 22500.2762 | 11527.173 | 12878.3356 | 15640.2852 | 12160.8629 | 14141.9533 | 13510.7188
NEM | Hydro | 91852.4122 | 92595.9018 | 80959.9508 | 91121.9403 | 87561.0075 | 79091.2367 | 86526.9607 | 91752.4393 | 75297.4867 | 67385.734 | 65446.5105 | 60470.3577 | 64945.9935 | 61973.5863 | 56188.2161 | 53142.1017 | 57031.4348 | 49713.2677 | 43313.5608 | 39710.2291 | 36679.1006 | 39519.0237 | 37750.8702 | 34278.6879 | 34712.6169 | 37607.5236 | 31717.4655 | 27082.7062 | 25494.5017
NEM | Wind | 66698.2656 | 78274.2923 | 65850.4045 | 63797.9181 | 63392.1866 | 62609.5814 | 59346.2283 | 50027.1618 | 46033.4897 | 43275.4933 | 45354.0095 | 37219.6784 | 35330.6119 | 31915.1007 | 31928.4959 | 31010.8423 | 23742.1458 | 22039.6181 | 18121.2275 | 16224.9342 | 15018.9387 | 14217.2744 | 10467.2095 | 8657.7097 | 6628.0739 | 4934.2312 | 4461.7358 | 3855.2734 | 2639.6175
NEM | Solar PV | 13.5121 | 15.8206 | 15.3241 | 14.048 | 23.5474 | 23.9701 | 25.7552 | 24.2084 | 73.1281 | 73.9209 | 80.4749 | 109.2824 | 107.7377 | 100.4081 | 100.8988 | 99.1876 | 127.8282 | 129.789 | 143.8897 | 157.7677 | 178.8678 | 211.8001 | 201.0378 | 200.4993 | 189.404 | 193.7074 | 187.8557 | 182.614 | 183.5966
NEM | Grid Battery | 0.12767 | 0.19182 | 0.20995 | 0.23703 | 0.21341 | 0.20989 | 0.19912 | 0.17931 | 0.15697 | 0.15588 | 0.14321 | 1.0011 | 1.169 | 1.1183 | 1.4625 | 1.4065 | 1.8393 | 1.744 | 2.7356 | 2.5967 | 3.5512 | 3.5112 | 3.2473 | 3.7305 | 3.5174 | 4.1586 | 4.0161 | 4.3323 | 4.0201
NEM | Pumped Hydro | 1945.9482 | 2806.3007 | 3392.9477 | 3482.9285 | 2945.4274 | 3589.351 | 3941.487 | 3395.1491 | 3108.6747 | 3336.678 | 3146.6079 | 3220.4461 | 2499.1415 | 2148.2014 | 2276.6281 | 2102.5976 | 1642.5538 | 1662.5628 | 1831.7058 | 1614.4418 | 1715.3378 | 1653.0779 | 1106.2931 | 1238.1169 | 1177.4994 | 905.5516 | 729.9085 | 612.8682 | 539.2716
NEM | VPP | 0.37326 | 1.0424 | 2.565 | 5.0003 | 7.2376 | 9.6601 | 11.9506 | 13.7885 | 15.6314 | 17.2581 | 18.474 | 20.1887 | 21.386 | 22.0657 | 24.3461 | 24.2099 | 22.3946 | 22.2207 | 22.4407 | 21.9842 | 22.0864 | 21.1214 | 18.5525 | 19.856 | 18.5534 | 16.2335 | 15.5065 | 14.2162 | 12.9862
Total excluding storage |  | 595243.2366 | 542541.7284 | 497118.9964 | 444092.3448 | 404933.873 | 361435.8039 | 313456.9582 | 312210.1365 | 254103.1858 | 238688.1783 | 232099.1107 | 200861.5836 | 204443.6305 | 184773.267 | 161149.576 | 153761.393 | 153479.1377 | 138332.526 | 125006.8001 | 122470.4502 | 108150.8053 | 101360.9746 | 90957.2096 | 71377.0986 | 66452.7934 | 68919.9146 | 56987.1831 | 52724.3928 | 49061.1255
Region | Technology | 2021-22 | 2022-23 | 2023-24 | 2024-25 | 2025-26 | 2026-27 | 2027-28 | 2028-29 | 2029-30 | 2030-31 | 2031-32 | 2032-33 | 2033-34 | 2034-35 | 2035-36 | 2036-37 | 2037-38 | 2038-39 | 2039-40 | 2040-41 | 2041-42 | 2042-43 | 2043-44 | 2044-45 | 2045-46 | 2046-47 | 2047-48 | 2048-49 | 2049-50
NSW1 | Black Coal | 173520.466 | 145387.6105 | 124532.417 | 127683.5942 | 99191.4069 | 84169.3101 | 79532.5795 | 81339.3212 | 54091.0814 | 51896.034 | 45583.1512 | 18012.4406 | 22652.4862 | 18116.4955 | 10725.5145 | 13091.402 | 13408.073 | 12521.3335 | 10961.6695 | 9224.091 | 5047.5535 | 0 | 0 | 0 | 0 | 0 | 0 | 0 | 0
NSW1 | Brown Coal | 0 | 0 | 0 | 0 | 0 | 0 | 0 | 0 | 0 | 0 | 0 | 0 | 0 | 0 | 0 | 0 | 0 | 0 | 0 | 0 | 0 | 0 | 0 | 0 | 0 | 0 | 0 | 0 | 0
NSW1 | CCGT | 230.6365 | 220.4649 | 641.9595 | 1589.3901 | 2288.2221 | 1109.8077 | 1137.5545 | 1883.9725 | 746.4243 | 1532.1743 | 2547.4149 | 4926.4487 | 4723.8863 | 5252.1239 | 3546.1307 | 3084.247 | 4212.7328 | 4528.6416 | 3955.446 | 3508.0123 | 3495.3231 | 3771.9445 | 147.8414 | 7.7532e-05 | 7.5522e-05 | 7.6078e-05 | 7.1414e-05 | 6.8815e-05 | 6.4378e-05
NSW1 | Gas - Steam | 0 | 0 | 0 | 0 | 0 | 0 | 0 | 0 | 0 | 0 | 0 | 0 | 0 | 0 | 0 | 0 | 0 | 0 | 0 | 0 | 0 | 0 | 0 | 0 | 0 | 0 | 0 | 0 | 0
NSW1 | OCGT / Diesel | 5.4184e-05 | 5.4274e-05 | 129.2774 | 525.8539 | 88.4584 | 177.0674 | 109.4865 | 254.5461 | 7.956 | 61.7979 | 6.7098e-05 | 1317.9426 | 695.6814 | 1461.3471 | 1360.0476 | 1806.3299 | 3516.9632 | 2771.8474 | 5364.4537 | 7655.8867 | 4365.6236 | 5302.9216 | 8740.9337 | 2650.3897 | 2800.1391 | 4002.8661 | 5033.0175 | 5202.8184 | 4937.4531
NSW1 | Hydro | 14835.0466 | 15058.1689 | 13401.4484 | 17411.168 | 15900.2051 | 14945.2969 | 14916.9176 | 18501.0507 | 13823.5147 | 12089.3515 | 12159.9607 | 11540.6607 | 13060.4255 | 13507.1434 | 12654.0561 | 11273.3821 | 14469.5854 | 11994.9244 | 10639.8728 | 9435.8517 | 8358.7945 | 9646.4155 | 8779.1185 | 8742.5933 | 8465.1069 | 9753.796 | 7459.3646 | 6546.3468 | 5610.2049
NSW1 | Wind | 15643.0128 | 17348.9185 | 15355.7702 | 14413.1291 | 14480.9326 | 14367.4002 | 13302.2547 | 10556.5229 | 8820.6299 | 9112.0813 | 10136.0158 | 8739.5426 | 8436.7349 | 7825.8398 | 7907.3855 | 7434.682 | 4902.1784 | 3776.0645 | 3533.0223 | 3085.4762 | 2956.282 | 2835.3371 | 1822.8168 | 1736.6684 | 1753.8219 | 986.3675 | 859.9492 | 817.5381 | 758.4735
NSW1 | Solar PV | 4.9791 | 5.7841 | 5.5559 | 5.1042 | 15.0607 | 15.4929 | 14.8584 | 15.058 | 63.9942 | 64.7553 | 63.2417 | 67.2233 | 65.4455 | 59.8765 | 61.1627 | 60.657 | 76.7076 | 79.9765 | 87.7574 | 95.4926 | 108.3447 | 120.9929 | 113.8847 | 116.8775 | 111.0352 | 107.4706 | 102.3183 | 100.8652 | 96.2243
NSW1 | Grid Battery | 3.2338e-08 | 4.44e-08 | 4.2692e-08 | 5.7779e-08 | 6.1577e-08 | 6.3567e-08 | 8.1982e-08 | 8.5625e-08 | 3.6297e-07 | 3.6483e-07 | 3.5375e-07 | 6.0626e-07 | 5.6504e-07 | 5.6534e-07 | 6.188e-07 | 5.6521e-07 | 5.5818e-07 | 5.2494e-07 | 0.97624 | 0.92537 | 1.8977 | 1.8009 | 1.6624 | 2.1831 | 2.0702 | 1.9291 | 1.8218 | 1.7707 | 1.662
NSW1 | Pumped Hydro | 486.5312 | 827.6331 | 1059.2195 | 1147.9515 | 618.8956 | 901.2542 | 1105.4222 | 887.0813 | 852.2366 | 924.0147 | 938.7359 | 1090.8912 | 977.1667 | 702.539 | 793.2431 | 762.3699 | 689.3837 | 692.039 | 731.8582 | 607.9336 | 563.3957 | 695.0948 | 417.2235 | 517.8577 | 548.624 | 468.3047 | 360.9137 | 347.9032 | 279.9547
NSW1 | VPP | 0.070583 | 0.28585 | 0.78378 | 1.4572 | 2.1794 | 2.943 | 3.6619 | 4.2813 | 4.9146 | 5.417 | 5.8566 | 6.6966 | 7.1949 | 7.4613 | 8.1728 | 8.089 | 7.6975 | 7.5934 | 7.6118 | 7.4159 | 7.4843 | 7.4192 | 6.705 | 7.2789 | 6.8144 | 6.2564 | 5.7987 | 5.5516 | 4.921
Total excluding storage |  | 204234.1411 | 178020.9471 | 154066.4284 | 161628.2395 | 131964.2857 | 114784.3752 | 109013.6511 | 112550.4713 | 77553.6005 | 74756.1943 | 70489.7843 | 44604.2586 | 49634.6598 | 46222.8263 | 36254.2972 | 36750.7 | 40586.2404 | 35672.788 | 34542.2217 | 33004.8105 | 24331.9215 | 21677.6117 | 19604.5951 | 13246.529 | 13130.1032 | 14850.5002 | 13454.6496 | 12667.5685 | 11402.3559
Region | Technology | 2021-22 | 2022-23 | 2023-24 | 2024-25 | 2025-26 | 2026-27 | 2027-28 | 2028-29 | 2029-30 | 2030-31 | 2031-32 | 2032-33 | 2033-34 | 2034-35 | 2035-36 | 2036-37 | 2037-38 | 2038-39 | 2039-40 | 2040-41 | 2041-42 | 2042-43 | 2043-44 | 2044-45 | 2045-46 | 2046-47 | 2047-48 | 2048-49 | 2049-50
QLD1 | Black Coal | 136601.6774 | 121101.7803 | 120956.7039 | 91027.9511 | 82804.8249 | 77749.5091 | 68065.1152 | 68082.8372 | 63128.5025 | 58297.0859 | 53006.0375 | 52134.6503 | 48151.4538 | 40754.6961 | 38119.486 | 33135.9075 | 31510.4715 | 29953.7219 | 26409.4293 | 26231.7256 | 23057.077 | 18124.5683 | 12198.0325 | 9569.9064 | 8563.0844 | 8485.1345 | 6490.0834 | 5588.4824 | 5447.5667
QLD1 | Brown Coal | 0 | 0 | 0 | 0 | 0 | 0 | 0 | 0 | 0 | 0 | 0 | 0 | 0 | 0 | 0 | 0 | 0 | 0 | 0 | 0 | 0 | 0 | 0 | 0 | 0 | 0 | 0 | 0 | 0
QLD1 | CCGT | 7671.2626 | 7316.3603 | 7772.7721 | 13603.7116 | 15860.4397 | 13196.429 | 13776.9552 | 13236.7729 | 11041.6728 | 11933.7546 | 13955.026 | 15019.2966 | 16756.167 | 13315.6401 | 11642.4388 | 9241.8518 | 9615.2806 | 8781.5829 | 6866.3119 | 7314.638 | 7645.2629 | 7784.6506 | 7148.2629 | 6636.6617 | 3061.1149 | 2059.032 | 1969.1795 | 1873.3632 | 1785.124
QLD1 | Gas - Steam | 255.4859 | 244.6775 | 462.5752 | 440.4561 | 417.9165 | 400.531 | 770.282 | 706.3561 | 627.5879 | 433.7362 | 424.9556 | 520.6382 | 773.3041 | 588.8329 | 500.5438 | 590.7031 | 615.4213 | 549.7004 | 458.3115 | 500.1631 | 628.6866 | 602.3574 | 543.6784 | 506.4599 | 420.163 | 0 | 0 | 0 | 0
QLD1 | OCGT / Diesel | 0.00010263 | 0.00010214 | 0.00010429 | 912.6368 | 430.8491 | 518.348 | 899.6074 | 1431.1929 | 673.3136 | 1153.3264 | 1935.7491 | 3430.8542 | 3103.7769 | 2058.1412 | 1947.4555 | 3067.094 | 4518.1335 | 2760.8051 | 3025.4039 | 3465.0782 | 3965.0177 | 3666.4067 | 3529.0655 | 3968.9986 | 4442.5478 | 4453.7201 | 3547.0215 | 3414.585 | 2724.0227
QLD1 | Hydro | 4747.5966 | 4520.399 | 4327.1661 | 4109.3625 | 3912.8009 | 3731.7926 | 3570.7157 | 3386.1353 | 3228.6073 | 2985.3564 | 2944.8249 | 2782.7876 | 2657.227 | 2502.2574 | 2330.3985 | 2223.9422 | 746.1612 | 728.7753 | 649.7533 | 594.7559 | 606.2677 | 0 | 0 | 0 | 0 | 0 | 0 | 0 | 0
QLD1 | Wind | 5108.3914 | 7700.2655 | 7179.411 | 6597.9152 | 7394.9375 | 6766.0187 | 6859.2275 | 6205.8326 | 5819.9373 | 5672.8389 | 4794.3369 | 4584.4743 | 3984.1355 | 4284.2138 | 3763.3256 | 3889.2726 | 3451.957 | 3400.8182 | 3144.6025 | 2499.6054 | 2510.3683 | 1944.7625 | 1687.9279 | 818.2573 | 849.3414 | 788.2232 | 729.6483 | 614.8014 | 459.7471
QLD1 | Solar PV | 5.1758 | 6.7105 | 6.5189 | 5.9521 | 5.7564 | 5.7532 | 5.5568 | 4.4256 | 4.5781 | 4.5419 | 5.2119 | 10.487 | 13.6764 | 12.9155 | 12.5696 | 11.8931 | 24.8891 | 25.092 | 27.4162 | 33.954 | 37.0164 | 60.2135 | 56.2618 | 53.0187 | 48.4147 | 52.7081 | 52.9638 | 51.2077 | 50.8819
QLD1 | Grid Battery | 2.2719e-08 | 0.019652 | 0.021707 | 0.024026 | 0.022483 | 0.021843 | 0.020876 | 0.018949 | 0.017504 | 0.017131 | 0.015881 | 0.7464 | 0.94775 | 0.92357 | 0.87601 | 0.84887 | 1.219 | 1.1643 | 1.1112 | 1.0652 | 1.0337 | 1.1409 | 1.0842 | 1.0348 | 0.95528 | 1.7979 | 1.7915 | 2.1693 | 1.9987
QLD1 | Pumped Hydro | 1459.417 | 1978.6676 | 2333.7282 | 2334.977 | 2326.5318 | 2688.0968 | 2836.0648 | 2508.0678 | 2256.4312 | 2412.2212 | 2207.3385 | 2126.9324 | 1519.5483 | 1443.3819 | 1480.8791 | 1337.8571 | 949.9215 | 967.3687 | 1096.5492 | 1003.4551 | 1147.5674 | 953.9607 | 685.502 | 716.3777 | 625.2479 | 433.9506 | 365.8255 | 261.8544 | 256.4096
QLD1 | VPP | 0.097537 | 0.3277 | 0.69214 | 1.3362 | 1.9151 | 2.5408 | 3.0874 | 3.5278 | 4.0492 | 4.5511 | 4.9002 | 5.0852 | 5.3387 | 5.6921 | 6.0848 | 6.0326 | 5.3533 | 5.5287 | 5.4439 | 5.6164 | 5.7328 | 5.1391 | 4.6139 | 4.4764 | 3.8632 | 3.0956 | 3.2116 | 2.2038 | 2.1821
Total excluding storage |  | 154389.5899 | 140890.1932 | 140705.1473 | 116697.9853 | 110827.5251 | 102368.3815 | 93947.4599 | 93053.5525 | 84524.1996 | 80480.6405 | 77066.1419 | 78483.1882 | 75439.7408 | 63516.697 | 58316.2179 | 52160.6643 | 50482.3143 | 46200.4958 | 40581.2285 | 40639.9203 | 38449.6964 | 32182.959 | 25163.2291 | 21553.3025 | 17384.6662 | 15838.8179 | 12788.8965 | 11542.4399 | 10467.3425
Region | Technology | 2021-22 | 2022-23 | 2023-24 | 2024-25 | 2025-26 | 2026-27 | 2027-28 | 2028-29 | 2029-30 | 2030-31 | 2031-32 | 2032-33 | 2033-34 | 2034-35 | 2035-36 | 2036-37 | 2037-38 | 2038-39 | 2039-40 | 2040-41 | 2041-42 | 2042-43 | 2043-44 | 2044-45 | 2045-46 | 2046-47 | 2047-48 | 2048-49 | 2049-50
VIC1 | Black Coal | 0 | 0 | 0 | 0 | 0 | 0 | 0 | 0 | 0 | 0 | 0 | 0 | 0 | 0 | 0 | 0 | 0 | 0 | 0 | 0 | 0 | 0 | 0 | 0 | 0 | 0 | 0 | 0 | 0
VIC1 | Brown Coal | 108528.863 | 88331.7535 | 90354.1305 | 47398.1497 | 45286.367 | 36728.9584 | 0.0022582 | 0.0016395 | 0.0013489 | 0.0012457 | 0.0010559 | 0.00096346 | 0.00094927 | 0.00083014 | 0.00078801 | 0.00073263 | 0.00061388 | 0.00062245 | 0.00051567 | 0.00048468 | 0.0005314 | 0.00055641 | 0.0005259 | 0.00046234 | 0.00042949 | 0.00045932 | 0.00017215 | 0 | 0
VIC1 | CCGT | 2.982e-05 | 2.8009e-05 | 2.7994e-05 | 4.4504e-05 | 4.3448e-05 | 4.1266e-05 | 3.9081e-05 | 4.0192e-05 | 3.7839e-05 | 3.8749e-05 | 4.258e-05 | 5.2532e-05 | 5.0529e-05 | 4.7254e-05 | 4.3381e-05 | 4.1944e-05 | 4.9155e-05 | 4.7482e-05 | 5.2901e-05 | 5.0087e-05 | 7.9448e-05 | 7.9493e-05 | 9.2749e-05 | 8.3266e-05 | 8.1583e-05 | 8.2139e-05 | 7.7153e-05 | 8.8581e-05 | 8.3758e-05
VIC1 | Gas - Steam | 24.0078 | 11.1223 | 19.5314 | 103.9319 | 96.721 | 90.2407 | 92.2706 | 141.0467 | 13.3397 | 41.3015 | 87.5854 | 315.2019 | 226.1445 | 435.5602 | 229.832 | 240.9211 | 494.2555 | 480.6513 | 0 | 0 | 0 | 0 | 0 | 0 | 0 | 0 | 0 | 0 | 0
VIC1 | OCGT / Diesel | 111.881 | 2.9332 | 86.8438 | 292.7262 | 196.4583 | 430.6771 | 218.5835 | 381.4703 | 65.2569 | 131.421 | 189.5608 | 1207.4957 | 563.0472 | 1283.6095 | 1183.3204 | 1104.4777 | 2033.2191 | 1378.3677 | 3360.7636 | 5275.2683 | 5070.8665 | 4845.9658 | 6355.6691 | 4062.5063 | 4817.4387 | 6359.2003 | 2897.616 | 4537.4951 | 5005.1997
VIC1 | Hydro | 18889.7346 | 18181.4434 | 15823.475 | 18591.5457 | 18119.4349 | 16373.621 | 15795.4619 | 19071.0982 | 15093.5558 | 12297.0405 | 11780.4865 | 10142.4279 | 12041.9771 | 11756.1508 | 10678.7339 | 10216.4026 | 12391.43 | 9810.7508 | 8032.1987 | 7655.8833 | 6645.1216 | 7834.6287 | 7691.2085 | 6964.3152 | 6674.0034 | 8059.3167 | 6409.2008 | 5195.7347 | 4978.6158
VIC1 | Wind | 27030.2417 | 32808.6869 | 26375.725 | 25817.1299 | 25406.0824 | 24931.7898 | 23830.2408 | 20076.6242 | 19363.2838 | 17759.2691 | 19275.9318 | 15085.4332 | 14586.3689 | 12794.0736 | 13244.6892 | 13166.9346 | 9998.5883 | 9738.0021 | 7816.6582 | 7378.3521 | 6528.7323 | 6395.6747 | 4852.2323 | 4217.8487 | 2456.7621 | 1999.5555 | 1778.1489 | 1477.4081 | 550.5114
VIC1 | Solar PV | 2.475 | 2.346 | 2.3172 | 2.1268 | 1.9257 | 1.9379 | 4.5666 | 4.0232 | 3.8578 | 3.9519 | 10.4101 | 30.1229 | 27.2877 | 26.3042 | 25.9116 | 25.3911 | 21.7215 | 20.6267 | 21.9226 | 21.4735 | 27.2711 | 24.7376 | 23.2026 | 23.3432 | 22.8405 | 27.6903 | 27.0703 | 25.5569 | 31.098
VIC1 | Grid Battery | 0.045879 | 0.094999 | 0.10278 | 0.13277 | 0.11849 | 0.11876 | 0.11234 | 0.10032 | 0.085997 | 0.087135 | 0.081064 | 0.081319 | 0.059673 | 0.051983 | 0.055788 | 0.053956 | 0.048077 | 0.043564 | 0.046806 | 0.041771 | 0.014509 | 7.514e-07 | 7.6451e-07 | 7.7564e-07 | 7.0424e-07 | 6.7001e-07 | 6.6918e-07 | 6.807e-07 | 6.8036e-07
VIC1 | Pumped Hydro | 0 | 0 | 4.3567e-08 | 7.8951e-08 | 7.3719e-08 | 8.475e-08 | 7.8015e-08 | 7.3748e-08 | 8.2384e-08 | 9.5282e-08 | 1.1496e-07 | 0.60572 | 0.55197 | 0.49152 | 0.75362 | 0.73638 | 1.5975 | 1.5471 | 1.6121 | 1.4902 | 2.8634 | 2.629 | 2.3046 | 2.5645 | 2.4069 | 2.2092 | 2.1293 | 2.1045 | 1.9685
VIC1 | VPP | 0.072271 | 0.17324 | 0.60481 | 1.5243 | 2.2819 | 3.1248 | 3.8655 | 4.4495 | 4.9173 | 5.3507 | 5.6788 | 6.2848 | 6.6441 | 6.7177 | 7.7733 | 7.7735 | 7.1807 | 7.0019 | 7.2066 | 6.8661 | 6.8067 | 6.6381 | 5.5724 | 6.2818 | 6.1061 | 5.4551 | 5.1462 | 5.1096 | 4.6927
Total excluding storage |  | 154587.2031 | 139338.2853 | 132662.0229 | 92205.6102 | 89106.9893 | 78557.2249 | 39941.1258 | 39674.2643 | 34539.2955 | 30232.9853 | 31343.9757 | 26780.6825 | 27444.8265 | 26295.6993 | 25362.4879 | 24754.1278 | 24939.215 | 21428.3992 | 19231.5437 | 20330.9777 | 18271.9921 | 19101.0073 | 18922.3131 | 15268.014 | 13971.0452 | 16445.7633 | 11112.0363 | 11236.1948 | 10565.4249
Region | Technology | 2021-22 | 2022-23 | 2023-24 | 2024-25 | 2025-26 | 2026-27 | 2027-28 | 2028-29 | 2029-30 | 2030-31 | 2031-32 | 2032-33 | 2033-34 | 2034-35 | 2035-36 | 2036-37 | 2037-38 | 2038-39 | 2039-40 | 2040-41 | 2041-42 | 2042-43 | 2043-44 | 2044-45 | 2045-46 | 2046-47 | 2047-48 | 2048-49 | 2049-50
SA1 | Black Coal | 0 | 0 | 0 | 0 | 0 | 0 | 0 | 0 | 0 | 0 | 0 | 0 | 0 | 0 | 0 | 0 | 0 | 0 | 0 | 0 | 0 | 0 | 0 | 0 | 0 | 0 | 0 | 0 | 0
SA1 | Brown Coal | 0 | 0 | 0 | 0 | 0 | 0 | 0 | 0 | 0 | 0 | 0 | 0 | 0 | 0 | 0 | 0 | 0 | 0 | 0 | 0 | 0 | 0 | 0 | 0 | 0 | 0 | 0 | 0 | 0
SA1 | CCGT | 7745.5435 | 7364.7138 | 3215.8352 | 4509.938 | 5549.726 | 3900.4205 | 2348.695 | 2254.095 | 2144.6685 | 2036.4468 | 2747.3228 | 4008.2185 | 4446.814 | 4582.415 | 2464.1795 | 2960.633 | 5.4399e-05 | 5.2364e-05 | 5.008e-05 | 4.7134e-05 | 5.786e-05 | 5.7169e-05 | 5.5453e-05 | 5.0051e-05 | 4.9032e-05 | 4.8019e-05 | 4.4991e-05 | 4.2933e-05 | 4.0188e-05
SA1 | Gas - Steam | 1458.1355 | 1423.1942 | 1292.574 | 221.5314 | 261.2548 | 255.2803 | 142.3796 | 164.3176 | 122.9783 | 116.4104 | 113.7109 | 438.5436 | 423.9911 | 765.4314 | 0 | 0 | 0 | 0 | 0 | 0 | 0 | 0 | 0 | 0 | 0 | 0 | 0 | 0 | 0
SA1 | OCGT / Diesel | 531.0873 | 251.1029 | 828.6968 | 848.5674 | 1484.4867 | 984.4364 | 464.5026 | 530.3968 | 36.2977 | 315.3805 | 602.7656 | 1714.0748 | 1542.5337 | 2164.0632 | 1186.353 | 1172.1895 | 2633.6973 | 2723.1987 | 2941.669 | 3174.3308 | 2989.2548 | 3314.0608 | 3863.9297 | 829.3118 | 812.6666 | 818.5549 | 678.3096 | 938.612 | 825.6526
SA1 | Hydro | 0 | 0 | 0 | 0 | 0 | 0 | 0 | 0 | 0 | 0 | 0 | 0 | 0 | 0 | 0 | 0 | 0 | 0 | 0 | 0 | 0 | 0 | 0 | 0 | 0 | 0 | 0 | 0 | 0
SA1 | Wind | 15557.0287 | 16540.3188 | 13653.1583 | 13803.0995 | 12881.2457 | 13411.7122 | 12590.7657 | 10955.1427 | 10150.1518 | 9149.1043 | 9247.3853 | 7071.5059 | 6619.292 | 5510.2572 | 5538.8497 | 4917.2502 | 4165.2382 | 3966.7441 | 2710.7737 | 2318.7021 | 2150.5681 | 2109.4759 | 1271.3088 | 1308.6936 | 870.6657 | 661.009 | 600.8621 | 573.1918 | 471.0212
SA1 | Solar PV | 0.88216 | 0.97987 | 0.93217 | 0.86501 | 0.80469 | 0.78615 | 0.77343 | 0.70164 | 0.69789 | 0.67175 | 1.6112 | 1.4492 | 1.3281 | 1.3118 | 1.2548 | 1.2465 | 4.51 | 4.0937 | 6.7935 | 6.8475 | 6.2355 | 5.8562 | 7.6887 | 7.26 | 7.1137 | 5.8385 | 5.5034 | 4.9842 | 5.3924
SA1 | Grid Battery | 0.081793 | 0.077166 | 0.085459 | 0.080237 | 0.072436 | 0.069293 | 0.065901 | 0.06004 | 0.053473 | 0.051615 | 0.046266 | 0.17341 | 0.1616 | 0.1427 | 0.53066 | 0.50371 | 0.5722 | 0.53608 | 0.60133 | 0.56433 | 0.60527 | 0.56934 | 0.50072 | 0.51258 | 0.49188 | 0.4316 | 0.40276 | 0.39241 | 0.35939
SA1 | Pumped Hydro | 0 | 0 | 3.6169e-08 | 3.5306e-08 | 3.2985e-08 | 3.7272e-08 | 3.5218e-08 | 3.4004e-08 | 3.3403e-08 | 3.474e-08 | 3.4806e-08 | 6.5363e-08 | 6.0907e-08 | 5.7521e-08 | 6.7889e-08 | 6.4095e-08 | 8.0378e-08 | 7.7085e-08 | 7.6437e-08 | 7.371e-08 | 9.136e-08 | 8.3843e-08 | 7.9631e-08 | 1.0706e-07 | 1.0082e-07 | 9.3844e-08 | 9.1712e-08 | 8.8596e-08 | 8.5899e-08
SA1 | VPP | 0.12963 | 0.23893 | 0.45223 | 0.64497 | 0.7989 | 0.96611 | 1.1578 | 1.3103 | 1.4441 | 1.5819 | 1.6572 | 1.7311 | 1.8074 | 1.816 | 1.8769 | 1.8503 | 1.7703 | 1.7006 | 1.7478 | 1.6549 | 1.6514 | 1.554 | 1.3346 | 1.449 | 1.405 | 1.1298 | 1.0693 | 1.0697 | 0.93136
Total excluding storage |  | 25292.6772 | 25580.3096 | 18991.1964 | 19384.0014 | 20177.518 | 18552.6357 | 15547.1163 | 13904.6538 | 12454.7943 | 11618.0137 | 12712.7959 | 13233.792 | 13033.959 | 13023.4786 | 9190.6372 | 9051.3192 | 6803.4456 | 6694.0365 | 5659.2363 | 5499.8805 | 5146.0585 | 5429.3929 | 5142.9273 | 2145.2655 | 1690.4461 | 1485.4024 | 1284.6751 | 1516.788 | 1302.0663
Region | Technology | 2021-22 | 2022-23 | 2023-24 | 2024-25 | 2025-26 | 2026-27 | 2027-28 | 2028-29 | 2029-30 | 2030-31 | 2031-32 | 2032-33 | 2033-34 | 2034-35 | 2035-36 | 2036-37 | 2037-38 | 2038-39 | 2039-40 | 2040-41 | 2041-42 | 2042-43 | 2043-44 | 2044-45 | 2045-46 | 2046-47 | 2047-48 | 2048-49 | 2049-50
TAS1 | Black Coal | 0 | 0 | 0 | 0 | 0 | 0 | 0 | 0 | 0 | 0 | 0 | 0 | 0 | 0 | 0 | 0 | 0 | 0 | 0 | 0 | 0 | 0 | 0 | 0 | 0 | 0 | 0 | 0 | 0
TAS1 | Brown Coal | 0 | 0 | 0 | 0 | 0 | 0 | 0 | 0 | 0 | 0 | 0 | 0 | 0 | 0 | 0 | 0 | 0 | 0 | 0 | 0 | 0 | 0 | 0 | 0 | 0 | 0 | 0 | 0 | 0
TAS1 | CCGT | 2.514e-05 | 2.3503e-05 | 2.3431e-05 | 2.2663e-05 | 2.1681e-05 | 2.139e-05 | 2.4003e-05 | 2.479e-05 | 2.3621e-05 | 2.4287e-05 | 2.4074e-05 | 2.8092e-05 | 2.6839e-05 | 2.5447e-05 | 2.3827e-05 | 2.3004e-05 | 2.4447e-05 | 2.3329e-05 | 2.6589e-05 | 2.513e-05 | 2.7435e-05 | 2.6563e-05 | 2.5387e-05 | 2.3152e-05 | 2.2472e-05 | 2.2777e-05 | 2.1317e-05 | 2.4972e-05 | 2.3582e-05
TAS1 | Gas - Steam | 0 | 0 | 0 | 0 | 0 | 0 | 0 | 0 | 0 | 0 | 0 | 0 | 0 | 0 | 0 | 0 | 0 | 0 | 0 | 0 | 0 | 0 | 0 | 0 | 0 | 0 | 0 | 0 | 0
TAS1 | OCGT / Diesel | 2.9504e-05 | 2.6584e-05 | 2.7234e-05 | 2.6704e-05 | 2.5919e-05 | 2.6393e-05 | 2.8532e-05 | 2.9987e-05 | 3.3118e-05 | 4.1592 | 24.8348 | 16.4583 | 3.7025e-05 | 5.8149 | 26.6625 | 13.5039 | 19.4803 | 3.2466e-05 | 84.663 | 28.3245 | 9.2319 | 2.8377e-05 | 10.6782 | 15.9665 | 5.5433 | 5.9438 | 4.8982 | 48.4428 | 18.3906
TAS1 | Hydro | 53380.0343 | 54835.8904 | 47407.8613 | 51009.8641 | 49628.5666 | 44040.5261 | 52243.8656 | 50794.1551 | 43151.8089 | 40013.9856 | 38561.2385 | 36004.4815 | 37186.3639 | 34208.0347 | 30525.0276 | 29428.3749 | 29424.2582 | 27178.8172 | 23991.736 | 22023.7382 | 21068.9168 | 22037.9794 | 21280.5432 | 18571.7794 | 19573.5066 | 19794.4109 | 17848.9 | 15340.6247 | 14905.681
TAS1 | Wind | 3359.5909 | 3876.1026 | 3286.3401 | 3166.6443 | 3228.9883 | 3132.6604 | 2763.7396 | 2233.0395 | 1879.4869 | 1582.1996 | 1900.3398 | 1738.7224 | 1704.0806 | 1500.7163 | 1474.2459 | 1602.7029 | 1224.1839 | 1157.9892 | 916.1708 | 942.7985 | 872.988 | 932.0241 | 832.9237 | 576.2417 | 697.4828 | 499.076 | 493.1273 | 372.334 | 399.8643
TAS1 | Solar PV | 1.1928e-08 | 2.0495e-08 | 2.3356e-08 | 3.6756e-08 | 3.0407e-08 | 3.1568e-08 | 2.8437e-08 | 2.7423e-08 | 5.1517e-08 | 6.6918e-08 | 6.3612e-08 | 6.0211e-08 | 5.8618e-08 | 4.91e-08 | 4.9798e-08 | 4.6636e-08 | 4.348e-08 | 4.4023e-08 | 5.4592e-08 | 5.9638e-08 | 7.7637e-08 | 8.9489e-08 | 7.3832e-08 | 7.319e-08 | 6.8156e-08 | 6.8006e-08 | 6.5534e-08 | 7.4602e-08 | 6.9456e-08
TAS1 | Grid Battery | 2.1465e-08 | 3.0176e-08 | 2.8446e-08 | 3.2873e-08 | 4.1885e-08 | 4.0733e-08 | 4.8505e-08 | 5.3438e-08 | 6.7495e-08 | 6.9508e-08 | 7.2477e-08 | 8.5866e-08 | 8.3022e-08 | 8.4774e-08 | 8.6186e-08 | 7.9515e-08 | 8.5275e-08 | 7.9408e-08 | 1.0613e-07 | 1.0978e-07 | 1.1556e-07 | 9.7605e-08 | 1.0455e-07 | 1.0743e-07 | 1.0003e-07 | 1.0229e-07 | 9.7907e-08 | 1.0593e-07 | 1.226e-07
TAS1 | Pumped Hydro | 0 | 0 | 8.5667e-08 | 8.2353e-08 | 8.5114e-08 | 8.8523e-08 | 1.1056e-07 | 1.1386e-07 | 0.0068827 | 0.44208 | 0.53355 | 2.0168 | 1.8745 | 1.7891 | 1.7523 | 1.6342 | 1.6511 | 1.6079 | 1.6863 | 1.5629 | 1.5113 | 1.3934 | 1.2629 | 1.3169 | 1.2206 | 1.087 | 1.04 | 1.006 | 0.93869
TAS1 | VPP | 0.0032317 | 0.01664 | 0.032013 | 0.03759 | 0.062334 | 0.085375 | 0.17809 | 0.21957 | 0.30626 | 0.35742 | 0.3811 | 0.39102 | 0.40091 | 0.37862 | 0.43838 | 0.46463 | 0.39274 | 0.39615 | 0.4306 | 0.43096 | 0.41121 | 0.37104 | 0.32659 | 0.36987 | 0.36467 | 0.2966 | 0.28076 | 0.28156 | 0.25897
Total excluding storage |  | 56739.6253 | 58711.9931 | 50694.2015 | 54176.5085 | 52857.5549 | 47173.1866 | 55007.6052 | 53027.1947 | 45031.2959 | 41600.3445 | 40486.413 | 37759.6623 | 38890.4445 | 35714.5658 | 32025.936 | 31044.5817 | 30667.9224 | 28336.8064 | 24992.5699 | 22994.8612 | 21951.1368 | 22970.0036 | 22124.1451 | 19163.9876 | 20276.5327 | 20299.4308 | 18346.9255 | 15761.4016 | 15323.936
Explicitly modelled pumping
Region | Technology | 2021-22 | 2022-23 | 2023-24 | 2024-25 | 2025-26 | 2026-27 | 2027-28 | 2028-29 | 2029-30 | 2030-31 | 2031-32 | 2032-33 | 2033-34 | 2034-35 | 2035-36 | 2036-37 | 2037-38 | 2038-39 | 2039-40 | 2040-41 | 2041-42 | 2042-43 | 2043-44 | 2044-45 | 2045-46 | 2046-47 | 2047-48 | 2048-49 | 2049-50
NEM | Grid Battery pump | 0.15691 | 0.23751 | 0.25843 | 0.29317 | 0.26325 | 0.25885 | 0.24645 | 0.22077 | 0.19399 | 0.19227 | 0.1772 | 0.17181 | 0.14059 | 0.11516 | 0.11938 | 0.11512 | 0.10411 | 0.096415 | 0.10059 | 0.079317 | 0.043957 | 0.023749 | 0.019882 | 0.022047 | 0.021298 | 0.017471 | 0.01685 | 0.01647 | 0.014714
NEM | Pumped Hydro Pump | 4379.6333 | 7249.4426 | 8525.4147 | 10665.5028 | 6780.0225 | 8872.4472 | 10638.1972 | 9260.8342 | 8501.4733 | 9133.9372 | 10285.2692 | 10971.5716 | 9886.7994 | 9445.9686 | 10107.9134 | 8713.2251 | 8889.3139 | 9033.4879 | 9639.2851 | 8496.9609 | 8047.22 | 7950.8242 | 5998.4865 | 7197.0029 | 7189.2624 | 6128.6834 | 4995.862 | 5017.5303 | 3880.9673
NEM | VPP pump | 0.43915 | 1.2295 | 3.0147 | 5.8918 | 8.5137 | 11.3578 | 14.0858 | 16.1968 | 18.3957 | 20.2997 | 21.7887 | 23.7152 | 25.1454 | 25.9833 | 28.6284 | 28.4768 | 26.3927 | 26.1547 | 26.3463 | 25.934 | 25.9169 | 24.8937 | 21.7989 | 23.3489 | 21.8797 | 19.061 | 18.2793 | 16.6888 | 15.2669
Region | Technology | 2021-22 | 2022-23 | 2023-24 | 2024-25 | 2025-26 | 2026-27 | 2027-28 | 2028-29 | 2029-30 | 2030-31 | 2031-32 | 2032-33 | 2033-34 | 2034-35 | 2035-36 | 2036-37 | 2037-38 | 2038-39 | 2039-40 | 2040-41 | 2041-42 | 2042-43 | 2043-44 | 2044-45 | 2045-46 | 2046-47 | 2047-48 | 2048-49 | 2049-50
NSW1 | Grid Battery pump | 0 | 0 | 0 | 0 | 0 | 0 | 0 | 0 | 0 | 0 | 0 | 0 | 0 | 0 | 0 | 0 | 0 | 0 | 0 | 0 | 0 | 0 | 0 | 0 | 0 | 0 | 0 | 0 | 0
NSW1 | Pumped Hydro Pump | 2303.9268 | 4415.6624 | 5197.8457 | 7318.5776 | 3449.6325 | 5049.2842 | 6586.3672 | 5677.5907 | 5277.7175 | 5687.636 | 7118.6017 | 7947.0831 | 7717.8374 | 7379.9548 | 7999.8832 | 6803.66 | 7526.1471 | 7665.0849 | 8076.5696 | 7058.7031 | 6412.0585 | 6595.8277 | 5033.6591 | 6180.147 | 6301.7644 | 5513.4359 | 4477.8963 | 4641.8283 | 3524.3406
NSW1 | VPP pump | 0.083047 | 0.33786 | 0.92059 | 1.717 | 2.5616 | 3.4625 | 4.319 | 5.0263 | 5.7821 | 6.3732 | 6.9095 | 7.8597 | 8.465 | 8.8008 | 9.5931 | 9.5169 | 9.0816 | 8.9337 | 8.9305 | 8.7498 | 8.7808 | 8.7295 | 7.8881 | 8.5639 | 8.041 | 7.3373 | 6.8444 | 6.5097 | 5.7898
Region | Technology | 2021-22 | 2022-23 | 2023-24 | 2024-25 | 2025-26 | 2026-27 | 2027-28 | 2028-29 | 2029-30 | 2030-31 | 2031-32 | 2032-33 | 2033-34 | 2034-35 | 2035-36 | 2036-37 | 2037-38 | 2038-39 | 2039-40 | 2040-41 | 2041-42 | 2042-43 | 2043-44 | 2044-45 | 2045-46 | 2046-47 | 2047-48 | 2048-49 | 2049-50
QLD1 | Grid Battery pump | 0 | 0.024174 | 0.0268 | 0.029699 | 0.027798 | 0.026894 | 0.025773 | 0.023395 | 0.021611 | 0.02115 | 0.019663 | 0.018664 | 0.016762 | 0.015717 | 0.015955 | 0.015174 | 0.013347 | 0.013116 | 0.012663 | 0 | 0 | 0 | 0 | 0 | 0 | 0 | 0 | 0 | 0
QLD1 | Pumped Hydro Pump | 2075.7065 | 2833.7802 | 3327.569 | 3346.9252 | 3330.39 | 3823.163 | 4051.83 | 3583.2435 | 3223.7558 | 3446.3012 | 3166.6675 | 3024.4885 | 2168.962 | 2066.0138 | 2108.0302 | 1909.5651 | 1363.1668 | 1368.403 | 1562.7155 | 1438.2578 | 1635.1615 | 1354.9965 | 964.8274 | 1016.8559 | 887.4979 | 615.2475 | 517.9657 | 375.7019 | 356.6267
QLD1 | VPP pump | 0.11475 | 0.38555 | 0.81432 | 1.5737 | 2.2565 | 2.9842 | 3.6323 | 4.1506 | 4.764 | 5.3545 | 5.7801 | 5.9681 | 6.2812 | 6.697 | 7.1657 | 7.0906 | 6.3178 | 6.4852 | 6.4049 | 6.6204 | 6.7322 | 6.0609 | 5.4281 | 5.2543 | 4.5435 | 3.6567 | 3.7641 | 2.6052 | 2.5553
Region | Technology | 2021-22 | 2022-23 | 2023-24 | 2024-25 | 2025-26 | 2026-27 | 2027-28 | 2028-29 | 2029-30 | 2030-31 | 2031-32 | 2032-33 | 2033-34 | 2034-35 | 2035-36 | 2036-37 | 2037-38 | 2038-39 | 2039-40 | 2040-41 | 2041-42 | 2042-43 | 2043-44 | 2044-45 | 2045-46 | 2046-47 | 2047-48 | 2048-49 | 2049-50
VIC1 | Grid Battery pump | 0.056214 | 0.1178 | 0.12639 | 0.1642 | 0.14623 | 0.14641 | 0.13911 | 0.12346 | 0.10618 | 0.10758 | 0.10042 | 0.10019 | 0.073549 | 0.064179 | 0.068877 | 0.066615 | 0.059357 | 0.053987 | 0.057587 | 0.051745 | 0.017738 | 0 | 0 | 0 | 0 | 0 | 0 | 0 | 0
VIC1 | Pumped Hydro Pump | 0 | 0 | 0 | 0 | 0 | 0 | 0 | 0 | 0 | 0 | 0 | 0 | 0 | 0 | 0 | 0 | 0 | 0 | 0 | 0 | 0 | 0 | 0 | 0 | 0 | 0 | 0 | 0 | 0
VIC1 | VPP pump | 0.085033 | 0.20455 | 0.71086 | 1.7963 | 2.6841 | 3.674 | 4.5589 | 5.2239 | 5.7853 | 6.2953 | 6.7001 | 7.3847 | 7.8078 | 7.9036 | 9.1455 | 9.1457 | 8.4483 | 8.2625 | 8.4544 | 8.1022 | 7.9844 | 7.8335 | 6.5327 | 7.3908 | 7.2068 | 6.3956 | 6.076 | 5.9904 | 5.5213
Region | Technology | 2021-22 | 2022-23 | 2023-24 | 2024-25 | 2025-26 | 2026-27 | 2027-28 | 2028-29 | 2029-30 | 2030-31 | 2031-32 | 2032-33 | 2033-34 | 2034-35 | 2035-36 | 2036-37 | 2037-38 | 2038-39 | 2039-40 | 2040-41 | 2041-42 | 2042-43 | 2043-44 | 2044-45 | 2045-46 | 2046-47 | 2047-48 | 2048-49 | 2049-50
SA1 | Grid Battery pump | 0.10069 | 0.095536 | 0.10524 | 0.099273 | 0.08922 | 0.085551 | 0.081573 | 0.073918 | 0.066204 | 0.063541 | 0.057122 | 0.052962 | 0.050284 | 0.035267 | 0.034548 | 0.033334 | 0.031402 | 0.029312 | 0.030337 | 0.027572 | 0.026219 | 0.023749 | 0.019882 | 0.022047 | 0.021298 | 0.017471 | 0.01685 | 0.01647 | 0.014714
SA1 | Pumped Hydro Pump | 0 | 0 | 0 | 0 | 0 | 0 | 0 | 0 | 0 | 0 | 0 | 0 | 0 | 0 | 0 | 0 | 0 | 0 | 0 | 0 | 0 | 0 | 0 | 0 | 0 | 0 | 0 | 0 | 0
SA1 | VPP pump | 0.15252 | 0.28181 | 0.53136 | 0.76027 | 0.93847 | 1.1367 | 1.3653 | 1.5384 | 1.7034 | 1.8568 | 1.9498 | 2.0423 | 2.1209 | 2.1366 | 2.2082 | 2.177 | 2.0829 | 2.0068 | 2.0503 | 1.9529 | 1.937 | 1.8325 | 1.5661 | 1.7054 | 1.6579 | 1.3239 | 1.2631 | 1.2536 | 1.0958
Region | Technology | 2021-22 | 2022-23 | 2023-24 | 2024-25 | 2025-26 | 2026-27 | 2027-28 | 2028-29 | 2029-30 | 2030-31 | 2031-32 | 2032-33 | 2033-34 | 2034-35 | 2035-36 | 2036-37 | 2037-38 | 2038-39 | 2039-40 | 2040-41 | 2041-42 | 2042-43 | 2043-44 | 2044-45 | 2045-46 | 2046-47 | 2047-48 | 2048-49 | 2049-50
TAS1 | Grid Battery pump | 0 | 0 | 0 | 0 | 0 | 0 | 0 | 0 | 0 | 0 | 0 | 0 | 0 | 0 | 0 | 0 | 0 | 0 | 0 | 0 | 0 | 0 | 0 | 0 | 0 | 0 | 0 | 0 | 0
TAS1 | Pumped Hydro Pump | 0 | 0 | 0 | 0 | 0 | 0 | 0 | 0 | 0 | 0 | 0 | 0 | 0 | 0 | 0 | 0 | 0 | 0 | 0 | 0 | 0 | 0 | 0 | 0 | 0 | 0 | 0 | 0 | 0
TAS1 | VPP pump | 0.0038026 | 0.019688 | 0.037577 | 0.044511 | 0.07304 | 0.10044 | 0.21023 | 0.25763 | 0.36086 | 0.41998 | 0.44924 | 0.46051 | 0.47055 | 0.44528 | 0.51576 | 0.54666 | 0.46208 | 0.46649 | 0.50622 | 0.50863 | 0.48258 | 0.43735 | 0.38384 | 0.43443 | 0.43056 | 0.34746 | 0.33174 | 0.32987 | 0.3047

## Marinus_FOM Cost
FOM cost by technology ($000s) - Marinus Link, Step Change No TRET Sensitivity
FOM | Real June 2020 dollars discounted to 1 July 2020. For new entrant capacity, the FOM is incurred annually in modelling. For existing capacity, FOM is considered to be a sunk cost, since the fixed retirement dates are assumed to be the same in the Base Case and the case with Marinus Link. As such, early retirements are presented as an annual FOM saving, or negative cost, that continues until the assumed fixed date retirement.
Explicitly modelled generation
Region | Technology | 2021-22 | 2022-23 | 2023-24 | 2024-25 | 2025-26 | 2026-27 | 2027-28 | 2028-29 | 2029-30 | 2030-31 | 2031-32 | 2032-33 | 2033-34 | 2034-35 | 2035-36 | 2036-37 | 2037-38 | 2038-39 | 2039-40 | 2040-41 | 2041-42 | 2042-43 | 2043-44 | 2044-45 | 2045-46 | 2046-47 | 2047-48 | 2048-49 | 2049-50
NEM | Black Coal | 0 | 0 | 0 | -187539.1501 | -149912.9251 | -264028.6134 | -155909.1382 | -220413.409 | -217083.6161 | -207140.855 | 185254.3053 | 287558.2926 | 6395.048 | -163026.3496 | -53002.2268 | -42476.2157 | -13909.3658 | -13272.2956 | -12698.2856 | -12082.8037 | 197811.2564 | -13029.8876 | -16597.4991 | -14014.6456 | -7567.4628 | -1681.4615 | -6185.5509 | -5885.7388 | -5616.163
NEM | Brown Coal | 0 | 0 | 0 | -289620.2518 | -285418.1748 | -303777.3844 | -468378.1327 | -445675.9695 | -391742.1873 | -341813.9734 | -294242.5837 | -248781.5955 | -237387.0185 | -226514.3306 | -216717.8727 | -206213.6138 | -196768.7154 | -187756.4078 | -179636.181 | -170929.262 | -163100.4408 | -155630.1916 | -148899.3829 | -141682.2686 | -135193.0043 | -129000.9583 | -88405.2942 | 0 | 0
NEM | CCGT | 7.7067e-05 | 7.3537e-05 | 7.6226e-05 | 9.3986e-05 | 8.9682e-05 | 8.5574e-05 | 8.5539e-05 | 8.5216e-05 | 8.1313e-05 | 8.0921e-05 | 8.6186e-05 | 0.00011717 | 0.00011181 | 0.00010669 | 0.00010207 | 9.7124e-05 | 0.00012638 | 0.00012059 | 0.00012819 | 0.00012198 | 0.00014943 | 0.0001458 | 0.00015299 | 0.00014557 | 0.00013891 | 0.00013342 | 0.00012765 | 0.00013193 | 0.00012589
NEM | Gas - Steam | 0 | 0 | 0 | 0 | 0 | 0 | 0 | 0 | 0 | 0 | 0 | 0 | 0 | 0 | 0 | 0 | 0 | 0 | 0 | 0 | 0 | 0 | 0 | 0 | 0 | 0 | 0 | 0 | 0
NEM | OCGT / Diesel | 0.00028664 | 0.00028129 | 0.00027379 | 0.00026052 | 0.00024859 | 0.0002372 | 0.00022694 | 0.00021975 | 0.00021301 | 0.00021563 | 0.00022623 | 0.00037626 | 0.00035902 | 0.00034258 | 0.00049164 | 0.00046781 | 5071.6352 | 4839.3466 | 8464.6896 | 8054.4083 | 12353.9905 | 12273.4644 | 17442.1046 | 21877.7918 | 20875.7555 | 27241.9219 | 26063.7433 | 27119.6366 | 28154.2234
NEM | Hydro | 0 | 0 | 0 | 0 | 0 | 0 | 0 | 0 | 0 | 0 | 0 | 0 | 0 | 0 | 0 | 0 | 0 | 0 | 0 | 0 | 0 | 0 | 0 | 0 | 0 | 0 | 0 | 0 | 0
NEM | Wind | 132815.4833 | 132139.5833 | 168165.2325 | 263715.4618 | 252691.6101 | 256743.2158 | 300810.5854 | 327100.9583 | 356292.9816 | 341880.6398 | 331783.9253 | 387845.3958 | 395896.1788 | 391219.9995 | 377822.5345 | 362556.951 | 384173.6306 | 388916.9561 | 374998.8186 | 356822.8101 | 369235.2444 | 377200.8164 | 366188.0188 | 353634.6085 | 354911.8473 | 370926.6761 | 364482.8461 | 353587.3145 | 353620.4571
NEM | Solar PV | 0.00045106 | 0.0007547 | 0.00081838 | 0.0021032 | 8504.6313 | 8115.1066 | 9646.6168 | 11409.8192 | 51472.5402 | 49269.9809 | 53820.5631 | 78164.1393 | 79959.2835 | 76297.0262 | 72997.2765 | 71208.8408 | 106581.9259 | 107498.7816 | 116310.6227 | 127551.1557 | 145828.4114 | 180896.1597 | 178334.1036 | 169690.296 | 161918.2213 | 183783.8636 | 175835.4444 | 167312.7461 | 168455.4718
NEM | Grid Battery | 0.00035179 | 0.00050755 | 0.00048559 | 0.00065158 | 0.00088968 | 0.00089505 | 0.0012105 | 0.0019011 | 0.0043168 | 0.004221 | 0.0041465 | 5749.4749 | 7137.7269 | 6810.8081 | 9152.4136 | 8708.7985 | 12434.4489 | 11864.9322 | 19342.0844 | 18404.5786 | 26397.8751 | 26498.9338 | 25352.8885 | 28239.79 | 26946.3645 | 33573.7541 | 32121.7318 | 35272.2456 | 33656.7231
NEM | Pumped Hydro | 0 | 0 | 0.00071893 | 0.00086304 | 0.00083911 | 0.00089411 | 0.0010174 | 0.0011961 | 22916.6193 | 23221.5018 | 22570.3963 | 30926.6521 | 31839.6009 | 30381.2986 | 29828.1198 | 28382.3586 | 36312.3418 | 34649.1811 | 33337.9325 | 31722.0516 | 38842.2819 | 46158.9271 | 44162.612 | 42235.6299 | 40301.1735 | 38455.3182 | 36792.1744 | 36193.4633 | 34535.7474
NEM | VPP | 0 | 0 | 0 | 0 | 0 | 0 | 0 | 0 | 0 | 0 | 0 | 0 | 0 | 0 | 0 | 0 | 0 | 0 | 0 | 0 | 0 | 0 | 0 | 0 | 0 | 0 | 0 | 0 | 0
Total excluding storage |  | 132815.4841 | 132139.5844 | 168165.2337 | -213443.9377 | -174134.8581 | -302947.6751 | -313830.0684 | -327578.6007 | -201060.2813 | -157804.2074 | 276616.2103 | 504786.2326 | 244863.4922 | 77976.346 | 181099.712 | 185075.9628 | 285149.1107 | 300226.381 | 307439.6644 | 309416.3084 | 562128.462 | 401710.3615 | 396467.3452 | 389505.7822 | 394945.3572 | 451270.042 | 471791.1888 | 542133.9585 | 544613.9894
Region | Technology | 2021-22 | 2022-23 | 2023-24 | 2024-25 | 2025-26 | 2026-27 | 2027-28 | 2028-29 | 2029-30 | 2030-31 | 2031-32 | 2032-33 | 2033-34 | 2034-35 | 2035-36 | 2036-37 | 2037-38 | 2038-39 | 2039-40 | 2040-41 | 2041-42 | 2042-43 | 2043-44 | 2044-45 | 2045-46 | 2046-47 | 2047-48 | 2048-49 | 2049-50
NSW1 | Black Coal | 0 | 0 | 0 | -38914.2738 | -8095.2948 | -119626.5631 | -114452.8658 | -108905.3652 | -106401.1389 | -101527.8043 | -97136.8554 | 222845.7013 | -65875.9805 | -62858.76 | -0.00058589 | -0.00055749 | -0.00053195 | -0.00050759 | -0.00048564 | -0.0004621 | -12664.1493 | 0 | 0 | 0 | 0 | 0 | 0 | 0 | 0
NSW1 | Brown Coal | 0 | 0 | 0 | 0 | 0 | 0 | 0 | 0 | 0 | 0 | 0 | 0 | 0 | 0 | 0 | 0 | 0 | 0 | 0 | 0 | 0 | 0 | 0 | 0 | 0 | 0 | 0 | 0 | 0
NSW1 | CCGT | 1.6775e-05 | 1.6006e-05 | 1.6629e-05 | 2.0125e-05 | 1.9203e-05 | 1.8323e-05 | 1.8409e-05 | 1.7517e-05 | 1.6715e-05 | 1.5949e-05 | 1.6449e-05 | 2.8502e-05 | 2.7196e-05 | 2.5951e-05 | 2.4828e-05 | 2.3625e-05 | 3.6986e-05 | 3.5292e-05 | 3.3765e-05 | 3.2129e-05 | 3.9464e-05 | 3.7657e-05 | 4.076e-05 | 3.8784e-05 | 3.7008e-05 | 3.5313e-05 | 3.3785e-05 | 3.3e-05 | 3.1488e-05
NSW1 | Gas - Steam | 0 | 0 | 0 | 0 | 0 | 0 | 0 | 0 | 0 | 0 | 0 | 0 | 0 | 0 | 0 | 0 | 0 | 0 | 0 | 0 | 0 | 0 | 0 | 0 | 0 | 0 | 0 | 0 | 0
NSW1 | OCGT / Diesel | 5.9247e-05 | 5.9435e-05 | 6.0034e-05 | 5.7124e-05 | 5.4508e-05 | 5.2012e-05 | 4.9762e-05 | 4.735e-05 | 4.5181e-05 | 4.5074e-05 | 4.5697e-05 | 9.0788e-05 | 8.663e-05 | 8.2662e-05 | 0.00011801 | 0.00011229 | 4654.0718 | 4440.9082 | 4248.8445 | 4042.9041 | 3857.733 | 3681.0429 | 7095.4012 | 8937.1109 | 8527.7775 | 8137.1923 | 7785.269 | 7521.7665 | 7177.2581
NSW1 | Hydro | 0 | 0 | 0 | 0 | 0 | 0 | 0 | 0 | 0 | 0 | 0 | 0 | 0 | 0 | 0 | 0 | 0 | 0 | 0 | 0 | 0 | 0 | 0 | 0 | 0 | 0 | 0 | 0 | 0
NSW1 | Wind | 28993.4543 | 33072.7618 | 64360.0125 | 106179.6656 | 101316.4749 | 107618.5019 | 119627.3533 | 119786.8678 | 145397.8975 | 138738.4518 | 132738.1896 | 168651.6845 | 160927.1798 | 153556.4692 | 146915.3465 | 139858.9642 | 133453.2102 | 142228.2695 | 136077.077 | 129481.4566 | 138551.377 | 137814.6313 | 131854.3231 | 125463.3783 | 126732.5537 | 132881.5706 | 136732.8899 | 130869.526 | 126830.8453
NSW1 | Solar PV | 0.00010731 | 0.00017962 | 0.00018968 | 0.00052836 | 8504.6293 | 8115.1045 | 7764.1367 | 9618.5822 | 49763.3446 | 47484.1075 | 45430.48 | 49832.975 | 49985.2222 | 47695.8227 | 45633.0388 | 45170.9403 | 65696.4552 | 68485.9279 | 70893.2714 | 78811.591 | 90109.1879 | 106287.3021 | 104791.4807 | 99712.2648 | 95145.2908 | 103040.231 | 98583.8715 | 93805.5369 | 89509.1001
NSW1 | Grid Battery | 0.00012214 | 0.00017395 | 0.00016642 | 0.00023701 | 0.00027265 | 0.0002779 | 0.00037883 | 0.0004079 | 0.0027422 | 0.0026391 | 0.0025528 | 0.0039079 | 0.0037289 | 0.0035582 | 0.0036584 | 0.0034811 | 0.0033265 | 0.0031742 | 7481.577 | 7118.9469 | 15165.7926 | 14471.1761 | 13845.3161 | 17289.9867 | 16498.0789 | 15742.4417 | 15061.601 | 14331.5691 | 13675.1614
NSW1 | Pumped Hydro | 0 | 0 | 0.00020037 | 0.00024111 | 0.00023006 | 0.00021953 | 0.0002577 | 0.00024673 | 22893.992 | 21845.4122 | 20900.6258 | 19887.5782 | 18976.6968 | 18107.5351 | 17324.4072 | 16484.6977 | 15729.6733 | 15009.2303 | 14522.5942 | 13818.6878 | 16949.7058 | 16173.3834 | 15473.905 | 14723.8889 | 14049.5123 | 13406.0232 | 12826.2297 | 12204.5456 | 11645.5588
NSW1 | VPP | 0 | 0 | 0 | 0 | 0 | 0 | 0 | 0 | 0 | 0 | 0 | 0 | 0 | 0 | 0 | 0 | 0 | 0 | 0 | 0 | 0 | 0 | 0 | 0 | 0 | 0 | 0 | 0 | 0
Total excluding storage |  | 28993.4545 | 33072.762 | 64360.0128 | 67265.3924 | 101725.8094 | -3892.9566 | 12938.6243 | 20500.0849 | 88760.1033 | 84694.755 | 81031.8143 | 441330.361 | 145036.4216 | 138393.5321 | 192548.3848 | 185029.9041 | 203803.7367 | 215155.1051 | 211219.1925 | 212335.9514 | 219854.1487 | 247782.9763 | 243741.205 | 234112.7541 | 230405.6222 | 244058.9939 | 243102.0305 | 232196.8294 | 223517.2036
Region | Technology | 2021-22 | 2022-23 | 2023-24 | 2024-25 | 2025-26 | 2026-27 | 2027-28 | 2028-29 | 2029-30 | 2030-31 | 2031-32 | 2032-33 | 2033-34 | 2034-35 | 2035-36 | 2036-37 | 2037-38 | 2038-39 | 2039-40 | 2040-41 | 2041-42 | 2042-43 | 2043-44 | 2044-45 | 2045-46 | 2046-47 | 2047-48 | 2048-49 | 2049-50
QLD1 | Black Coal | 0 | 0 | 0 | -148624.8763 | -141817.6303 | -144402.0503 | -41456.2724 | -111508.0438 | -110682.4772 | -105613.0507 | 282391.1606 | 64712.5913 | 72271.0285 | -100167.5896 | -53002.2262 | -42476.2152 | -13909.3652 | -13272.2951 | -12698.2851 | -12082.8032 | 210475.4056 | -13029.8876 | -16597.4991 | -14014.6456 | -7567.4628 | -1681.4615 | -6185.5509 | -5885.7388 | -5616.163
QLD1 | Brown Coal | 0 | 0 | 0 | 0 | 0 | 0 | 0 | 0 | 0 | 0 | 0 | 0 | 0 | 0 | 0 | 0 | 0 | 0 | 0 | 0 | 0 | 0 | 0 | 0 | 0 | 0 | 0 | 0 | 0
QLD1 | CCGT | 1.7436e-05 | 1.6638e-05 | 1.699e-05 | 2.2398e-05 | 2.1372e-05 | 2.0394e-05 | 2.0585e-05 | 2.1041e-05 | 2.0077e-05 | 2.0555e-05 | 2.3641e-05 | 3.0027e-05 | 2.8651e-05 | 2.7339e-05 | 2.6157e-05 | 2.4889e-05 | 2.74e-05 | 2.6145e-05 | 3.1826e-05 | 3.0283e-05 | 2.8896e-05 | 3.0793e-05 | 2.9461e-05 | 2.8033e-05 | 2.6749e-05 | 2.5997e-05 | 2.4872e-05 | 2.3667e-05 | 2.2583e-05
QLD1 | Gas - Steam | 0 | 0 | 0 | 0 | 0 | 0 | 0 | 0 | 0 | 0 | 0 | 0 | 0 | 0 | 0 | 0 | 0 | 0 | 0 | 0 | 0 | 0 | 0 | 0 | 0 | 0 | 0 | 0 | 0
QLD1 | OCGT / Diesel | 5.8332e-05 | 5.8465e-05 | 5.7435e-05 | 5.4651e-05 | 5.2148e-05 | 4.9759e-05 | 4.7607e-05 | 4.8399e-05 | 4.6182e-05 | 4.7302e-05 | 5.5342e-05 | 7.7915e-05 | 7.4346e-05 | 7.0941e-05 | 6.7873e-05 | 6.4583e-05 | 7.99e-05 | 7.6241e-05 | 3834.6386 | 3648.7747 | 3481.6552 | 3807.4956 | 3642.8263 | 3466.2594 | 3307.4995 | 10478.3188 | 10025.1448 | 11744.5773 | 11206.6578
QLD1 | Hydro | 0 | 0 | 0 | 0 | 0 | 0 | 0 | 0 | 0 | 0 | 0 | 0 | 0 | 0 | 0 | 0 | 0 | 0 | 0 | 0 | 0 | 0 | 0 | 0 | 0 | 0 | 0 | 0 | 0
QLD1 | Wind | 90116.2175 | 85988.7572 | 82269.8524 | 104114.1672 | 100400.2984 | 95801.8115 | 91658.5046 | 102083.1245 | 97407.5615 | 92946.1464 | 93509.4341 | 97908.6927 | 112167.7243 | 107030.2713 | 104096.1665 | 102033.4621 | 107158.717 | 102250.6841 | 97828.4716 | 93086.751 | 95007.8763 | 104256.8026 | 99747.828 | 99881.294 | 100037.7188 | 101628.5615 | 97233.255 | 97553.3875 | 106616.6244
QLD1 | Solar PV | 0.00013866 | 0.00023627 | 0.00025091 | 0.00054174 | 0.00051955 | 0.00051135 | 0.00051598 | 0.00061319 | 0.00059429 | 0.00065357 | 624.1806 | 4939.5013 | 7653.7721 | 7303.2176 | 6987.3627 | 6648.6871 | 19040.7403 | 18168.6454 | 19693.8872 | 24262.91 | 28046.9641 | 48204.0298 | 46119.2666 | 43883.8777 | 41873.9291 | 48607.4824 | 46505.2704 | 44251.172 | 45303.152
QLD1 | Grid Battery | 6.0002e-05 | 8.2744e-05 | 7.9166e-05 | 0.00010882 | 0.00016436 | 0.00015683 | 0.0002702 | 0.00082688 | 0.00078901 | 0.00075287 | 0.00072031 | 4901.3294 | 6328.4278 | 6038.5761 | 5777.4154 | 5497.3855 | 8654.8575 | 8258.4518 | 7901.2842 | 7518.311 | 7173.9609 | 8155.5042 | 7802.7889 | 7424.5898 | 7084.5322 | 14621.624 | 13989.2573 | 18018.6473 | 17193.3658
QLD1 | Pumped Hydro | 0 | 0 | 9.6139e-05 | 0.00012041 | 0.00011797 | 0.00013896 | 0.0001545 | 0.00034156 | 0.00032592 | 0.00031099 | 0.00029754 | 2462.6059 | 4679.2515 | 4464.9347 | 4271.8319 | 4064.7773 | 9601.6625 | 9161.8917 | 8765.6515 | 8340.7826 | 7958.7621 | 16689.9196 | 15968.1017 | 15194.132 | 14498.2175 | 13834.177 | 13235.8664 | 13778.9234 | 13147.8276
QLD1 | VPP | 0 | 0 | 0 | 0 | 0 | 0 | 0 | 0 | 0 | 0 | 0 | 0 | 0 | 0 | 0 | 0 | 0 | 0 | 0 | 0 | 0 | 0 | 0 | 0 | 0 | 0 | 0 | 0 | 0
Total excluding storage |  | 90116.2178 | 85988.7575 | 82269.8528 | -44510.7085 | -41417.3313 | -48600.2382 | 50202.2328 | -9424.9186 | -13274.915 | -12666.9036 | 376524.7754 | 167560.7854 | 192092.525 | 14165.8994 | 58081.3031 | 66205.934 | 112290.0922 | 107147.0345 | 108658.7123 | 108915.6324 | 337011.9013 | 143238.4405 | 132912.4218 | 133216.7856 | 137651.6846 | 159032.9013 | 147578.1193 | 147663.3981 | 157510.2712
Region | Technology | 2021-22 | 2022-23 | 2023-24 | 2024-25 | 2025-26 | 2026-27 | 2027-28 | 2028-29 | 2029-30 | 2030-31 | 2031-32 | 2032-33 | 2033-34 | 2034-35 | 2035-36 | 2036-37 | 2037-38 | 2038-39 | 2039-40 | 2040-41 | 2041-42 | 2042-43 | 2043-44 | 2044-45 | 2045-46 | 2046-47 | 2047-48 | 2048-49 | 2049-50
VIC1 | Black Coal | 0 | 0 | 0 | 0 | 0 | 0 | 0 | 0 | 0 | 0 | 0 | 0 | 0 | 0 | 0 | 0 | 0 | 0 | 0 | 0 | 0 | 0 | 0 | 0 | 0 | 0 | 0 | 0 | 0
VIC1 | Brown Coal | 0 | 0 | 0 | -289620.2518 | -285418.1748 | -303777.3844 | -468378.1327 | -445675.9695 | -391742.1873 | -341813.9734 | -294242.5837 | -248781.5955 | -237387.0185 | -226514.3306 | -216717.8727 | -206213.6138 | -196768.7154 | -187756.4078 | -179636.181 | -170929.262 | -163100.4408 | -155630.1916 | -148899.3829 | -141682.2686 | -135193.0043 | -129000.9583 | -88405.2942 | 0 | 0
VIC1 | CCGT | 1.5062e-05 | 1.4372e-05 | 1.375e-05 | 2.152e-05 | 2.0535e-05 | 1.9594e-05 | 1.8747e-05 | 1.929e-05 | 1.8406e-05 | 1.8674e-05 | 2.0703e-05 | 2.4829e-05 | 2.3692e-05 | 2.2607e-05 | 2.1629e-05 | 2.0581e-05 | 2.4055e-05 | 2.2953e-05 | 2.5847e-05 | 2.4594e-05 | 3.9412e-05 | 3.7606e-05 | 4.4288e-05 | 4.2141e-05 | 4.0211e-05 | 3.8369e-05 | 3.671e-05 | 4.2364e-05 | 4.0424e-05
VIC1 | Gas - Steam | 0 | 0 | 0 | 0 | 0 | 0 | 0 | 0 | 0 | 0 | 0 | 0 | 0 | 0 | 0 | 0 | 0 | 0 | 0 | 0 | 0 | 0 | 0 | 0 | 0 | 0 | 0 | 0 | 0
VIC1 | OCGT / Diesel | 5.6217e-05 | 5.4687e-05 | 5.2322e-05 | 4.9786e-05 | 4.7506e-05 | 4.533e-05 | 4.337e-05 | 4.1267e-05 | 4.0102e-05 | 4.075e-05 | 4.1639e-05 | 8.0305e-05 | 7.6627e-05 | 7.3118e-05 | 0.00012343 | 0.00011745 | 0.00017289 | 0.00016497 | 0.00023948 | 0.00022787 | 3513.0722 | 3352.1681 | 4436.1633 | 7316.6232 | 6981.5107 | 6661.7469 | 6373.6348 | 6064.7063 | 8063.6411
VIC1 | Hydro | 0 | 0 | 0 | 0 | 0 | 0 | 0 | 0 | 0 | 0 | 0 | 0 | 0 | 0 | 0 | 0 | 0 | 0 | 0 | 0 | 0 | 0 | 0 | 0 | 0 | 0 | 0 | 0 | 0
VIC1 | Wind | 0.0015763 | 0.0015041 | 0.0015274 | 17311.4886 | 16518.596 | 20444.8098 | 48154.389 | 55105.2482 | 52581.3437 | 50173.0379 | 48109.2159 | 51483.2781 | 56196.5605 | 67079.1424 | 64178.0545 | 61067.3613 | 86463.5488 | 86201.2195 | 83767.127 | 79707.0427 | 77944.3389 | 79137.8762 | 75715.2633 | 72045.3642 | 74313.6978 | 70910.017 | 67843.2486 | 64554.904 | 61598.1909
VIC1 | Solar PV | 4.4498e-05 | 6.3576e-05 | 6.6182e-05 | 0.00032079 | 0.000519 | 0.00052492 | 1882.4779 | 1791.2347 | 1709.1934 | 1785.8703 | 6968.6718 | 22633.0738 | 21596.4444 | 20607.2943 | 19716.0549 | 18760.4229 | 17901.167 | 17081.2663 | 18442.4412 | 17548.541 | 21061.4638 | 20096.8166 | 19227.6548 | 18295.6953 | 17457.7246 | 25035.6953 | 23952.9332 | 22791.9407 | 26971.7167
VIC1 | Grid Battery | 5.5781e-05 | 8.2445e-05 | 7.8879e-05 | 0.00010774 | 0.00016691 | 0.00016969 | 0.00019231 | 0.0002254 | 0.00024597 | 0.00027925 | 0.00030336 | 0.0055735 | 0.0053182 | 0.0050746 | 0.0048564 | 0.0046211 | 0.0044166 | 0.0042143 | 0.0040335 | 0.003838 | 0.0036645 | 0.0034967 | 0.0033455 | 0.0031852 | 0.0030401 | 0.0029009 | 0.002776 | 0.0026433 | 0.0026357
VIC1 | Pumped Hydro | 0 | 0 | 0.00010604 | 0.00019541 | 0.00018646 | 0.00020674 | 0.0001978 | 0.00018822 | 0.00021985 | 0.00024466 | 0.00029664 | 1681.8141 | 1604.7845 | 1531.2829 | 2225.8307 | 2117.9453 | 4970.8778 | 4743.204 | 4538.0664 | 4318.1075 | 8624.8935 | 8229.8602 | 7873.9291 | 7705.85 | 7352.9103 | 7016.1358 | 6712.6968 | 6387.3341 | 6094.7845
VIC1 | VPP | 0 | 0 | 0 | 0 | 0 | 0 | 0 | 0 | 0 | 0 | 0 | 0 | 0 | 0 | 0 | 0 | 0 | 0 | 0 | 0 | 0 | 0 | 0 | 0 | 0 | 0 | 0 | 0 | 0
Total excluding storage |  | 0.0016921 | 0.0016367 | 0.0016596 | -272308.7628 | -268899.5782 | -283332.5741 | -418341.2658 | -388779.4865 | -337451.6502 | -289855.0651 | -239164.6959 | -174665.2435 | -159594.0135 | -138827.8938 | -132823.7632 | -126385.8295 | -92403.9993 | -84473.9218 | -77426.6126 | -73673.6782 | -60581.5659 | -53043.3306 | -49520.3015 | -44024.5858 | -36440.0712 | -26393.4991 | 9764.5223 | 93411.5511 | 96633.5487
Region | Technology | 2021-22 | 2022-23 | 2023-24 | 2024-25 | 2025-26 | 2026-27 | 2027-28 | 2028-29 | 2029-30 | 2030-31 | 2031-32 | 2032-33 | 2033-34 | 2034-35 | 2035-36 | 2036-37 | 2037-38 | 2038-39 | 2039-40 | 2040-41 | 2041-42 | 2042-43 | 2043-44 | 2044-45 | 2045-46 | 2046-47 | 2047-48 | 2048-49 | 2049-50
SA1 | Black Coal | 0 | 0 | 0 | 0 | 0 | 0 | 0 | 0 | 0 | 0 | 0 | 0 | 0 | 0 | 0 | 0 | 0 | 0 | 0 | 0 | 0 | 0 | 0 | 0 | 0 | 0 | 0 | 0 | 0
SA1 | Brown Coal | 0 | 0 | 0 | 0 | 0 | 0 | 0 | 0 | 0 | 0 | 0 | 0 | 0 | 0 | 0 | 0 | 0 | 0 | 0 | 0 | 0 | 0 | 0 | 0 | 0 | 0 | 0 | 0 | 0
SA1 | CCGT | 1.5003e-05 | 1.4315e-05 | 1.718e-05 | 1.8831e-05 | 1.7969e-05 | 1.7146e-05 | 1.6404e-05 | 1.5609e-05 | 1.4894e-05 | 1.4212e-05 | 1.4363e-05 | 2.0846e-05 | 1.9891e-05 | 1.898e-05 | 1.8159e-05 | 1.7279e-05 | 2.6475e-05 | 2.5262e-05 | 2.417e-05 | 2.2998e-05 | 2.8521e-05 | 2.7215e-05 | 2.6491e-05 | 2.5207e-05 | 2.4052e-05 | 2.2951e-05 | 2.1958e-05 | 2.0894e-05 | 1.9937e-05
SA1 | Gas - Steam | 0 | 0 | 0 | 0 | 0 | 0 | 0 | 0 | 0 | 0 | 0 | 0 | 0 | 0 | 0 | 0 | 0 | 0 | 0 | 0 | 0 | 0 | 0 | 0 | 0 | 0 | 0 | 0 | 0
SA1 | OCGT / Diesel | 5.6189e-05 | 5.4642e-05 | 5.2279e-05 | 4.9745e-05 | 4.7467e-05 | 4.5293e-05 | 4.3334e-05 | 4.1233e-05 | 4.0096e-05 | 4.0652e-05 | 4.1292e-05 | 7.3883e-05 | 7.0499e-05 | 6.727e-05 | 0.00013584 | 0.00012926 | 417.5631 | 398.4381 | 381.2062 | 362.7292 | 1501.5301 | 1432.7577 | 2267.7137 | 2157.7982 | 2058.9678 | 1964.6639 | 1879.6947 | 1788.5864 | 1706.6664
SA1 | Hydro | 0 | 0 | 0 | 0 | 0 | 0 | 0 | 0 | 0 | 0 | 0 | 0 | 0 | 0 | 0 | 0 | 0 | 0 | 0 | 0 | 0 | 0 | 0 | 0 | 0 | 0 | 0 | 0 | 0
SA1 | Wind | 4137.515 | 3948.0105 | 5728.4462 | 21069.3778 | 20104.3681 | 19183.5576 | 18809.0413 | 28657.9608 | 27345.3824 | 26092.9224 | 24964.4368 | 36544.4068 | 34870.6172 | 33273.4897 | 33661.9388 | 32030.3534 | 30793.9393 | 31454.6478 | 31702.3013 | 30165.699 | 33204.0397 | 32373.4387 | 36273.9882 | 34743.2079 | 33311.3083 | 42461.7771 | 40625.3591 | 38656.2585 | 37627.0499
SA1 | Solar PV | 0.00014296 | 0.00024586 | 0.00027858 | 0.00066495 | 0.0010015 | 0.00095562 | 0.0016598 | 0.001581 | 0.0015086 | 0.002369 | 797.2305 | 758.589 | 723.8447 | 690.6915 | 660.82 | 628.7905 | 3943.5632 | 3762.942 | 7281.0228 | 6928.1136 | 6610.7954 | 6308.011 | 8195.7015 | 7798.458 | 7441.2767 | 7100.4549 | 6793.3692 | 6464.0964 | 6671.5029
SA1 | Grid Battery | 5.7714e-05 | 8.9058e-05 | 8.5206e-05 | 0.00010707 | 0.00016439 | 0.00017162 | 0.00021189 | 0.00025638 | 0.00030759 | 0.00031221 | 0.00032572 | 848.1357 | 809.2897 | 772.223 | 3374.9895 | 3211.4046 | 3779.5834 | 3606.4727 | 3959.2188 | 3767.3165 | 4058.1176 | 3872.2496 | 3704.7797 | 3525.21 | 3363.75 | 3209.6851 | 3070.8703 | 2922.026 | 2788.1927
SA1 | Pumped Hydro | 0 | 0 | 7.9455e-05 | 7.9173e-05 | 7.5547e-05 | 8.3322e-05 | 7.9719e-05 | 7.5855e-05 | 7.4828e-05 | 7.7592e-05 | 7.7898e-05 | 0.00015251 | 0.00014553 | 0.00013886 | 0.00015678 | 0.00014918 | 0.00019051 | 0.00018179 | 0.00017494 | 0.00016646 | 0.00021352 | 0.00020374 | 0.00019493 | 0.00024335 | 0.0002322 | 0.00022157 | 0.00021199 | 0.00020171 | 0.00019247
SA1 | VPP | 0 | 0 | 0 | 0 | 0 | 0 | 0 | 0 | 0 | 0 | 0 | 0 | 0 | 0 | 0 | 0 | 0 | 0 | 0 | 0 | 0 | 0 | 0 | 0 | 0 | 0 | 0 | 0 | 0
Total excluding storage |  | 4137.5153 | 3948.0109 | 5728.4465 | 21069.3785 | 20104.3692 | 19183.5587 | 18809.043 | 28657.9624 | 27345.384 | 26092.9249 | 25761.6674 | 37302.9959 | 35594.4619 | 33964.1813 | 34322.7589 | 32659.1441 | 35155.0657 | 35616.028 | 39364.5303 | 37456.5418 | 41316.3653 | 40114.2074 | 46737.4035 | 44699.4641 | 42811.5528 | 51526.896 | 49298.423 | 46908.9412 | 46005.2192
Region | Technology | 2021-22 | 2022-23 | 2023-24 | 2024-25 | 2025-26 | 2026-27 | 2027-28 | 2028-29 | 2029-30 | 2030-31 | 2031-32 | 2032-33 | 2033-34 | 2034-35 | 2035-36 | 2036-37 | 2037-38 | 2038-39 | 2039-40 | 2040-41 | 2041-42 | 2042-43 | 2043-44 | 2044-45 | 2045-46 | 2046-47 | 2047-48 | 2048-49 | 2049-50
TAS1 | Black Coal | 0 | 0 | 0 | 0 | 0 | 0 | 0 | 0 | 0 | 0 | 0 | 0 | 0 | 0 | 0 | 0 | 0 | 0 | 0 | 0 | 0 | 0 | 0 | 0 | 0 | 0 | 0 | 0 | 0
TAS1 | Brown Coal | 0 | 0 | 0 | 0 | 0 | 0 | 0 | 0 | 0 | 0 | 0 | 0 | 0 | 0 | 0 | 0 | 0 | 0 | 0 | 0 | 0 | 0 | 0 | 0 | 0 | 0 | 0 | 0 | 0
TAS1 | CCGT | 1.2792e-05 | 1.2206e-05 | 1.1678e-05 | 1.1112e-05 | 1.0603e-05 | 1.0117e-05 | 1.1394e-05 | 1.1759e-05 | 1.1221e-05 | 1.153e-05 | 1.1031e-05 | 1.2969e-05 | 1.2375e-05 | 1.1808e-05 | 1.1298e-05 | 1.075e-05 | 1.1463e-05 | 1.0938e-05 | 1.2582e-05 | 1.1972e-05 | 1.3132e-05 | 1.2531e-05 | 1.1989e-05 | 1.1408e-05 | 1.0885e-05 | 1.0793e-05 | 1.0326e-05 | 1.2008e-05 | 1.1458e-05
TAS1 | Gas - Steam | 0 | 0 | 0 | 0 | 0 | 0 | 0 | 0 | 0 | 0 | 0 | 0 | 0 | 0 | 0 | 0 | 0 | 0 | 0 | 0 | 0 | 0 | 0 | 0 | 0 | 0 | 0 | 0 | 0
TAS1 | OCGT / Diesel | 5.6652e-05 | 5.4057e-05 | 5.1719e-05 | 4.9213e-05 | 4.6959e-05 | 4.4808e-05 | 4.287e-05 | 4.1499e-05 | 4.145e-05 | 4.1849e-05 | 4.2263e-05 | 5.3366e-05 | 5.0922e-05 | 4.8589e-05 | 4.6488e-05 | 4.4235e-05 | 5.1163e-05 | 4.882e-05 | 6.225e-05 | 5.9232e-05 | 6.9508e-05 | 6.6324e-05 | 6.3456e-05 | 6.038e-05 | 5.7614e-05 | 5.4976e-05 | 5.2598e-05 | 5.9653e-05 | 5.6921e-05
TAS1 | Hydro | 0 | 0 | 0 | 0 | 0 | 0 | 0 | 0 | 0 | 0 | 0 | 0 | 0 | 0 | 0 | 0 | 0 | 0 | 0 | 0 | 0 | 0 | 0 | 0 | 0 | 0 | 0 | 0 | 0
TAS1 | Wind | 9568.2948 | 9130.0523 | 15806.9198 | 15040.7626 | 14351.8727 | 13694.535 | 22561.2972 | 21467.757 | 33560.7965 | 33930.0813 | 32462.6489 | 33257.3337 | 31734.097 | 30280.6269 | 28971.0282 | 27566.81 | 26304.2154 | 26782.1352 | 25623.8417 | 24381.8608 | 24527.6124 | 23618.0677 | 22596.6162 | 21501.364 | 20516.5687 | 23044.7497 | 22048.0935 | 21953.2385 | 20947.7466
TAS1 | Solar PV | 1.7621e-05 | 2.9381e-05 | 3.303e-05 | 4.7327e-05 | 4.5159e-05 | 4.3091e-05 | 4.1227e-05 | 3.9229e-05 | 6.9017e-05 | 8.876e-05 | 8.4921e-05 | 8.0805e-05 | 7.7104e-05 | 7.3572e-05 | 7.039e-05 | 6.6979e-05 | 6.3911e-05 | 6.0984e-05 | 7.7821e-05 | 8.8768e-05 | 0.00011016 | 0.00012065 | 0.00011543 | 0.00010984 | 0.00010481 | 0.00010189 | 9.7486e-05 | 0.00011289 | 0.00010958
TAS1 | Grid Battery | 5.616e-05 | 7.9351e-05 | 7.5919e-05 | 9.0936e-05 | 0.00012137 | 0.00011901 | 0.00015727 | 0.00018452 | 0.00023205 | 0.00023761 | 0.00024432 | 0.00034334 | 0.00032762 | 0.00031261 | 0.00029909 | 0.00028459 | 0.00029681 | 0.00028455 | 0.00038263 | 0.00036409 | 0.00043898 | 0.00041888 | 0.00040076 | 0.00038134 | 0.00038912 | 0.00040461 | 0.00039231 | 0.00041748 | 0.00048172
TAS1 | Pumped Hydro | 0 | 0 | 0.00023692 | 0.00022694 | 0.00022907 | 0.00024555 | 0.00032769 | 0.00034376 | 22.6266 | 1376.089 | 1669.7698 | 6894.6536 | 6578.868 | 6277.5458 | 6006.0499 | 5714.9382 | 6010.128 | 5734.8549 | 5511.6203 | 5244.4735 | 5308.9204 | 5065.7637 | 4846.6759 | 4611.7588 | 4400.5332 | 4198.982 | 4017.3814 | 3822.6599 | 3647.5763
TAS1 | VPP | 0 | 0 | 0 | 0 | 0 | 0 | 0 | 0 | 0 | 0 | 0 | 0 | 0 | 0 | 0 | 0 | 0 | 0 | 0 | 0 | 0 | 0 | 0 | 0 | 0 | 0 | 0 | 0 | 0
Total excluding storage |  | 9568.2949 | 9130.0524 | 15806.9199 | 15040.7627 | 14351.8728 | 13694.5351 | 22561.2973 | 21467.7571 | 33560.7966 | 33930.0814 | 32462.6491 | 33257.3338 | 31734.0972 | 30280.6271 | 28971.0283 | 27566.8101 | 26304.2155 | 26782.1353 | 25623.8419 | 24381.861 | 24527.6126 | 23618.0679 | 22596.6163 | 21501.3642 | 20516.5689 | 23044.7499 | 22048.0937 | 21953.2386 | 20947.7468

## Marinus_Fuel Cost
Fuel cost by technology ($000s) - Marinus Link, Step Change No TRET Sensitivity
Fuel | Real June 2020 dollars discounted to 1 July 2020
Explicitly modelled generation
Region | Technology | 2021-22 | 2022-23 | 2023-24 | 2024-25 | 2025-26 | 2026-27 | 2027-28 | 2028-29 | 2029-30 | 2030-31 | 2031-32 | 2032-33 | 2033-34 | 2034-35 | 2035-36 | 2036-37 | 2037-38 | 2038-39 | 2039-40 | 2040-41 | 2041-42 | 2042-43 | 2043-44 | 2044-45 | 2045-46 | 2046-47 | 2047-48 | 2048-49 | 2049-50
NEM | Black Coal | 1499786.8089 | 1312305.3765 | 1231209.8092 | 1025502.5887 | 884973.2034 | 774502.0596 | 703233.6263 | 715293.3477 | 540486.88 | 510384.1812 | 455261.7576 | 301247.7949 | 301731.4687 | 250467.8575 | 201386.167 | 188953.0316 | 184803.5855 | 173910.2002 | 155025.533 | 145338.9678 | 112391.7315 | 71321.1938 | 46561.6302 | 35379.7422 | 31640.8283 | 31257.9557 | 25603.5482 | 22332.6081 | 21778.9732
NEM | Brown Coal | 211377.2789 | 174629.9351 | 177597.885 | 90140.7494 | 86087.8012 | 69982.1377 | 0.0043989 | 0.0032251 | 0.0026343 | 0.0024174 | 0.0020395 | 0.0018435 | 0.0018149 | 0.0015956 | 0.0015183 | 0.00141 | 0.0011837 | 0.0012009 | 0.0009984 | 0.00093973 | 0.0010265 | 0.0010696 | 0.0010145 | 0.00089708 | 0.00083076 | 0.00088482 | 0.00032739 | 0 | 0
NEM | CCGT | 173898.8758 | 162781.6741 | 120820.8147 | 187790.7122 | 225659.9565 | 178080.5089 | 164275.3216 | 162254.8969 | 131271.0272 | 148050.9989 | 185463.761 | 232006.4131 | 246841.444 | 224322.515 | 168749.4148 | 148820.8135 | 129298.2132 | 125057.9562 | 104345.3714 | 103335.8507 | 105904.3225 | 109281.191 | 66588.2933 | 60006.0937 | 29137.5195 | 21243.45 | 20316.4237 | 19301.8199 | 18392.6655
NEM | Gas - Steam | 83640.515 | 78334.5336 | 72718.4451 | 18938.6878 | 20625.8565 | 19947.4785 | 17486.0451 | 20200.3998 | 11466.8061 | 11213.1063 | 13502.5813 | 41478.6508 | 38363.3886 | 64212.7733 | 15765.4638 | 17103.665 | 30559.944 | 29386.4105 | 3480.2358 | 3798.0405 | 4767.5965 | 4561.8005 | 4117.4095 | 3830.39 | 3177.7205 | 0 | 0 | 0 | 0
NEM | OCGT / Diesel | 5378.3772 | 1925.3457 | 8917.1573 | 24945.8822 | 18596.4819 | 19662.8539 | 16145.8295 | 25468.3294 | 7486.758 | 15516.4292 | 27065.362 | 77703.5196 | 56691.5434 | 70280.7374 | 61395.2256 | 75354.0575 | 160957.5585 | 112826.03 | 230532.4866 | 299596.4686 | 283937.5767 | 307953.9633 | 485043.0318 | 317853.558 | 321441.8799 | 488952.0503 | 487648.0597 | 563889.6461 | 569308.568
NEM | Hydro | 0 | 0 | 0 | 0 | 0 | 0 | 0 | 0 | 0 | 0 | 0 | 0 | 0 | 0 | 0 | 0 | 0 | 0 | 0 | 0 | 0 | 0 | 0 | 0 | 0 | 0 | 0 | 0 | 0
NEM | Wind | 0 | 0 | 0 | 0 | 0 | 0 | 0 | 0 | 0 | 0 | 0 | 0 | 0 | 0 | 0 | 0 | 0 | 0 | 0 | 0 | 0 | 0 | 0 | 0 | 0 | 0 | 0 | 0 | 0
NEM | Solar PV | 0 | 0 | 0 | 0 | 0 | 0 | 0 | 0 | 0 | 0 | 0 | 0 | 0 | 0 | 0 | 0 | 0 | 0 | 0 | 0 | 0 | 0 | 0 | 0 | 0 | 0 | 0 | 0 | 0
NEM | Grid Battery | 0 | 0 | 0 | 0 | 0 | 0 | 0 | 0 | 0 | 0 | 0 | 0 | 0 | 0 | 0 | 0 | 0 | 0 | 0 | 0 | 0 | 0 | 0 | 0 | 0 | 0 | 0 | 0 | 0
NEM | Pumped Hydro | 0 | 0 | 0 | 0 | 0 | 0 | 0 | 0 | 0 | 0 | 0 | 0 | 0 | 0 | 0 | 0 | 0 | 0 | 0 | 0 | 0 | 0 | 0 | 0 | 0 | 0 | 0 | 0 | 0
NEM | VPP | 0 | 0 | 0 | 0 | 0 | 0 | 0 | 0 | 0 | 0 | 0 | 0 | 0 | 0 | 0 | 0 | 0 | 0 | 0 | 0 | 0 | 0 | 0 | 0 | 0 | 0 | 0 | 0 | 0
Total excluding storage |  | 1974081.8558 | 1729976.8651 | 1611264.1113 | 1347318.6203 | 1235943.2995 | 1062175.0385 | 901140.8269 | 923216.977 | 690711.474 | 685164.7181 | 681293.4639 | 652436.3802 | 643627.8465 | 609283.8847 | 447296.2727 | 430231.569 | 505619.3023 | 441180.5981 | 493383.6278 | 552069.3286 | 507001.2283 | 493118.1497 | 602310.3659 | 417069.7848 | 385397.949 | 541453.4568 | 533568.0318 | 605524.0741 | 609480.2067
Region | Technology | 2021-22 | 2022-23 | 2023-24 | 2024-25 | 2025-26 | 2026-27 | 2027-28 | 2028-29 | 2029-30 | 2030-31 | 2031-32 | 2032-33 | 2033-34 | 2034-35 | 2035-36 | 2036-37 | 2037-38 | 2038-39 | 2039-40 | 2040-41 | 2041-42 | 2042-43 | 2043-44 | 2044-45 | 2045-46 | 2046-47 | 2047-48 | 2048-49 | 2049-50
NSW1 | Black Coal | 866069.147 | 737032.483 | 668335.826 | 655361.3409 | 551408.8228 | 461773.4069 | 435945.2424 | 446322.8256 | 294167.3226 | 282321.1868 | 248107.7681 | 95610.2948 | 119161.5396 | 96408.7524 | 56584.0737 | 68188.2575 | 69702.4178 | 64774.897 | 57073.9756 | 48316.5285 | 26221.2787 | 0 | 0 | 0 | 0 | 0 | 0 | 0 | 0
NSW1 | Brown Coal | 0 | 0 | 0 | 0 | 0 | 0 | 0 | 0 | 0 | 0 | 0 | 0 | 0 | 0 | 0 | 0 | 0 | 0 | 0 | 0 | 0 | 0 | 0 | 0 | 0 | 0 | 0 | 0 | 0
NSW1 | CCGT | 2264.4856 | 2119.1766 | 6128.9937 | 15334.8961 | 22252.343 | 10896.554 | 11294.1627 | 18832.985 | 7517.5174 | 15559.1315 | 25990.089 | 50502.1252 | 48442.4423 | 54036.8274 | 36736.686 | 31935.5433 | 43499.3552 | 46627.8979 | 41278.9878 | 36740.6548 | 36824.9736 | 39341.0071 | 2141.8052 | 0.0015322 | 0.0014925 | 0.0015022 | 0.0014101 | 0.0013588 | 0.0012712
NSW1 | Gas - Steam | 0 | 0 | 0 | 0 | 0 | 0 | 0 | 0 | 0 | 0 | 0 | 0 | 0 | 0 | 0 | 0 | 0 | 0 | 0 | 0 | 0 | 0 | 0 | 0 | 0 | 0 | 0 | 0 | 0
NSW1 | OCGT / Diesel | 0.0010152 | 0.00099788 | 1395.3108 | 5850.6733 | 977.8106 | 1968.6722 | 1234.3049 | 2873.0855 | 89.8353 | 712.5616 | 0.0012335 | 15400.3654 | 8100.2378 | 17048.6295 | 15909.6464 | 21110.4115 | 62848.7809 | 42308.652 | 100623.0782 | 136850.8853 | 78570.8871 | 93827.5454 | 194038.9964 | 102163.7937 | 99926.4086 | 146664.055 | 180365.3541 | 187757.748 | 169358.9355
NSW1 | Hydro | 0 | 0 | 0 | 0 | 0 | 0 | 0 | 0 | 0 | 0 | 0 | 0 | 0 | 0 | 0 | 0 | 0 | 0 | 0 | 0 | 0 | 0 | 0 | 0 | 0 | 0 | 0 | 0 | 0
NSW1 | Wind | 0 | 0 | 0 | 0 | 0 | 0 | 0 | 0 | 0 | 0 | 0 | 0 | 0 | 0 | 0 | 0 | 0 | 0 | 0 | 0 | 0 | 0 | 0 | 0 | 0 | 0 | 0 | 0 | 0
NSW1 | Solar PV | 0 | 0 | 0 | 0 | 0 | 0 | 0 | 0 | 0 | 0 | 0 | 0 | 0 | 0 | 0 | 0 | 0 | 0 | 0 | 0 | 0 | 0 | 0 | 0 | 0 | 0 | 0 | 0 | 0
NSW1 | Grid Battery | 0 | 0 | 0 | 0 | 0 | 0 | 0 | 0 | 0 | 0 | 0 | 0 | 0 | 0 | 0 | 0 | 0 | 0 | 0 | 0 | 0 | 0 | 0 | 0 | 0 | 0 | 0 | 0 | 0
NSW1 | Pumped Hydro | 0 | 0 | 0 | 0 | 0 | 0 | 0 | 0 | 0 | 0 | 0 | 0 | 0 | 0 | 0 | 0 | 0 | 0 | 0 | 0 | 0 | 0 | 0 | 0 | 0 | 0 | 0 | 0 | 0
NSW1 | VPP | 0 | 0 | 0 | 0 | 0 | 0 | 0 | 0 | 0 | 0 | 0 | 0 | 0 | 0 | 0 | 0 | 0 | 0 | 0 | 0 | 0 | 0 | 0 | 0 | 0 | 0 | 0 | 0 | 0
Total excluding storage |  | 868333.6337 | 739151.6606 | 675860.1305 | 676546.9104 | 574638.9765 | 474638.633 | 448473.71 | 468028.896 | 301774.6753 | 298592.88 | 274097.8583 | 161512.7853 | 175704.2196 | 167494.2093 | 109230.406 | 121234.2122 | 176050.5539 | 153711.4469 | 198976.0415 | 221908.0686 | 141617.1394 | 133168.5525 | 196180.8016 | 102163.7952 | 99926.4101 | 146664.0565 | 180365.3555 | 187757.7493 | 169358.9367
Region | Technology | 2021-22 | 2022-23 | 2023-24 | 2024-25 | 2025-26 | 2026-27 | 2027-28 | 2028-29 | 2029-30 | 2030-31 | 2031-32 | 2032-33 | 2033-34 | 2034-35 | 2035-36 | 2036-37 | 2037-38 | 2038-39 | 2039-40 | 2040-41 | 2041-42 | 2042-43 | 2043-44 | 2044-45 | 2045-46 | 2046-47 | 2047-48 | 2048-49 | 2049-50
QLD1 | Black Coal | 633717.6619 | 575272.8935 | 562873.9832 | 370141.2478 | 333564.3805 | 312728.6527 | 267288.3839 | 268970.5221 | 246319.5575 | 228062.9945 | 207153.9894 | 205637.5001 | 182569.9291 | 154059.1051 | 144802.0933 | 120764.7741 | 115101.1677 | 109135.3032 | 97951.5574 | 97022.4393 | 86170.4528 | 71321.1938 | 46561.6302 | 35379.7422 | 31640.8283 | 31257.9557 | 25603.5482 | 22332.6081 | 21778.9732
QLD1 | Brown Coal | 0 | 0 | 0 | 0 | 0 | 0 | 0 | 0 | 0 | 0 | 0 | 0 | 0 | 0 | 0 | 0 | 0 | 0 | 0 | 0 | 0 | 0 | 0 | 0 | 0 | 0 | 0 | 0 | 0
QLD1 | CCGT | 82213.2083 | 78263.5878 | 80841.4951 | 124273.0537 | 142968.5032 | 124207.2767 | 126870.8547 | 118163.5097 | 99573.4677 | 109431.7092 | 128336.6998 | 136195.273 | 148263.447 | 118531.0569 | 104157.5724 | 83447.3398 | 85798.8549 | 78430.0554 | 63066.3805 | 66595.193 | 69079.345 | 69940.18 | 64446.484 | 60006.0884 | 29137.5144 | 21243.4449 | 20316.4188 | 19301.8148 | 18392.6607
QLD1 | Gas - Steam | 2075.2904 | 1987.4945 | 3748.0425 | 3640.5562 | 3556.3532 | 3379.8682 | 6147.1655 | 5342.2175 | 4772.0415 | 3487.883 | 3590.2998 | 4409.287 | 6344.4575 | 4675.152 | 3913.0228 | 4563.732 | 4704.588 | 4179.8025 | 3480.2358 | 3798.0405 | 4767.5965 | 4561.8005 | 4117.4095 | 3830.39 | 3177.7205 | 0 | 0 | 0 | 0
QLD1 | OCGT / Diesel | 0.0016947 | 0.001652 | 0.0016509 | 8978.4494 | 3985.1819 | 4885.2605 | 8440.1548 | 13953.3402 | 6360.2334 | 10655.2418 | 19738.7645 | 33358.7445 | 29684.9163 | 19747.2495 | 18685.8809 | 29453.1005 | 44004.3148 | 26513.8659 | 54825.4496 | 62562.4867 | 69932.1862 | 72698.2424 | 68570.5979 | 74920.4782 | 77648.4185 | 146210.0489 | 123450.7775 | 117050.8897 | 101914.6941
QLD1 | Hydro | 0 | 0 | 0 | 0 | 0 | 0 | 0 | 0 | 0 | 0 | 0 | 0 | 0 | 0 | 0 | 0 | 0 | 0 | 0 | 0 | 0 | 0 | 0 | 0 | 0 | 0 | 0 | 0 | 0
QLD1 | Wind | 0 | 0 | 0 | 0 | 0 | 0 | 0 | 0 | 0 | 0 | 0 | 0 | 0 | 0 | 0 | 0 | 0 | 0 | 0 | 0 | 0 | 0 | 0 | 0 | 0 | 0 | 0 | 0 | 0
QLD1 | Solar PV | 0 | 0 | 0 | 0 | 0 | 0 | 0 | 0 | 0 | 0 | 0 | 0 | 0 | 0 | 0 | 0 | 0 | 0 | 0 | 0 | 0 | 0 | 0 | 0 | 0 | 0 | 0 | 0 | 0
QLD1 | Grid Battery | 0 | 0 | 0 | 0 | 0 | 0 | 0 | 0 | 0 | 0 | 0 | 0 | 0 | 0 | 0 | 0 | 0 | 0 | 0 | 0 | 0 | 0 | 0 | 0 | 0 | 0 | 0 | 0 | 0
QLD1 | Pumped Hydro | 0 | 0 | 0 | 0 | 0 | 0 | 0 | 0 | 0 | 0 | 0 | 0 | 0 | 0 | 0 | 0 | 0 | 0 | 0 | 0 | 0 | 0 | 0 | 0 | 0 | 0 | 0 | 0 | 0
QLD1 | VPP | 0 | 0 | 0 | 0 | 0 | 0 | 0 | 0 | 0 | 0 | 0 | 0 | 0 | 0 | 0 | 0 | 0 | 0 | 0 | 0 | 0 | 0 | 0 | 0 | 0 | 0 | 0 | 0 | 0
Total excluding storage |  | 718006.1623 | 655523.9774 | 647463.5224 | 507033.3071 | 484074.4189 | 445201.0581 | 408746.5588 | 406429.5895 | 357025.3 | 351637.8285 | 358819.7536 | 379600.8047 | 366862.7499 | 297012.5635 | 271558.5694 | 238228.9464 | 249608.9254 | 218259.027 | 219323.6233 | 229978.1595 | 229949.5805 | 218521.4167 | 183696.1216 | 174136.6989 | 141604.4816 | 198711.4494 | 169370.7445 | 158685.3126 | 142086.3279
Region | Technology | 2021-22 | 2022-23 | 2023-24 | 2024-25 | 2025-26 | 2026-27 | 2027-28 | 2028-29 | 2029-30 | 2030-31 | 2031-32 | 2032-33 | 2033-34 | 2034-35 | 2035-36 | 2036-37 | 2037-38 | 2038-39 | 2039-40 | 2040-41 | 2041-42 | 2042-43 | 2043-44 | 2044-45 | 2045-46 | 2046-47 | 2047-48 | 2048-49 | 2049-50
VIC1 | Black Coal | 0 | 0 | 0 | 0 | 0 | 0 | 0 | 0 | 0 | 0 | 0 | 0 | 0 | 0 | 0 | 0 | 0 | 0 | 0 | 0 | 0 | 0 | 0 | 0 | 0 | 0 | 0 | 0 | 0
VIC1 | Brown Coal | 211377.2789 | 174629.9351 | 177597.885 | 90140.7494 | 86087.8012 | 69982.1377 | 0.0043989 | 0.0032251 | 0.0026343 | 0.0024174 | 0.0020395 | 0.0018435 | 0.0018149 | 0.0015956 | 0.0015183 | 0.00141 | 0.0011837 | 0.0012009 | 0.0009984 | 0.00093973 | 0.0010265 | 0.0010696 | 0.0010145 | 0.00089708 | 0.00083076 | 0.00088482 | 0.00032739 | 0 | 0
VIC1 | CCGT | 0.00061236 | 0.00059177 | 0.00060962 | 0.00098447 | 0.0009636 | 0.00091757 | 0.00087047 | 0.00089829 | 0.00084933 | 0.00087197 | 0.00095899 | 0.0011892 | 0.0011564 | 0.0010976 | 0.001021 | 0.00099595 | 0.0011728 | 0.0011356 | 0.0012662 | 0.0011989 | 0.0019017 | 0.0019012 | 0.0022182 | 0.0019914 | 0.0019512 | 0.0019645 | 0.0018452 | 0.0021169 | 0.0020016
VIC1 | Gas - Steam | 1073.6326 | 512.4361 | 928.8356 | 5024.218 | 4688.2935 | 4385.9885 | 4492.7015 | 6892.248 | 654.7555 | 2032.611 | 4314.2525 | 15608.621 | 11326.815 | 22157.798 | 11852.441 | 12539.933 | 25855.356 | 25206.608 | 0 | 0 | 0 | 0 | 0 | 0 | 0 | 0 | 0 | 0 | 0
VIC1 | OCGT / Diesel | 1182.4631 | 30.7849 | 1048.3565 | 3504.5432 | 2204.8586 | 4947.0373 | 2616.8466 | 4351.0761 | 749.3284 | 1535.2355 | 2172.3923 | 14422.8945 | 6557.1243 | 15318.95 | 15483.4587 | 13908.2825 | 25486.7938 | 16837.3006 | 42050.5562 | 65556.6372 | 90266.1222 | 91236.2081 | 148607.3581 | 106661.2573 | 109178.1134 | 161941.2266 | 154438.0017 | 220517.9382 | 263889.8375
VIC1 | Hydro | 0 | 0 | 0 | 0 | 0 | 0 | 0 | 0 | 0 | 0 | 0 | 0 | 0 | 0 | 0 | 0 | 0 | 0 | 0 | 0 | 0 | 0 | 0 | 0 | 0 | 0 | 0 | 0 | 0
VIC1 | Wind | 0 | 0 | 0 | 0 | 0 | 0 | 0 | 0 | 0 | 0 | 0 | 0 | 0 | 0 | 0 | 0 | 0 | 0 | 0 | 0 | 0 | 0 | 0 | 0 | 0 | 0 | 0 | 0 | 0
VIC1 | Solar PV | 0 | 0 | 0 | 0 | 0 | 0 | 0 | 0 | 0 | 0 | 0 | 0 | 0 | 0 | 0 | 0 | 0 | 0 | 0 | 0 | 0 | 0 | 0 | 0 | 0 | 0 | 0 | 0 | 0
VIC1 | Grid Battery | 0 | 0 | 0 | 0 | 0 | 0 | 0 | 0 | 0 | 0 | 0 | 0 | 0 | 0 | 0 | 0 | 0 | 0 | 0 | 0 | 0 | 0 | 0 | 0 | 0 | 0 | 0 | 0 | 0
VIC1 | Pumped Hydro | 0 | 0 | 0 | 0 | 0 | 0 | 0 | 0 | 0 | 0 | 0 | 0 | 0 | 0 | 0 | 0 | 0 | 0 | 0 | 0 | 0 | 0 | 0 | 0 | 0 | 0 | 0 | 0 | 0
VIC1 | VPP | 0 | 0 | 0 | 0 | 0 | 0 | 0 | 0 | 0 | 0 | 0 | 0 | 0 | 0 | 0 | 0 | 0 | 0 | 0 | 0 | 0 | 0 | 0 | 0 | 0 | 0 | 0 | 0 | 0
Total excluding storage |  | 213633.3752 | 175173.1567 | 179575.0777 | 98669.5115 | 92980.9543 | 79315.1644 | 7109.5534 | 11243.3283 | 1404.0874 | 3567.8498 | 6486.6478 | 30031.5186 | 17883.9423 | 37476.7507 | 27335.9022 | 26448.2179 | 51342.1521 | 42043.911 | 42050.5585 | 65556.6393 | 90266.1252 | 91236.2111 | 148607.3614 | 106661.2602 | 109178.1162 | 161941.2295 | 154438.0039 | 220517.9403 | 263889.8395
Region | Technology | 2021-22 | 2022-23 | 2023-24 | 2024-25 | 2025-26 | 2026-27 | 2027-28 | 2028-29 | 2029-30 | 2030-31 | 2031-32 | 2032-33 | 2033-34 | 2034-35 | 2035-36 | 2036-37 | 2037-38 | 2038-39 | 2039-40 | 2040-41 | 2041-42 | 2042-43 | 2043-44 | 2044-45 | 2045-46 | 2046-47 | 2047-48 | 2048-49 | 2049-50
SA1 | Black Coal | 0 | 0 | 0 | 0 | 0 | 0 | 0 | 0 | 0 | 0 | 0 | 0 | 0 | 0 | 0 | 0 | 0 | 0 | 0 | 0 | 0 | 0 | 0 | 0 | 0 | 0 | 0 | 0 | 0
SA1 | Brown Coal | 0 | 0 | 0 | 0 | 0 | 0 | 0 | 0 | 0 | 0 | 0 | 0 | 0 | 0 | 0 | 0 | 0 | 0 | 0 | 0 | 0 | 0 | 0 | 0 | 0 | 0 | 0 | 0 | 0
SA1 | CCGT | 89421.1807 | 82398.9086 | 33850.3247 | 48182.7608 | 60439.1088 | 42976.6768 | 26110.3027 | 25258.4007 | 24180.0407 | 23060.1567 | 31136.9707 | 45309.013 | 50135.5529 | 51754.6289 | 27855.1548 | 33437.9288 | 0.0012305 | 0.0011845 | 0.0011328 | 0.0010662 | 0.0013088 | 0.0012932 | 0.0012544 | 0.0011322 | 0.0011082 | 0.0010853 | 0.0010169 | 0.00097036 | 0.00090831
SA1 | Gas - Steam | 80491.592 | 75834.603 | 68041.567 | 10273.9136 | 12381.2098 | 12181.6218 | 6846.1781 | 7965.9343 | 6040.0091 | 5692.6123 | 5598.029 | 21460.7428 | 20692.1161 | 37379.8233 | 0 | 0 | 0 | 0 | 0 | 0 | 0 | 0 | 0 | 0 | 0 | 0 | 0 | 0 | 0
SA1 | OCGT / Diesel | 4195.9107 | 1894.5576 | 6473.4877 | 6612.2158 | 11428.63 | 7861.8833 | 3854.5225 | 4290.8269 | 287.3601 | 2552.6366 | 4797.1415 | 14278.9127 | 12349.2642 | 18078.5541 | 10909.2739 | 10675.6016 | 28315.9901 | 27166.2106 | 31723.5707 | 34172.54 | 45020.4333 | 50191.9665 | 73654.9543 | 33852.1549 | 34600.1694 | 34041.5361 | 29315.4871 | 37787.3196 | 33850.5982
SA1 | Hydro | 0 | 0 | 0 | 0 | 0 | 0 | 0 | 0 | 0 | 0 | 0 | 0 | 0 | 0 | 0 | 0 | 0 | 0 | 0 | 0 | 0 | 0 | 0 | 0 | 0 | 0 | 0 | 0 | 0
SA1 | Wind | 0 | 0 | 0 | 0 | 0 | 0 | 0 | 0 | 0 | 0 | 0 | 0 | 0 | 0 | 0 | 0 | 0 | 0 | 0 | 0 | 0 | 0 | 0 | 0 | 0 | 0 | 0 | 0 | 0
SA1 | Solar PV | 0 | 0 | 0 | 0 | 0 | 0 | 0 | 0 | 0 | 0 | 0 | 0 | 0 | 0 | 0 | 0 | 0 | 0 | 0 | 0 | 0 | 0 | 0 | 0 | 0 | 0 | 0 | 0 | 0
SA1 | Grid Battery | 0 | 0 | 0 | 0 | 0 | 0 | 0 | 0 | 0 | 0 | 0 | 0 | 0 | 0 | 0 | 0 | 0 | 0 | 0 | 0 | 0 | 0 | 0 | 0 | 0 | 0 | 0 | 0 | 0
SA1 | Pumped Hydro | 0 | 0 | 0 | 0 | 0 | 0 | 0 | 0 | 0 | 0 | 0 | 0 | 0 | 0 | 0 | 0 | 0 | 0 | 0 | 0 | 0 | 0 | 0 | 0 | 0 | 0 | 0 | 0 | 0
SA1 | VPP | 0 | 0 | 0 | 0 | 0 | 0 | 0 | 0 | 0 | 0 | 0 | 0 | 0 | 0 | 0 | 0 | 0 | 0 | 0 | 0 | 0 | 0 | 0 | 0 | 0 | 0 | 0 | 0 | 0
Total excluding storage |  | 174108.6833 | 160128.0692 | 108365.3795 | 65068.8901 | 84248.9486 | 63020.1819 | 36811.0034 | 37515.1619 | 30507.4099 | 31305.4056 | 41532.1412 | 81048.6685 | 83176.9332 | 107213.0063 | 38764.4287 | 44113.5304 | 28315.9913 | 27166.2118 | 31723.5718 | 34172.541 | 45020.4347 | 50191.9678 | 73654.9556 | 33852.156 | 34600.1705 | 34041.5372 | 29315.4882 | 37787.3205 | 33850.5991
Region | Technology | 2021-22 | 2022-23 | 2023-24 | 2024-25 | 2025-26 | 2026-27 | 2027-28 | 2028-29 | 2029-30 | 2030-31 | 2031-32 | 2032-33 | 2033-34 | 2034-35 | 2035-36 | 2036-37 | 2037-38 | 2038-39 | 2039-40 | 2040-41 | 2041-42 | 2042-43 | 2043-44 | 2044-45 | 2045-46 | 2046-47 | 2047-48 | 2048-49 | 2049-50
TAS1 | Black Coal | 0 | 0 | 0 | 0 | 0 | 0 | 0 | 0 | 0 | 0 | 0 | 0 | 0 | 0 | 0 | 0 | 0 | 0 | 0 | 0 | 0 | 0 | 0 | 0 | 0 | 0 | 0 | 0 | 0
TAS1 | Brown Coal | 0 | 0 | 0 | 0 | 0 | 0 | 0 | 0 | 0 | 0 | 0 | 0 | 0 | 0 | 0 | 0 | 0 | 0 | 0 | 0 | 0 | 0 | 0 | 0 | 0 | 0 | 0 | 0 | 0
TAS1 | CCGT | 0.00058865 | 0.00056014 | 0.00056867 | 0.00055579 | 0.00053289 | 0.00052808 | 0.00059478 | 0.00061743 | 0.00059217 | 0.00061196 | 0.00060835 | 0.00071448 | 0.00068896 | 0.00066111 | 0.00062509 | 0.00060727 | 0.00064803 | 0.00061967 | 0.00070626 | 0.00066749 | 0.00072871 | 0.00070556 | 0.00067387 | 0.00061453 | 0.00059648 | 0.00060458 | 0.00056584 | 0.00066284 | 0.00062596
TAS1 | Gas - Steam | 0 | 0 | 0 | 0 | 0 | 0 | 0 | 0 | 0 | 0 | 0 | 0 | 0 | 0 | 0 | 0 | 0 | 0 | 0 | 0 | 0 | 0 | 0 | 0 | 0 | 0 | 0 | 0 | 0
TAS1 | OCGT / Diesel | 0.00066749 | 0.00061244 | 0.00063659 | 0.00063214 | 0.00061785 | 0.00062773 | 0.0006833 | 0.0007168 | 0.00075372 | 60.7536 | 357.0623 | 242.6025 | 0.00087974 | 87.3543 | 406.9657 | 206.6615 | 301.679 | 0.00080952 | 1309.832 | 453.9195 | 147.9478 | 0.00088593 | 171.1251 | 255.8739 | 88.77 | 95.1836 | 78.4391 | 775.7507 | 294.5028
TAS1 | Hydro | 0 | 0 | 0 | 0 | 0 | 0 | 0 | 0 | 0 | 0 | 0 | 0 | 0 | 0 | 0 | 0 | 0 | 0 | 0 | 0 | 0 | 0 | 0 | 0 | 0 | 0 | 0 | 0 | 0
TAS1 | Wind | 0 | 0 | 0 | 0 | 0 | 0 | 0 | 0 | 0 | 0 | 0 | 0 | 0 | 0 | 0 | 0 | 0 | 0 | 0 | 0 | 0 | 0 | 0 | 0 | 0 | 0 | 0 | 0 | 0
TAS1 | Solar PV | 0 | 0 | 0 | 0 | 0 | 0 | 0 | 0 | 0 | 0 | 0 | 0 | 0 | 0 | 0 | 0 | 0 | 0 | 0 | 0 | 0 | 0 | 0 | 0 | 0 | 0 | 0 | 0 | 0
TAS1 | Grid Battery | 0 | 0 | 0 | 0 | 0 | 0 | 0 | 0 | 0 | 0 | 0 | 0 | 0 | 0 | 0 | 0 | 0 | 0 | 0 | 0 | 0 | 0 | 0 | 0 | 0 | 0 | 0 | 0 | 0
TAS1 | Pumped Hydro | 0 | 0 | 0 | 0 | 0 | 0 | 0 | 0 | 0 | 0 | 0 | 0 | 0 | 0 | 0 | 0 | 0 | 0 | 0 | 0 | 0 | 0 | 0 | 0 | 0 | 0 | 0 | 0 | 0
TAS1 | VPP | 0 | 0 | 0 | 0 | 0 | 0 | 0 | 0 | 0 | 0 | 0 | 0 | 0 | 0 | 0 | 0 | 0 | 0 | 0 | 0 | 0 | 0 | 0 | 0 | 0 | 0 | 0 | 0 | 0
Total excluding storage |  | 0.0012561 | 0.0011726 | 0.0012053 | 0.0011879 | 0.0011507 | 0.0011558 | 0.0012781 | 0.0013342 | 0.0013459 | 60.7542 | 357.0629 | 242.6032 | 0.0015687 | 87.3549 | 406.9663 | 206.6621 | 301.6797 | 0.0014292 | 1309.8327 | 453.9201 | 147.9486 | 0.0015915 | 171.1258 | 255.8745 | 88.7706 | 95.1842 | 78.4397 | 775.7514 | 294.5035

## Marinus_Build Cost
New generation build cost (CAPEX) by technology ($000s) - Marinus Link, Step Change No TRET Sensitivity
CAPEX (Install) | Real June 2020 dollars discounted to 1 July 2020. The total capital costs are annualised for modelling purposes.
Explicitly modelled generation
Region | Technology | 2021-22 | 2022-23 | 2023-24 | 2024-25 | 2025-26 | 2026-27 | 2027-28 | 2028-29 | 2029-30 | 2030-31 | 2031-32 | 2032-33 | 2033-34 | 2034-35 | 2035-36 | 2036-37 | 2037-38 | 2038-39 | 2039-40 | 2040-41 | 2041-42 | 2042-43 | 2043-44 | 2044-45 | 2045-46 | 2046-47 | 2047-48 | 2048-49 | 2049-50
NEM | Black Coal | 0 | 0 | 0 | 0 | 0 | 0 | 0 | 0 | 0 | 0 | 0 | 0 | 0 | 0 | 0 | 0 | 0 | 0 | 0 | 0 | 0 | 0 | 0 | 0 | 0 | 0 | 0 | 0 | 0
NEM | Brown Coal | 0 | 0 | 0 | 0 | 0 | 0 | 0 | 0 | 0 | 0 | 0 | 0 | 0 | 0 | 0 | 0 | 0 | 0 | 0 | 0 | 0 | 0 | 0 | 0 | 0 | 0 | 0 | 0 | 0
NEM | CCGT | 0.00094806 | 0.00090464 | 0.0009379 | 0.0011558 | 0.0011029 | 0.0010524 | 0.0010508 | 0.0010466 | 0.00099869 | 0.00099344 | 0.0010565 | 0.001426 | 0.0013607 | 0.0012984 | 0.0012422 | 0.001182 | 0.0015275 | 0.0014575 | 0.0015473 | 0.0014723 | 0.0017992 | 0.0017545 | 0.0018384 | 0.0017493 | 0.0016692 | 0.0013096 | 0.001253 | 0.0012941 | 0.0011533
NEM | Gas - Steam | 0 | 0 | 0 | 0 | 0 | 0 | 0 | 0 | 0 | 0 | 0 | 0 | 0 | 0 | 0 | 0 | 0 | 0 | 0 | 0 | 0 | 0 | 0 | 0 | 0 | 0 | 0 | 0 | 0
NEM | OCGT / Diesel | 0.0023252 | 0.0022791 | 0.0022154 | 0.002108 | 0.0020115 | 0.0019194 | 0.0018363 | 0.001777 | 0.0017211 | 0.0017417 | 0.0018238 | 0.002977 | 0.0028407 | 0.0027106 | 0.0038219 | 0.0036367 | 34397.3436 | 32821.8927 | 57932.6441 | 55124.6639 | 85886.9122 | 85294.0564 | 120552.9592 | 151177.0577 | 144252.9176 | 187649.6084 | 179534.0006 | 186599.2931 | 194024.9281
NEM | Hydro | 0 | 0 | 0 | 0 | 0 | 0 | 0 | 0 | 0 | 0 | 0 | 0 | 0 | 0 | 0 | 0 | 0 | 0 | 0 | 0 | 0 | 0 | 0 | 0 | 0 | 0 | 0 | 0 | 0
NEM | Wind | 662789.3921 | 658414.4403 | 829973.4843 | 1296663.6104 | 1242492.9639 | 1260343.6366 | 1474799.8877 | 1601349.4644 | 1733880.8138 | 1663485.929 | 1613646.5526 | 1866966.7094 | 1902023.8553 | 1878330.3758 | 1813271.139 | 1739311.1943 | 1837898.2172 | 1849884.8558 | 1783390.2058 | 1696950.1447 | 1742209.8699 | 1770410.3897 | 1717763.5599 | 1656863.0917 | 1653875.9254 | 1505338.616 | 1469572.4076 | 1364605.7417 | 1212049.5175
NEM | Solar PV | 0.0023778 | 0.0037927 | 0.0040542 | 0.0093397 | 31721.1171 | 30268.2427 | 36357.8676 | 42298.5443 | 179835.9067 | 172173.4345 | 189011.6569 | 273674.4045 | 278879.7977 | 266106.6771 | 254597.9005 | 247397.3507 | 348740.9026 | 348516.9995 | 371068.0911 | 397661.8979 | 442766.6029 | 531522.2439 | 522126.0872 | 496818.7716 | 474063.7132 | 528933.3668 | 506057.6683 | 481529.1847 | 483042.6287
NEM | Grid Battery | 0.0025057 | 0.0034803 | 0.0033298 | 0.0041624 | 0.0052992 | 0.005271 | 0.0066004 | 0.0095059 | 0.018164 | 0.017765 | 0.017446 | 23360.3286 | 28844.0205 | 27522.9203 | 36972.2714 | 35180.235 | 49156.1635 | 46904.7361 | 73124.5104 | 69580.1844 | 93265.0584 | 93636.0074 | 89586.3687 | 97228.0708 | 92774.8763 | 115376.0865 | 110386.2163 | 120811.7537 | 115278.3881
NEM | Pumped Hydro | 0 | 0 | 0.0077281 | 0.0093626 | 0.0090755 | 0.0097176 | 0.010796 | 0.012762 | 241933.9193 | 242685.2851 | 235269.3053 | 317103.538 | 328729.8776 | 313673.5472 | 308816.0987 | 293847.8627 | 382649.4504 | 365123.5213 | 351232.5497 | 334208.3994 | 411498.1597 | 493228.2368 | 471896.7404 | 451431.9618 | 430755.6886 | 411026.4204 | 393250.0485 | 387150.238 | 369418.1659
NEM | VPP | 0 | 0 | 0 | 0 | 0 | 0 | 0 | 0 | 0 | 0 | 0 | 0 | 0 | 0 | 0 | 0 | 0 | 0 | 0 | 0 | 0 | 0 | 0 | 0 | 0 | 0 | 0 | 0 | 0
Total excluding storage |  | 662789.3978 | 658414.4472 | 829973.4915 | 1296663.623 | 1274214.0841 | 1290611.8823 | 1511157.7582 | 1643648.0115 | 1913716.7232 | 1835659.3662 | 1802658.2124 | 2140641.1183 | 2180903.6572 | 2144437.0569 | 2067869.0445 | 1986708.5497 | 2221036.4649 | 2231223.7495 | 2212390.9425 | 2149736.708 | 2270863.3867 | 2387226.6917 | 2360442.6082 | 2304858.9227 | 2272192.5578 | 2221921.5925 | 2155164.0778 | 2032734.2208 | 1889117.0754
Region | Technology | 2021-22 | 2022-23 | 2023-24 | 2024-25 | 2025-26 | 2026-27 | 2027-28 | 2028-29 | 2029-30 | 2030-31 | 2031-32 | 2032-33 | 2033-34 | 2034-35 | 2035-36 | 2036-37 | 2037-38 | 2038-39 | 2039-40 | 2040-41 | 2041-42 | 2042-43 | 2043-44 | 2044-45 | 2045-46 | 2046-47 | 2047-48 | 2048-49 | 2049-50
NSW1 | Black Coal | 0 | 0 | 0 | 0 | 0 | 0 | 0 | 0 | 0 | 0 | 0 | 0 | 0 | 0 | 0 | 0 | 0 | 0 | 0 | 0 | 0 | 0 | 0 | 0 | 0 | 0 | 0 | 0 | 0
NSW1 | Brown Coal | 0 | 0 | 0 | 0 | 0 | 0 | 0 | 0 | 0 | 0 | 0 | 0 | 0 | 0 | 0 | 0 | 0 | 0 | 0 | 0 | 0 | 0 | 0 | 0 | 0 | 0 | 0 | 0 | 0
NSW1 | CCGT | 0.00019822 | 0.00018914 | 0.00019644 | 0.00023744 | 0.00022657 | 0.00021619 | 0.0002171 | 0.00020658 | 0.00019711 | 0.00018809 | 0.00019374 | 0.00033304 | 0.00031778 | 0.00030323 | 0.00029011 | 0.00027605 | 0.00042889 | 0.00040924 | 0.00039154 | 0.00037257 | 0.00045563 | 0.00043477 | 0.00046958 | 0.00044682 | 0.00042635 | 0.00034548 | 0.00033054 | 0.0003193 | 0.00028904
NSW1 | Gas - Steam | 0 | 0 | 0 | 0 | 0 | 0 | 0 | 0 | 0 | 0 | 0 | 0 | 0 | 0 | 0 | 0 | 0 | 0 | 0 | 0 | 0 | 0 | 0 | 0 | 0 | 0 | 0 | 0 | 0
NSW1 | OCGT / Diesel | 0.00046234 | 0.00046375 | 0.00046788 | 0.0004452 | 0.00042481 | 0.00040535 | 0.00038782 | 0.00036902 | 0.00035212 | 0.00035136 | 0.000356 | 0.00068881 | 0.00065726 | 0.00062716 | 0.0008795 | 0.00083687 | 31390.0162 | 29952.3056 | 28656.9064 | 27267.9136 | 26019.0016 | 24827.2916 | 47593.3397 | 59837.9488 | 57097.2794 | 54482.1366 | 52125.8533 | 50351.9783 | 48045.7808
NSW1 | Hydro | 0 | 0 | 0 | 0 | 0 | 0 | 0 | 0 | 0 | 0 | 0 | 0 | 0 | 0 | 0 | 0 | 0 | 0 | 0 | 0 | 0 | 0 | 0 | 0 | 0 | 0 | 0 | 0 | 0
NSW1 | Wind | 138422.7498 | 158064.5909 | 305632.5337 | 502077.5976 | 479081.6775 | 508474.2823 | 564280.0485 | 564374.694 | 681821.4088 | 650592.947 | 622455.6271 | 781341.8739 | 745555.2229 | 711407.6551 | 680640.1753 | 647923.1102 | 618247.2426 | 651495.5478 | 623319.1907 | 593107.0721 | 627403.4348 | 621211.4911 | 594344.8811 | 565537.1393 | 567249.5509 | 545243.3553 | 551000.0507 | 479636.0857 | 399893.0657
NSW1 | Solar PV | 0.00053492 | 0.00085448 | 0.00089147 | 0.0021979 | 31721.1079 | 30268.2337 | 28959.1716 | 35258.4608 | 173118.2696 | 165189.1884 | 158044.9653 | 171657.7686 | 171524.2208 | 163668.1496 | 156589.7095 | 154139.5901 | 210641.5199 | 216742.7794 | 221389.0544 | 240032.1119 | 266747.852 | 305500.3346 | 300023.6594 | 285481.5907 | 272406.0979 | 290210.1916 | 277658.9684 | 264200.9104 | 252100.1049
NSW1 | Grid Battery | 0.00080916 | 0.0011089 | 0.0010609 | 0.0013952 | 0.0015378 | 0.0015422 | 0.0019358 | 0.0020252 | 0.010374 | 0.0099882 | 0.0096649 | 0.01492 | 0.014236 | 0.013584 | 0.013937 | 0.013262 | 0.012672 | 0.012091 | 26297.833 | 25023.1838 | 49015.8454 | 46770.8447 | 44748.065 | 54563.0682 | 52063.9962 | 49679.3857 | 47530.815 | 45227.0087 | 43155.5394
NSW1 | Pumped Hydro | 0 | 0 | 0.0019958 | 0.0024011 | 0.0022911 | 0.0021862 | 0.002566 | 0.0024577 | 241735.9623 | 230664.0862 | 220688.1567 | 209991.4618 | 200373.5322 | 191196.1184 | 182927.129 | 174060.6987 | 166088.4529 | 158481.3481 | 153314.1788 | 145883.0804 | 178140.5588 | 169981.4491 | 162629.9668 | 154747.3346 | 147659.6704 | 140896.632 | 134803.0312 | 128269.1633 | 122394.2397
NSW1 | VPP | 0 | 0 | 0 | 0 | 0 | 0 | 0 | 0 | 0 | 0 | 0 | 0 | 0 | 0 | 0 | 0 | 0 | 0 | 0 | 0 | 0 | 0 | 0 | 0 | 0 | 0 | 0 | 0 | 0
Total excluding storage |  | 138422.751 | 158064.5924 | 305632.5352 | 502077.6005 | 510802.7861 | 538742.5166 | 593239.2207 | 599633.1554 | 854939.6789 | 815782.136 | 780500.5929 | 952999.6435 | 917079.4447 | 875075.8056 | 837229.8859 | 802062.7015 | 860278.7791 | 898190.6332 | 873365.1519 | 860407.098 | 920170.2888 | 951539.1177 | 941961.8807 | 910856.6793 | 896752.9286 | 889935.6839 | 880784.8727 | 794188.9747 | 700038.9518
Region | Technology | 2021-22 | 2022-23 | 2023-24 | 2024-25 | 2025-26 | 2026-27 | 2027-28 | 2028-29 | 2029-30 | 2030-31 | 2031-32 | 2032-33 | 2033-34 | 2034-35 | 2035-36 | 2036-37 | 2037-38 | 2038-39 | 2039-40 | 2040-41 | 2041-42 | 2042-43 | 2043-44 | 2044-45 | 2045-46 | 2046-47 | 2047-48 | 2048-49 | 2049-50
QLD1 | Black Coal | 0 | 0 | 0 | 0 | 0 | 0 | 0 | 0 | 0 | 0 | 0 | 0 | 0 | 0 | 0 | 0 | 0 | 0 | 0 | 0 | 0 | 0 | 0 | 0 | 0 | 0 | 0 | 0 | 0
QLD1 | Brown Coal | 0 | 0 | 0 | 0 | 0 | 0 | 0 | 0 | 0 | 0 | 0 | 0 | 0 | 0 | 0 | 0 | 0 | 0 | 0 | 0 | 0 | 0 | 0 | 0 | 0 | 0 | 0 | 0 | 0
QLD1 | CCGT | 0.00021263 | 0.00020289 | 0.00020713 | 0.00027264 | 0.00026016 | 0.00024824 | 0.00025044 | 0.00025579 | 0.00024407 | 0.00024965 | 0.00028639 | 0.00036245 | 0.00034585 | 0.00033001 | 0.00031573 | 0.00030043 | 0.00032984 | 0.00031473 | 0.00038135 | 0.00036287 | 0.00034625 | 0.0003681 | 0.00035218 | 0.00033511 | 0.00031976 | 0.00024481 | 0.00023422 | 0.00021885 | 0.00018545
QLD1 | Gas - Steam | 0 | 0 | 0 | 0 | 0 | 0 | 0 | 0 | 0 | 0 | 0 | 0 | 0 | 0 | 0 | 0 | 0 | 0 | 0 | 0 | 0 | 0 | 0 | 0 | 0 | 0 | 0 | 0 | 0
QLD1 | OCGT / Diesel | 0.00046923 | 0.00047023 | 0.00046057 | 0.00043825 | 0.00041818 | 0.00039902 | 0.00038177 | 0.00038795 | 0.00037018 | 0.00037889 | 0.00044086 | 0.00061428 | 0.00058615 | 0.0005593 | 0.00053511 | 0.00050918 | 0.0006267 | 0.00059799 | 26530.2564 | 25244.3417 | 24088.1123 | 26325.7359 | 25187.1812 | 23966.3651 | 22868.669 | 71824.9443 | 68718.6065 | 80402.4406 | 76719.886
QLD1 | Hydro | 0 | 0 | 0 | 0 | 0 | 0 | 0 | 0 | 0 | 0 | 0 | 0 | 0 | 0 | 0 | 0 | 0 | 0 | 0 | 0 | 0 | 0 | 0 | 0 | 0 | 0 | 0 | 0 | 0
QLD1 | Wind | 454208.5345 | 433405.09 | 414660.8693 | 522278.8561 | 503576.2133 | 480511.6537 | 459730.1342 | 509327.6963 | 485999.71 | 463740.1812 | 465264.5622 | 484467.8606 | 549272.9698 | 524115.4292 | 509262.3504 | 498233.9831 | 519669.7282 | 495868.0611 | 474422.3956 | 451427.2655 | 457951.1154 | 496672.4187 | 475191.966 | 473547.2928 | 472018.2527 | 335921.1556 | 321392.9912 | 326762.5758 | 328306.0815
QLD1 | Solar PV | 0.00073393 | 0.001191 | 0.0012494 | 0.002448 | 0.0023463 | 0.0022992 | 0.0023005 | 0.0026401 | 0.0025525 | 0.0027435 | 2196.3277 | 17097.5557 | 26325.9196 | 25120.1523 | 24033.7375 | 22868.8285 | 60238.775 | 57479.7471 | 61496.938 | 73721.8503 | 83701.7941 | 137933.2097 | 131967.7732 | 125571.3295 | 119819.9709 | 137408.1308 | 131465.4031 | 125093.3092 | 127400.242
QLD1 | Grid Battery | 0.00043123 | 0.00057415 | 0.00054932 | 0.00070132 | 0.00096651 | 0.00092224 | 0.001419 | 0.0038017 | 0.0036276 | 0.0034614 | 0.0033117 | 19780.1726 | 25427.841 | 24263.2071 | 23213.8541 | 22088.6846 | 33859.2201 | 32308.4161 | 30911.1181 | 29412.8642 | 28065.71 | 31422.8891 | 30063.8889 | 28606.7 | 27296.4693 | 52896.6905 | 50608.9755 | 63931.9002 | 61003.7217
QLD1 | Pumped Hydro | 0 | 0 | 0.0010979 | 0.0013745 | 0.0013467 | 0.0015849 | 0.0017608 | 0.0038787 | 0.0037011 | 0.0035316 | 0.0033788 | 27698.2407 | 52579.7848 | 50171.5504 | 48001.6944 | 45675.0647 | 107385.4608 | 102467.0427 | 98035.4729 | 93283.719 | 89011.1823 | 185511.6554 | 177488.5113 | 168885.6894 | 161150.4669 | 153769.5296 | 147119.1922 | 152949.2803 | 145943.9697
QLD1 | VPP | 0 | 0 | 0 | 0 | 0 | 0 | 0 | 0 | 0 | 0 | 0 | 0 | 0 | 0 | 0 | 0 | 0 | 0 | 0 | 0 | 0 | 0 | 0 | 0 | 0 | 0 | 0 | 0 | 0
Total excluding storage |  | 454208.5359 | 433405.0919 | 414660.8712 | 522278.8593 | 503576.2163 | 480511.6567 | 459730.1371 | 509327.6996 | 485999.7132 | 463740.1845 | 467460.8906 | 501565.4173 | 575598.8903 | 549235.5823 | 533296.0887 | 521102.8124 | 579908.5041 | 553347.8091 | 562449.5904 | 550393.4579 | 565741.0222 | 660931.3648 | 632346.9207 | 623084.9877 | 614706.8928 | 545154.2311 | 521577.001 | 532258.3258 | 532426.2097
Region | Technology | 2021-22 | 2022-23 | 2023-24 | 2024-25 | 2025-26 | 2026-27 | 2027-28 | 2028-29 | 2029-30 | 2030-31 | 2031-32 | 2032-33 | 2033-34 | 2034-35 | 2035-36 | 2036-37 | 2037-38 | 2038-39 | 2039-40 | 2040-41 | 2041-42 | 2042-43 | 2043-44 | 2044-45 | 2045-46 | 2046-47 | 2047-48 | 2048-49 | 2049-50
VIC1 | Black Coal | 0 | 0 | 0 | 0 | 0 | 0 | 0 | 0 | 0 | 0 | 0 | 0 | 0 | 0 | 0 | 0 | 0 | 0 | 0 | 0 | 0 | 0 | 0 | 0 | 0 | 0 | 0 | 0 | 0
VIC1 | Brown Coal | 0 | 0 | 0 | 0 | 0 | 0 | 0 | 0 | 0 | 0 | 0 | 0 | 0 | 0 | 0 | 0 | 0 | 0 | 0 | 0 | 0 | 0 | 0 | 0 | 0 | 0 | 0 | 0 | 0
VIC1 | CCGT | 0.00019047 | 0.00018175 | 0.00017389 | 0.00027152 | 0.00025909 | 0.00024722 | 0.00023653 | 0.00024318 | 0.00023204 | 0.00023522 | 0.00026022 | 0.00031113 | 0.00029688 | 0.00028328 | 0.00027103 | 0.00025789 | 0.00030023 | 0.00028648 | 0.00032156 | 0.00030597 | 0.00048593 | 0.00046367 | 0.00054435 | 0.00051797 | 0.00049424 | 0.00041266 | 0.00039481 | 0.0004649 | 0.00041078
VIC1 | Gas - Steam | 0 | 0 | 0 | 0 | 0 | 0 | 0 | 0 | 0 | 0 | 0 | 0 | 0 | 0 | 0 | 0 | 0 | 0 | 0 | 0 | 0 | 0 | 0 | 0 | 0 | 0 | 0 | 0 | 0
VIC1 | OCGT / Diesel | 0.00046762 | 0.0004539 | 0.00043427 | 0.00041322 | 0.0003943 | 0.00037624 | 0.00035997 | 0.00034252 | 0.00033211 | 0.00033731 | 0.00034453 | 0.00064845 | 0.00061875 | 0.00059041 | 0.0009699 | 0.00092289 | 0.0013404 | 0.001279 | 0.0018457 | 0.0017563 | 25023.3617 | 23877.2535 | 31563.2563 | 51949.2166 | 49569.8632 | 47299.4876 | 45253.8447 | 43060.4027 | 57060.3381
VIC1 | Hydro | 0 | 0 | 0 | 0 | 0 | 0 | 0 | 0 | 0 | 0 | 0 | 0 | 0 | 0 | 0 | 0 | 0 | 0 | 0 | 0 | 0 | 0 | 0 | 0 | 0 | 0 | 0 | 0 | 0
VIC1 | Wind | 0.0079747 | 0.0076094 | 0.0077359 | 87935.6441 | 83908.0573 | 103488.4092 | 241980.8395 | 276939.063 | 264254.831 | 252151.5562 | 241770.042 | 257736.7986 | 279504.6548 | 330125.032 | 315847.5426 | 300538.4964 | 419726.0097 | 417917.7029 | 405903.6758 | 386230.0282 | 377158.1879 | 381582.0039 | 365079.0656 | 347383.7783 | 355892.9283 | 339592.4863 | 324905.5415 | 309157.4543 | 267783.2102
VIC1 | Solar PV | 0.00024547 | 0.00033797 | 0.00034799 | 0.0014458 | 0.0022631 | 0.0022789 | 7398.6866 | 7040.0742 | 6717.6281 | 6984.2336 | 25953.2428 | 82238.5039 | 78471.8548 | 74877.7241 | 71639.3574 | 68167.0163 | 65044.8635 | 62065.7094 | 65515.6707 | 62340.1434 | 71737.0023 | 68451.338 | 65490.9044 | 62316.5773 | 59462.3829 | 79964.6043 | 76506.2364 | 72797.999 | 83671.822
VIC1 | Grid Battery | 0.00042212 | 0.00059913 | 0.00057322 | 0.00072898 | 0.0010272 | 0.0010318 | 0.0011281 | 0.0012656 | 0.0013443 | 0.0014772 | 0.0015687 | 0.023951 | 0.022854 | 0.021808 | 0.02087 | 0.019858 | 0.018977 | 0.018108 | 0.01733 | 0.01649 | 0.015579 | 0.014788 | 0.014149 | 0.013398 | 0.012658 | 0.012058 | 0.011483 | 0.010858 | 0.010704
VIC1 | Pumped Hydro | 0 | 0 | 0.0012391 | 0.0022818 | 0.0021773 | 0.0024127 | 0.0023084 | 0.0021965 | 0.0025615 | 0.002847 | 0.003445 | 19355.5717 | 18469.057 | 17623.146 | 25569.5013 | 24330.1543 | 56866.357 | 54261.791 | 51915.0373 | 49398.729 | 98182.6246 | 93685.7104 | 89633.9221 | 87697.3219 | 83680.6507 | 79847.9491 | 76394.6264 | 72691.7988 | 69362.4034
VIC1 | VPP | 0 | 0 | 0 | 0 | 0 | 0 | 0 | 0 | 0 | 0 | 0 | 0 | 0 | 0 | 0 | 0 | 0 | 0 | 0 | 0 | 0 | 0 | 0 | 0 | 0 | 0 | 0 | 0 | 0
Total excluding storage |  | 0.0088782 | 0.008583 | 0.0086921 | 87935.6462 | 83908.0602 | 103488.4121 | 249379.5267 | 283979.1378 | 270972.4596 | 259135.7904 | 267723.2854 | 339975.3035 | 357976.5105 | 405002.7569 | 387486.9012 | 368705.5139 | 484770.8748 | 479983.4138 | 471419.3487 | 448570.1736 | 473918.5523 | 473910.5959 | 462133.2269 | 461649.5728 | 464925.1749 | 466856.5786 | 446665.623 | 425015.8565 | 408515.3707
Region | Technology | 2021-22 | 2022-23 | 2023-24 | 2024-25 | 2025-26 | 2026-27 | 2027-28 | 2028-29 | 2029-30 | 2030-31 | 2031-32 | 2032-33 | 2033-34 | 2034-35 | 2035-36 | 2036-37 | 2037-38 | 2038-39 | 2039-40 | 2040-41 | 2041-42 | 2042-43 | 2043-44 | 2044-45 | 2045-46 | 2046-47 | 2047-48 | 2048-49 | 2049-50
SA1 | Black Coal | 0 | 0 | 0 | 0 | 0 | 0 | 0 | 0 | 0 | 0 | 0 | 0 | 0 | 0 | 0 | 0 | 0 | 0 | 0 | 0 | 0 | 0 | 0 | 0 | 0 | 0 | 0 | 0 | 0
SA1 | Brown Coal | 0 | 0 | 0 | 0 | 0 | 0 | 0 | 0 | 0 | 0 | 0 | 0 | 0 | 0 | 0 | 0 | 0 | 0 | 0 | 0 | 0 | 0 | 0 | 0 | 0 | 0 | 0 | 0 | 0
SA1 | CCGT | 0.00018973 | 0.00018104 | 0.0002171 | 0.00023781 | 0.00022692 | 0.00021653 | 0.00020716 | 0.00019712 | 0.00018809 | 0.00017948 | 0.00018121 | 0.00026133 | 0.00024937 | 0.00023794 | 0.00022765 | 0.00021662 | 0.00032916 | 0.00031409 | 0.0003005 | 0.00028594 | 0.00035287 | 0.0003367 | 0.00032764 | 0.00031176 | 0.00029748 | 0.00022513 | 0.0002154 | 0.00019141 | 0.00017298
SA1 | Gas - Steam | 0 | 0 | 0 | 0 | 0 | 0 | 0 | 0 | 0 | 0 | 0 | 0 | 0 | 0 | 0 | 0 | 0 | 0 | 0 | 0 | 0 | 0 | 0 | 0 | 0 | 0 | 0 | 0 | 0
SA1 | OCGT / Diesel | 0.00046856 | 0.0004547 | 0.00043503 | 0.00041395 | 0.00039499 | 0.0003769 | 0.0003606 | 0.00034312 | 0.0003329 | 0.00033734 | 0.00034249 | 0.00059965 | 0.00057219 | 0.00054598 | 0.0010665 | 0.0010148 | 3007.325 | 2869.5849 | 2745.479 | 2612.4064 | 10756.436 | 10263.7748 | 16209.1815 | 15423.5266 | 14717.1056 | 14043.0395 | 13435.6958 | 12784.4712 | 12198.9229
SA1 | Hydro | 0 | 0 | 0 | 0 | 0 | 0 | 0 | 0 | 0 | 0 | 0 | 0 | 0 | 0 | 0 | 0 | 0 | 0 | 0 | 0 | 0 | 0 | 0 | 0 | 0 | 0 | 0 | 0 | 0
SA1 | Wind | 21679.6714 | 20686.7093 | 29850.3578 | 108411.1224 | 103445.7275 | 98707.7567 | 96651.7677 | 143987.1386 | 137392.3078 | 131099.5316 | 125429.6439 | 181315.8489 | 173011.3063 | 165087.1244 | 166309.2382 | 158248.2728 | 152042.1006 | 154728.2242 | 155486.5668 | 147950.1734 | 161341.2086 | 157078.3859 | 174206.1214 | 166733.7228 | 159801.8745 | 190682.3126 | 182435.5441 | 170488.791 | 141104.5314
SA1 | Solar PV | 0.00077119 | 0.0012625 | 0.0014034 | 0.0030288 | 0.0043704 | 0.0041702 | 0.0068346 | 0.0065098 | 0.0062117 | 0.0092673 | 2817.1208 | 2680.5759 | 2557.8021 | 2440.6509 | 2335.0958 | 2221.9154 | 12815.744 | 12228.7634 | 22666.4277 | 21567.7919 | 20579.9542 | 19637.3612 | 24643.7499 | 23449.2737 | 22375.2612 | 21350.4398 | 20427.0602 | 19436.9658 | 19870.4595
SA1 | Grid Battery | 0.00043383 | 0.00064082 | 0.0006131 | 0.00072837 | 0.0010147 | 0.001041 | 0.0012187 | 0.0014061 | 0.0016184 | 0.0016254 | 0.0016703 | 3580.1156 | 3416.1408 | 3259.6764 | 13758.3811 | 13091.5159 | 15296.9103 | 14596.2885 | 15915.5404 | 15144.1183 | 16183.4857 | 15442.2573 | 14774.3992 | 14058.2879 | 13414.3967 | 12799.9968 | 12246.4131 | 11652.8326 | 11119.1149
SA1 | Pumped Hydro | 0 | 0 | 0.0013868 | 0.0013818 | 0.0013185 | 0.0014532 | 0.0013904 | 0.001323 | 0.0013047 | 0.0013517 | 0.0013563 | 0.0026381 | 0.0025173 | 0.002402 | 0.002707 | 0.0025758 | 0.0032786 | 0.0031284 | 0.0030103 | 0.0028644 | 0.0036588 | 0.0034912 | 0.0033402 | 0.0041529 | 0.0039627 | 0.0037812 | 0.0036176 | 0.0034423 | 0.0032846
SA1 | VPP | 0 | 0 | 0 | 0 | 0 | 0 | 0 | 0 | 0 | 0 | 0 | 0 | 0 | 0 | 0 | 0 | 0 | 0 | 0 | 0 | 0 | 0 | 0 | 0 | 0 | 0 | 0 | 0 | 0
Total excluding storage |  | 21679.6728 | 20686.7112 | 29850.3599 | 108411.1261 | 103445.7325 | 98707.7615 | 96651.7751 | 143987.1456 | 137392.3145 | 131099.5414 | 128246.7653 | 183996.4257 | 175569.1092 | 167527.7761 | 168644.3354 | 160470.1895 | 167865.1699 | 169826.5728 | 180898.4738 | 172130.372 | 192677.5992 | 186979.5223 | 215059.053 | 205606.5235 | 196894.2415 | 226075.7921 | 216298.3003 | 202710.2282 | 173173.914
Region | Technology | 2021-22 | 2022-23 | 2023-24 | 2024-25 | 2025-26 | 2026-27 | 2027-28 | 2028-29 | 2029-30 | 2030-31 | 2031-32 | 2032-33 | 2033-34 | 2034-35 | 2035-36 | 2036-37 | 2037-38 | 2038-39 | 2039-40 | 2040-41 | 2041-42 | 2042-43 | 2043-44 | 2044-45 | 2045-46 | 2046-47 | 2047-48 | 2048-49 | 2049-50
TAS1 | Black Coal | 0 | 0 | 0 | 0 | 0 | 0 | 0 | 0 | 0 | 0 | 0 | 0 | 0 | 0 | 0 | 0 | 0 | 0 | 0 | 0 | 0 | 0 | 0 | 0 | 0 | 0 | 0 | 0 | 0
TAS1 | Brown Coal | 0 | 0 | 0 | 0 | 0 | 0 | 0 | 0 | 0 | 0 | 0 | 0 | 0 | 0 | 0 | 0 | 0 | 0 | 0 | 0 | 0 | 0 | 0 | 0 | 0 | 0 | 0 | 0 | 0
TAS1 | CCGT | 0.00015702 | 0.00014983 | 0.00014335 | 0.0001364 | 0.00013015 | 0.00012419 | 0.00013962 | 0.00014396 | 0.00013737 | 0.00014101 | 0.00013491 | 0.00015809 | 0.00015085 | 0.00014394 | 0.00013771 | 0.00013104 | 0.00013938 | 0.000133 | 0.00015234 | 0.00014496 | 0.0001585 | 0.00015124 | 0.0001447 | 0.00013768 | 0.00013138 | 8.1516e-05 | 7.7991e-05 | 9.9639e-05 | 9.5075e-05
TAS1 | Gas - Steam | 0 | 0 | 0 | 0 | 0 | 0 | 0 | 0 | 0 | 0 | 0 | 0 | 0 | 0 | 0 | 0 | 0 | 0 | 0 | 0 | 0 | 0 | 0 | 0 | 0 | 0 | 0 | 0 | 0
TAS1 | OCGT / Diesel | 0.00045749 | 0.00043654 | 0.00041766 | 0.00039741 | 0.00037921 | 0.00036184 | 0.00034619 | 0.00033442 | 0.00033381 | 0.00033681 | 0.00033992 | 0.00042582 | 0.00040632 | 0.00038771 | 0.00037094 | 0.00035296 | 0.00040643 | 0.00038781 | 0.00049054 | 0.00046676 | 0.00054545 | 0.00052046 | 0.00049795 | 0.00047382 | 0.00045212 | 0.00028982 | 0.00027729 | 0.00034049 | 0.00032489
TAS1 | Hydro | 0 | 0 | 0 | 0 | 0 | 0 | 0 | 0 | 0 | 0 | 0 | 0 | 0 | 0 | 0 | 0 | 0 | 0 | 0 | 0 | 0 | 0 | 0 | 0 | 0 | 0 | 0 | 0 | 0
TAS1 | Wind | 48478.4285 | 46258.0424 | 79829.7158 | 75960.3902 | 72481.2883 | 69161.5346 | 112157.0978 | 106720.8724 | 164412.5562 | 165901.713 | 158726.6774 | 162104.3274 | 154679.7016 | 147595.1351 | 141211.8325 | 134367.3317 | 128213.1361 | 129875.3198 | 124258.3768 | 118235.6056 | 118355.9231 | 113866.09 | 108941.5258 | 103661.1584 | 98913.3191 | 93899.3062 | 89838.2801 | 78560.8348 | 74962.6286
TAS1 | Solar PV | 9.2313e-05 | 0.00014673 | 0.0001619 | 0.00021927 | 0.00020923 | 0.00019964 | 0.00019101 | 0.00018175 | 0.00028632 | 0.0003536 | 0.0003383 | 0.00032191 | 0.00030716 | 0.00029309 | 0.00028042 | 0.00026683 | 0.0002546 | 0.00024294 | 0.00028642 | 0.00031246 | 0.00036656 | 0.00039121 | 0.00037429 | 0.00035615 | 0.00033984 | 0.00030066 | 0.00026946 | 0.00030192 | 0.00027268
TAS1 | Grid Battery | 0.00040934 | 0.00055734 | 0.00053323 | 0.00060851 | 0.000753 | 0.00073379 | 0.00089871 | 0.0010073 | 0.0011998 | 0.0012129 | 0.0012307 | 0.0016248 | 0.0015504 | 0.0014794 | 0.0014154 | 0.0013468 | 0.0013811 | 0.0013229 | 0.0016761 | 0.0015948 | 0.0016937 | 0.0015509 | 0.0014838 | 0.0013723 | 0.0013303 | 0.0013788 | 0.00126 | 0.0012896 | 0.0014178
TAS1 | Pumped Hydro | 0 | 0 | 0.0020085 | 0.0019233 | 0.0019419 | 0.0020806 | 0.0027709 | 0.002906 | 197.9494 | 12021.1912 | 14581.1404 | 60058.2612 | 57307.5011 | 54682.73 | 52317.7712 | 49781.9425 | 52309.1765 | 49913.3363 | 47967.8576 | 45642.868 | 46163.7905 | 44049.4184 | 42144.3368 | 40101.6118 | 38264.8967 | 36512.306 | 34933.1951 | 33239.9922 | 31717.5498
TAS1 | VPP | 0 | 0 | 0 | 0 | 0 | 0 | 0 | 0 | 0 | 0 | 0 | 0 | 0 | 0 | 0 | 0 | 0 | 0 | 0 | 0 | 0 | 0 | 0 | 0 | 0 | 0 | 0 | 0 | 0
Total excluding storage |  | 48478.4292 | 46258.0432 | 79829.7165 | 75960.391 | 72481.2891 | 69161.5353 | 112157.0985 | 106720.8731 | 164412.557 | 165901.7139 | 158726.6782 | 162104.3283 | 154679.7025 | 147595.1359 | 141211.8333 | 134367.3324 | 128213.1369 | 129875.3206 | 124258.3777 | 118235.6065 | 118355.9242 | 113866.091 | 108941.5269 | 103661.1594 | 98913.32 | 93899.3068 | 89838.2808 | 78560.8355 | 74962.6293

## Marinus_REHAB Cost
Rehabilition cost by technology ($000s) - Marinus Link, Step Change No TRET Sensitivity
REHAB | Real June 2020 dollars discounted to 1 July 2020
Explicitly modelled generation
Region | Technology | 2021-22 | 2022-23 | 2023-24 | 2024-25 | 2025-26 | 2026-27 | 2027-28 | 2028-29 | 2029-30 | 2030-31 | 2031-32 | 2032-33 | 2033-34 | 2034-35 | 2035-36 | 2036-37 | 2037-38 | 2038-39 | 2039-40 | 2040-41 | 2041-42 | 2042-43 | 2043-44 | 2044-45 | 2045-46 | 2046-47 | 2047-48 | 2048-49 | 2049-50
NEM | Black Coal | 0 | 0 | 0 | 217982.8639 | 100814.15 | 3675.6675 | 1763.2213 | 0 | 17642.5397 | 2.8439e-05 | 8.0908e-06 | 5.2994e-06 | 18254.7283 | 0 | 0 | 1302.8755 | 0 | 0 | 0 | 0.00079577 | 4337.1449 | 0 | 2071.1127 | 6.5625e-05 | 1.0804e-05 | 0 | 2461.7108 | 0 | 0
NEM | Brown Coal | 0 | 0 | 0 | 139949.7832 | 6890.7793 | 23307.6052 | 142702.3126 | 0.0020318 | 4.7125e-05 | 0 | 0 | 0 | 0 | 0 | 0 | 0 | 0 | 1.6328e-05 | 0 | 0 | 0 | 0 | 0 | 2.8902e-06 | 0 | 0 | 2.6146e-06 | 0 | 0
NEM | CCGT | 0 | 0 | 0 | 0 | 0 | 0 | 0 | 0 | 0 | 0 | 0 | 0 | 0 | 0 | 0 | 0 | 0 | 0 | 0 | 0 | 0 | 0 | 0 | 0 | 0 | 0 | 0 | 0 | 0
NEM | Gas - Steam | 0 | 0 | 0 | 0 | 0 | 0 | 0 | 0 | 0 | 0 | 0 | 0 | 0 | 0 | 0 | 0 | 0 | 0 | 0 | 0 | 0 | 0 | 0 | 0 | 0 | 0 | 0 | 0 | 0
NEM | OCGT / Diesel | 0 | 0 | 0 | 0 | 0 | 0 | 0 | 0 | 0 | 0 | 0 | 0 | 0 | 0 | 0 | 0 | 0 | 0 | 0 | 0 | 0 | 0 | 0 | 0 | 0 | 0 | 0 | 0 | 0
NEM | Hydro | 0 | 0 | 0 | 0 | 0 | 0 | 0 | 0 | 0 | 0 | 0 | 0 | 0 | 0 | 0 | 0 | 0 | 0 | 0 | 0 | 0 | 0 | 0 | 0 | 0 | 0 | 0 | 0 | 0
NEM | Wind | 0 | 0 | 0 | 0 | 0 | 0 | 0 | 0 | 0 | 0 | 0 | 0 | 0 | 0 | 0 | 0 | 0 | 0 | 0 | 0 | 0 | 0 | 0 | 0 | 0 | 0 | 0 | 0 | 0
NEM | Solar PV | 0 | 0 | 0 | 0 | 0 | 0 | 0 | 0 | 0 | 0 | 0 | 0 | 0 | 0 | 0 | 0 | 0 | 0 | 0 | 0 | 0 | 0 | 0 | 0 | 0 | 0 | 0 | 0 | 0
NEM | Grid Battery | 0 | 0 | 0 | 0 | 0 | 0 | 0 | 0 | 0 | 0 | 0 | 0 | 0 | 0 | 0 | 0 | 0 | 0 | 0 | 0 | 0 | 0 | 0 | 0 | 0 | 0 | 0 | 0 | 0
NEM | Pumped Hydro | 0 | 0 | 0 | 0 | 0 | 0 | 0 | 0 | 0 | 0 | 0 | 0 | 0 | 0 | 0 | 0 | 0 | 0 | 0 | 0 | 0 | 0 | 0 | 0 | 0 | 0 | 0 | 0 | 0
NEM | VPP | 0 | 0 | 0 | 0 | 0 | 0 | 0 | 0 | 0 | 0 | 0 | 0 | 0 | 0 | 0 | 0 | 0 | 0 | 0 | 0 | 0 | 0 | 0 | 0 | 0 | 0 | 0 | 0 | 0
Total excluding storage |  | 0 | 0 | 0 | 357932.6471 | 107704.9293 | 26983.2726 | 144465.5339 | 0.0020318 | 17642.5398 | 2.8439e-05 | 8.0908e-06 | 5.2994e-06 | 18254.7283 | 0 | 0 | 1302.8755 | 0 | 1.6328e-05 | 0 | 0.00079577 | 4337.1449 | 0 | 2071.1127 | 6.8516e-05 | 1.0804e-05 | 0 | 2461.7108 | 0 | 0
Region | Technology | 2021-22 | 2022-23 | 2023-24 | 2024-25 | 2025-26 | 2026-27 | 2027-28 | 2028-29 | 2029-30 | 2030-31 | 2031-32 | 2032-33 | 2033-34 | 2034-35 | 2035-36 | 2036-37 | 2037-38 | 2038-39 | 2039-40 | 2040-41 | 2041-42 | 2042-43 | 2043-44 | 2044-45 | 2045-46 | 2046-47 | 2047-48 | 2048-49 | 2049-50
NSW1 | Black Coal | 0 | 0 | 0 | 32343.9443 | 100814.1496 | 1110.7953 | 0 | 0 | 11144.9577 | 0 | 2.1202e-06 | 0 | 0 | 0 | 0 | 0 | 0 | 0 | 0 | 0 | 1828.2079 | 0 | 0 | 0 | 0 | 0 | 0 | 0 | 0
NSW1 | Brown Coal | 0 | 0 | 0 | 0 | 0 | 0 | 0 | 0 | 0 | 0 | 0 | 0 | 0 | 0 | 0 | 0 | 0 | 0 | 0 | 0 | 0 | 0 | 0 | 0 | 0 | 0 | 0 | 0 | 0
NSW1 | CCGT | 0 | 0 | 0 | 0 | 0 | 0 | 0 | 0 | 0 | 0 | 0 | 0 | 0 | 0 | 0 | 0 | 0 | 0 | 0 | 0 | 0 | 0 | 0 | 0 | 0 | 0 | 0 | 0 | 0
NSW1 | Gas - Steam | 0 | 0 | 0 | 0 | 0 | 0 | 0 | 0 | 0 | 0 | 0 | 0 | 0 | 0 | 0 | 0 | 0 | 0 | 0 | 0 | 0 | 0 | 0 | 0 | 0 | 0 | 0 | 0 | 0
NSW1 | OCGT / Diesel | 0 | 0 | 0 | 0 | 0 | 0 | 0 | 0 | 0 | 0 | 0 | 0 | 0 | 0 | 0 | 0 | 0 | 0 | 0 | 0 | 0 | 0 | 0 | 0 | 0 | 0 | 0 | 0 | 0
NSW1 | Hydro | 0 | 0 | 0 | 0 | 0 | 0 | 0 | 0 | 0 | 0 | 0 | 0 | 0 | 0 | 0 | 0 | 0 | 0 | 0 | 0 | 0 | 0 | 0 | 0 | 0 | 0 | 0 | 0 | 0
NSW1 | Wind | 0 | 0 | 0 | 0 | 0 | 0 | 0 | 0 | 0 | 0 | 0 | 0 | 0 | 0 | 0 | 0 | 0 | 0 | 0 | 0 | 0 | 0 | 0 | 0 | 0 | 0 | 0 | 0 | 0
NSW1 | Solar PV | 0 | 0 | 0 | 0 | 0 | 0 | 0 | 0 | 0 | 0 | 0 | 0 | 0 | 0 | 0 | 0 | 0 | 0 | 0 | 0 | 0 | 0 | 0 | 0 | 0 | 0 | 0 | 0 | 0
NSW1 | Grid Battery | 0 | 0 | 0 | 0 | 0 | 0 | 0 | 0 | 0 | 0 | 0 | 0 | 0 | 0 | 0 | 0 | 0 | 0 | 0 | 0 | 0 | 0 | 0 | 0 | 0 | 0 | 0 | 0 | 0
NSW1 | Pumped Hydro | 0 | 0 | 0 | 0 | 0 | 0 | 0 | 0 | 0 | 0 | 0 | 0 | 0 | 0 | 0 | 0 | 0 | 0 | 0 | 0 | 0 | 0 | 0 | 0 | 0 | 0 | 0 | 0 | 0
NSW1 | VPP | 0 | 0 | 0 | 0 | 0 | 0 | 0 | 0 | 0 | 0 | 0 | 0 | 0 | 0 | 0 | 0 | 0 | 0 | 0 | 0 | 0 | 0 | 0 | 0 | 0 | 0 | 0 | 0 | 0
Total excluding storage |  | 0 | 0 | 0 | 32343.9443 | 100814.1496 | 1110.7953 | 0 | 0 | 11144.9577 | 0 | 2.1202e-06 | 0 | 0 | 0 | 0 | 0 | 0 | 0 | 0 | 0 | 1828.2079 | 0 | 0 | 0 | 0 | 0 | 0 | 0 | 0
Region | Technology | 2021-22 | 2022-23 | 2023-24 | 2024-25 | 2025-26 | 2026-27 | 2027-28 | 2028-29 | 2029-30 | 2030-31 | 2031-32 | 2032-33 | 2033-34 | 2034-35 | 2035-36 | 2036-37 | 2037-38 | 2038-39 | 2039-40 | 2040-41 | 2041-42 | 2042-43 | 2043-44 | 2044-45 | 2045-46 | 2046-47 | 2047-48 | 2048-49 | 2049-50
QLD1 | Black Coal | 0 | 0 | 0 | 185638.9196 | 0.00037277 | 2564.8722 | 1763.2213 | 0 | 6497.582 | 2.8439e-05 | 5.9705e-06 | 5.2994e-06 | 18254.7283 | 0 | 0 | 1302.8755 | 0 | 0 | 0 | 0.00079577 | 2508.937 | 0 | 2071.1127 | 6.5625e-05 | 1.0804e-05 | 0 | 2461.7108 | 0 | 0
QLD1 | Brown Coal | 0 | 0 | 0 | 0 | 0 | 0 | 0 | 0 | 0 | 0 | 0 | 0 | 0 | 0 | 0 | 0 | 0 | 0 | 0 | 0 | 0 | 0 | 0 | 0 | 0 | 0 | 0 | 0 | 0
QLD1 | CCGT | 0 | 0 | 0 | 0 | 0 | 0 | 0 | 0 | 0 | 0 | 0 | 0 | 0 | 0 | 0 | 0 | 0 | 0 | 0 | 0 | 0 | 0 | 0 | 0 | 0 | 0 | 0 | 0 | 0
QLD1 | Gas - Steam | 0 | 0 | 0 | 0 | 0 | 0 | 0 | 0 | 0 | 0 | 0 | 0 | 0 | 0 | 0 | 0 | 0 | 0 | 0 | 0 | 0 | 0 | 0 | 0 | 0 | 0 | 0 | 0 | 0
QLD1 | OCGT / Diesel | 0 | 0 | 0 | 0 | 0 | 0 | 0 | 0 | 0 | 0 | 0 | 0 | 0 | 0 | 0 | 0 | 0 | 0 | 0 | 0 | 0 | 0 | 0 | 0 | 0 | 0 | 0 | 0 | 0
QLD1 | Hydro | 0 | 0 | 0 | 0 | 0 | 0 | 0 | 0 | 0 | 0 | 0 | 0 | 0 | 0 | 0 | 0 | 0 | 0 | 0 | 0 | 0 | 0 | 0 | 0 | 0 | 0 | 0 | 0 | 0
QLD1 | Wind | 0 | 0 | 0 | 0 | 0 | 0 | 0 | 0 | 0 | 0 | 0 | 0 | 0 | 0 | 0 | 0 | 0 | 0 | 0 | 0 | 0 | 0 | 0 | 0 | 0 | 0 | 0 | 0 | 0
QLD1 | Solar PV | 0 | 0 | 0 | 0 | 0 | 0 | 0 | 0 | 0 | 0 | 0 | 0 | 0 | 0 | 0 | 0 | 0 | 0 | 0 | 0 | 0 | 0 | 0 | 0 | 0 | 0 | 0 | 0 | 0
QLD1 | Grid Battery | 0 | 0 | 0 | 0 | 0 | 0 | 0 | 0 | 0 | 0 | 0 | 0 | 0 | 0 | 0 | 0 | 0 | 0 | 0 | 0 | 0 | 0 | 0 | 0 | 0 | 0 | 0 | 0 | 0
QLD1 | Pumped Hydro | 0 | 0 | 0 | 0 | 0 | 0 | 0 | 0 | 0 | 0 | 0 | 0 | 0 | 0 | 0 | 0 | 0 | 0 | 0 | 0 | 0 | 0 | 0 | 0 | 0 | 0 | 0 | 0 | 0
QLD1 | VPP | 0 | 0 | 0 | 0 | 0 | 0 | 0 | 0 | 0 | 0 | 0 | 0 | 0 | 0 | 0 | 0 | 0 | 0 | 0 | 0 | 0 | 0 | 0 | 0 | 0 | 0 | 0 | 0 | 0
Total excluding storage |  | 0 | 0 | 0 | 185638.9196 | 0.00037277 | 2564.8722 | 1763.2213 | 0 | 6497.582 | 2.8439e-05 | 5.9705e-06 | 5.2994e-06 | 18254.7283 | 0 | 0 | 1302.8755 | 0 | 0 | 0 | 0.00079577 | 2508.937 | 0 | 2071.1127 | 6.5625e-05 | 1.0804e-05 | 0 | 2461.7108 | 0 | 0
Region | Technology | 2021-22 | 2022-23 | 2023-24 | 2024-25 | 2025-26 | 2026-27 | 2027-28 | 2028-29 | 2029-30 | 2030-31 | 2031-32 | 2032-33 | 2033-34 | 2034-35 | 2035-36 | 2036-37 | 2037-38 | 2038-39 | 2039-40 | 2040-41 | 2041-42 | 2042-43 | 2043-44 | 2044-45 | 2045-46 | 2046-47 | 2047-48 | 2048-49 | 2049-50
VIC1 | Black Coal | 0 | 0 | 0 | 0 | 0 | 0 | 0 | 0 | 0 | 0 | 0 | 0 | 0 | 0 | 0 | 0 | 0 | 0 | 0 | 0 | 0 | 0 | 0 | 0 | 0 | 0 | 0 | 0 | 0
VIC1 | Brown Coal | 0 | 0 | 0 | 139949.7832 | 6890.7793 | 23307.6052 | 142702.3126 | 0.0020318 | 4.7125e-05 | 0 | 0 | 0 | 0 | 0 | 0 | 0 | 0 | 1.6328e-05 | 0 | 0 | 0 | 0 | 0 | 2.8902e-06 | 0 | 0 | 2.6146e-06 | 0 | 0
VIC1 | CCGT | 0 | 0 | 0 | 0 | 0 | 0 | 0 | 0 | 0 | 0 | 0 | 0 | 0 | 0 | 0 | 0 | 0 | 0 | 0 | 0 | 0 | 0 | 0 | 0 | 0 | 0 | 0 | 0 | 0
VIC1 | Gas - Steam | 0 | 0 | 0 | 0 | 0 | 0 | 0 | 0 | 0 | 0 | 0 | 0 | 0 | 0 | 0 | 0 | 0 | 0 | 0 | 0 | 0 | 0 | 0 | 0 | 0 | 0 | 0 | 0 | 0
VIC1 | OCGT / Diesel | 0 | 0 | 0 | 0 | 0 | 0 | 0 | 0 | 0 | 0 | 0 | 0 | 0 | 0 | 0 | 0 | 0 | 0 | 0 | 0 | 0 | 0 | 0 | 0 | 0 | 0 | 0 | 0 | 0
VIC1 | Hydro | 0 | 0 | 0 | 0 | 0 | 0 | 0 | 0 | 0 | 0 | 0 | 0 | 0 | 0 | 0 | 0 | 0 | 0 | 0 | 0 | 0 | 0 | 0 | 0 | 0 | 0 | 0 | 0 | 0
VIC1 | Wind | 0 | 0 | 0 | 0 | 0 | 0 | 0 | 0 | 0 | 0 | 0 | 0 | 0 | 0 | 0 | 0 | 0 | 0 | 0 | 0 | 0 | 0 | 0 | 0 | 0 | 0 | 0 | 0 | 0
VIC1 | Solar PV | 0 | 0 | 0 | 0 | 0 | 0 | 0 | 0 | 0 | 0 | 0 | 0 | 0 | 0 | 0 | 0 | 0 | 0 | 0 | 0 | 0 | 0 | 0 | 0 | 0 | 0 | 0 | 0 | 0
VIC1 | Grid Battery | 0 | 0 | 0 | 0 | 0 | 0 | 0 | 0 | 0 | 0 | 0 | 0 | 0 | 0 | 0 | 0 | 0 | 0 | 0 | 0 | 0 | 0 | 0 | 0 | 0 | 0 | 0 | 0 | 0
VIC1 | Pumped Hydro | 0 | 0 | 0 | 0 | 0 | 0 | 0 | 0 | 0 | 0 | 0 | 0 | 0 | 0 | 0 | 0 | 0 | 0 | 0 | 0 | 0 | 0 | 0 | 0 | 0 | 0 | 0 | 0 | 0
VIC1 | VPP | 0 | 0 | 0 | 0 | 0 | 0 | 0 | 0 | 0 | 0 | 0 | 0 | 0 | 0 | 0 | 0 | 0 | 0 | 0 | 0 | 0 | 0 | 0 | 0 | 0 | 0 | 0 | 0 | 0
Total excluding storage |  | 0 | 0 | 0 | 139949.7832 | 6890.7793 | 23307.6052 | 142702.3126 | 0.0020318 | 4.7125e-05 | 0 | 0 | 0 | 0 | 0 | 0 | 0 | 0 | 1.6328e-05 | 0 | 0 | 0 | 0 | 0 | 2.8902e-06 | 0 | 0 | 2.6146e-06 | 0 | 0
Region | Technology | 2021-22 | 2022-23 | 2023-24 | 2024-25 | 2025-26 | 2026-27 | 2027-28 | 2028-29 | 2029-30 | 2030-31 | 2031-32 | 2032-33 | 2033-34 | 2034-35 | 2035-36 | 2036-37 | 2037-38 | 2038-39 | 2039-40 | 2040-41 | 2041-42 | 2042-43 | 2043-44 | 2044-45 | 2045-46 | 2046-47 | 2047-48 | 2048-49 | 2049-50
SA1 | Black Coal | 0 | 0 | 0 | 0 | 0 | 0 | 0 | 0 | 0 | 0 | 0 | 0 | 0 | 0 | 0 | 0 | 0 | 0 | 0 | 0 | 0 | 0 | 0 | 0 | 0 | 0 | 0 | 0 | 0
SA1 | Brown Coal | 0 | 0 | 0 | 0 | 0 | 0 | 0 | 0 | 0 | 0 | 0 | 0 | 0 | 0 | 0 | 0 | 0 | 0 | 0 | 0 | 0 | 0 | 0 | 0 | 0 | 0 | 0 | 0 | 0
SA1 | CCGT | 0 | 0 | 0 | 0 | 0 | 0 | 0 | 0 | 0 | 0 | 0 | 0 | 0 | 0 | 0 | 0 | 0 | 0 | 0 | 0 | 0 | 0 | 0 | 0 | 0 | 0 | 0 | 0 | 0
SA1 | Gas - Steam | 0 | 0 | 0 | 0 | 0 | 0 | 0 | 0 | 0 | 0 | 0 | 0 | 0 | 0 | 0 | 0 | 0 | 0 | 0 | 0 | 0 | 0 | 0 | 0 | 0 | 0 | 0 | 0 | 0
SA1 | OCGT / Diesel | 0 | 0 | 0 | 0 | 0 | 0 | 0 | 0 | 0 | 0 | 0 | 0 | 0 | 0 | 0 | 0 | 0 | 0 | 0 | 0 | 0 | 0 | 0 | 0 | 0 | 0 | 0 | 0 | 0
SA1 | Hydro | 0 | 0 | 0 | 0 | 0 | 0 | 0 | 0 | 0 | 0 | 0 | 0 | 0 | 0 | 0 | 0 | 0 | 0 | 0 | 0 | 0 | 0 | 0 | 0 | 0 | 0 | 0 | 0 | 0
SA1 | Wind | 0 | 0 | 0 | 0 | 0 | 0 | 0 | 0 | 0 | 0 | 0 | 0 | 0 | 0 | 0 | 0 | 0 | 0 | 0 | 0 | 0 | 0 | 0 | 0 | 0 | 0 | 0 | 0 | 0
SA1 | Solar PV | 0 | 0 | 0 | 0 | 0 | 0 | 0 | 0 | 0 | 0 | 0 | 0 | 0 | 0 | 0 | 0 | 0 | 0 | 0 | 0 | 0 | 0 | 0 | 0 | 0 | 0 | 0 | 0 | 0
SA1 | Grid Battery | 0 | 0 | 0 | 0 | 0 | 0 | 0 | 0 | 0 | 0 | 0 | 0 | 0 | 0 | 0 | 0 | 0 | 0 | 0 | 0 | 0 | 0 | 0 | 0 | 0 | 0 | 0 | 0 | 0
SA1 | Pumped Hydro | 0 | 0 | 0 | 0 | 0 | 0 | 0 | 0 | 0 | 0 | 0 | 0 | 0 | 0 | 0 | 0 | 0 | 0 | 0 | 0 | 0 | 0 | 0 | 0 | 0 | 0 | 0 | 0 | 0
SA1 | VPP | 0 | 0 | 0 | 0 | 0 | 0 | 0 | 0 | 0 | 0 | 0 | 0 | 0 | 0 | 0 | 0 | 0 | 0 | 0 | 0 | 0 | 0 | 0 | 0 | 0 | 0 | 0 | 0 | 0
Total excluding storage |  | 0 | 0 | 0 | 0 | 0 | 0 | 0 | 0 | 0 | 0 | 0 | 0 | 0 | 0 | 0 | 0 | 0 | 0 | 0 | 0 | 0 | 0 | 0 | 0 | 0 | 0 | 0 | 0 | 0
Region | Technology | 2021-22 | 2022-23 | 2023-24 | 2024-25 | 2025-26 | 2026-27 | 2027-28 | 2028-29 | 2029-30 | 2030-31 | 2031-32 | 2032-33 | 2033-34 | 2034-35 | 2035-36 | 2036-37 | 2037-38 | 2038-39 | 2039-40 | 2040-41 | 2041-42 | 2042-43 | 2043-44 | 2044-45 | 2045-46 | 2046-47 | 2047-48 | 2048-49 | 2049-50
TAS1 | Black Coal | 0 | 0 | 0 | 0 | 0 | 0 | 0 | 0 | 0 | 0 | 0 | 0 | 0 | 0 | 0 | 0 | 0 | 0 | 0 | 0 | 0 | 0 | 0 | 0 | 0 | 0 | 0 | 0 | 0
TAS1 | Brown Coal | 0 | 0 | 0 | 0 | 0 | 0 | 0 | 0 | 0 | 0 | 0 | 0 | 0 | 0 | 0 | 0 | 0 | 0 | 0 | 0 | 0 | 0 | 0 | 0 | 0 | 0 | 0 | 0 | 0
TAS1 | CCGT | 0 | 0 | 0 | 0 | 0 | 0 | 0 | 0 | 0 | 0 | 0 | 0 | 0 | 0 | 0 | 0 | 0 | 0 | 0 | 0 | 0 | 0 | 0 | 0 | 0 | 0 | 0 | 0 | 0
TAS1 | Gas - Steam | 0 | 0 | 0 | 0 | 0 | 0 | 0 | 0 | 0 | 0 | 0 | 0 | 0 | 0 | 0 | 0 | 0 | 0 | 0 | 0 | 0 | 0 | 0 | 0 | 0 | 0 | 0 | 0 | 0
TAS1 | OCGT / Diesel | 0 | 0 | 0 | 0 | 0 | 0 | 0 | 0 | 0 | 0 | 0 | 0 | 0 | 0 | 0 | 0 | 0 | 0 | 0 | 0 | 0 | 0 | 0 | 0 | 0 | 0 | 0 | 0 | 0
TAS1 | Hydro | 0 | 0 | 0 | 0 | 0 | 0 | 0 | 0 | 0 | 0 | 0 | 0 | 0 | 0 | 0 | 0 | 0 | 0 | 0 | 0 | 0 | 0 | 0 | 0 | 0 | 0 | 0 | 0 | 0
TAS1 | Wind | 0 | 0 | 0 | 0 | 0 | 0 | 0 | 0 | 0 | 0 | 0 | 0 | 0 | 0 | 0 | 0 | 0 | 0 | 0 | 0 | 0 | 0 | 0 | 0 | 0 | 0 | 0 | 0 | 0
TAS1 | Solar PV | 0 | 0 | 0 | 0 | 0 | 0 | 0 | 0 | 0 | 0 | 0 | 0 | 0 | 0 | 0 | 0 | 0 | 0 | 0 | 0 | 0 | 0 | 0 | 0 | 0 | 0 | 0 | 0 | 0
TAS1 | Grid Battery | 0 | 0 | 0 | 0 | 0 | 0 | 0 | 0 | 0 | 0 | 0 | 0 | 0 | 0 | 0 | 0 | 0 | 0 | 0 | 0 | 0 | 0 | 0 | 0 | 0 | 0 | 0 | 0 | 0
TAS1 | Pumped Hydro | 0 | 0 | 0 | 0 | 0 | 0 | 0 | 0 | 0 | 0 | 0 | 0 | 0 | 0 | 0 | 0 | 0 | 0 | 0 | 0 | 0 | 0 | 0 | 0 | 0 | 0 | 0 | 0 | 0
TAS1 | VPP | 0 | 0 | 0 | 0 | 0 | 0 | 0 | 0 | 0 | 0 | 0 | 0 | 0 | 0 | 0 | 0 | 0 | 0 | 0 | 0 | 0 | 0 | 0 | 0 | 0 | 0 | 0 | 0 | 0
Total excluding storage |  | 0 | 0 | 0 | 0 | 0 | 0 | 0 | 0 | 0 | 0 | 0 | 0 | 0 | 0 | 0 | 0 | 0 | 0 | 0 | 0 | 0 | 0 | 0 | 0 | 0 | 0 | 0 | 0 | 0

## Marinus_REZ Tx Cost
REZ transmission expansion cost by region ($000s) - Marinus Link, Step Change No TRET Sensitivity
REZ Expansion | Real June 2020 dollars discounted to 1 July 2020. As with the total capital costs, the REZ transmission expansion costs are annualised for modelling purposes.
Explicitly modelled generation
Region | Technology | 2021-22 | 2022-23 | 2023-24 | 2024-25 | 2025-26 | 2026-27 | 2027-28 | 2028-29 | 2029-30 | 2030-31 | 2031-32 | 2032-33 | 2033-34 | 2034-35 | 2035-36 | 2036-37 | 2037-38 | 2038-39 | 2039-40 | 2040-41 | 2041-42 | 2042-43 | 2043-44 | 2044-45 | 2045-46 | 2046-47 | 2047-48 | 2048-49 | 2049-50
NSW1 | Transmission | 0.00061564 | 4528.7783 | 14326.3093 | 32676.6718 | 31180.0304 | 38916.675 | 51189.65 | 53072.4634 | 116330.3003 | 111002.1949 | 106201.4907 | 137039.834 | 132443.6104 | 126377.4908 | 120911.8244 | 116348.7767 | 124842.4885 | 123126.6125 | 121507.4112 | 127127.2141 | 155671.5581 | 171719.6745 | 167832.722 | 159697.9136 | 162147.5347 | 185343.7321 | 190686.3679 | 182076.1866 | 175605.9657
QLD1 | Transmission | 0.00093892 | 0.00094919 | 0.001002 | 4428.1937 | 6333.9559 | 6043.851 | 5782.4622 | 46425.2171 | 44298.8712 | 42269.9153 | 49447.2792 | 49800.036 | 57541.6937 | 54906.1963 | 59038.1218 | 67019.7406 | 117065.8221 | 111704.0287 | 108350.2977 | 106629.5643 | 107561.9758 | 151540.9273 | 144986.9742 | 157032.8872 | 168003.778 | 189257.0526 | 181071.9249 | 182184.9496 | 204770.6432
VIC1 | Transmission | 0.00020467 | 0.00020194 | 0.00019321 | 0.00018385 | 0.00017543 | 1525.9904 | 8176.2451 | 7779.9446 | 7423.6113 | 7083.5986 | 6777.2419 | 6448.7507 | 8457.7247 | 12455.4345 | 11916.7528 | 11339.1509 | 18895.3565 | 18029.9204 | 17250.1492 | 16414.039 | 21573.3965 | 22731.1838 | 21748.0889 | 20693.9647 | 24531.5427 | 36169.7661 | 34605.4696 | 32928.1515 | 42096.1217
SA1 | Transmission | 0.001333 | 0.0013013 | 0.0013637 | 0.0016368 | 0.0016063 | 0.0015808 | 0.0017652 | 9767.9178 | 9320.5322 | 8893.6378 | 8508.9994 | 15139.7268 | 14446.3042 | 13784.6415 | 13312.621 | 12667.3617 | 12296.5269 | 14582.3714 | 16163.7155 | 15380.2645 | 20755.975 | 20754.756 | 27392.8397 | 26420.2809 | 25320.0116 | 46893.7199 | 44865.6259 | 42691.0007 | 42660.4464
TAS1 | Transmission | 0 | 0 | 728.6804 | 693.3614 | 661.6044 | 631.3019 | 1188.9954 | 1131.3651 | 1079.5468 | 1030.1019 | 985.5513 | 1063.3665 | 1014.6626 | 968.1895 | 926.3166 | 881.4183 | 841.0509 | 1469.2707 | 1405.7267 | 1337.5915 | 1776.5653 | 1779.9332 | 1702.9533 | 1620.4116 | 1546.1943 | 3680.4344 | 3521.2603 | 3967.9395 | 3786.2018
NEM | Total | 0.0030922 | 4528.7807 | 15054.9922 | 37798.2287 | 38175.5925 | 47117.8199 | 66337.3545 | 118176.908 | 178452.8619 | 170279.4485 | 171920.5625 | 209491.714 | 213903.9957 | 208491.9527 | 206105.6365 | 208256.4482 | 273941.245 | 268912.2038 | 264677.3003 | 266888.6733 | 307339.4706 | 368526.4748 | 363663.5782 | 365465.4581 | 381549.0614 | 461344.7052 | 454750.6486 | 443848.2279 | 468919.3787

## Marinus_USE+DSP Cost
USE and USE / DSP cost by region ($000s) - Marinus Link, Step Change No TRET Sensitivity
USE / DSP | Real June 2020 dollars discounted to 1 July 2020
Explicitly modelled generation
Region | Technology | 2021-22 | 2022-23 | 2023-24 | 2024-25 | 2025-26 | 2026-27 | 2027-28 | 2028-29 | 2029-30 | 2030-31 | 2031-32 | 2032-33 | 2033-34 | 2034-35 | 2035-36 | 2036-37 | 2037-38 | 2038-39 | 2039-40 | 2040-41 | 2041-42 | 2042-43 | 2043-44 | 2044-45 | 2045-46 | 2046-47 | 2047-48 | 2048-49 | 2049-50
NSW1 | USE / DSP | 0.0011353 | 0.0011329 | 0.0011402 | 1598.3239 | 0.0011681 | 0.0011626 | 34.4299 | 0.0011733 | 0.0011634 | 0.0011676 | 0.0011762 | 28551.2371 | 165.418 | 255.6923 | 7319.3915 | 316.8105 | 29575.6522 | 0.0012349 | 5289.0205 | 621.8325 | 6315.2491 | 0.001278 | 4211.3594 | 3610.5497 | 328.7459 | 297.92 | 103.1483 | 1732.0998 | 4051.2428
QLD1 | USE / DSP | 0.0011248 | 0.0011212 | 0.0011254 | 1297.1969 | 283.9806 | 412.0967 | 131.248 | 26987.7273 | 2452.3296 | 18.0853 | 2095.8269 | 11650.6799 | 33108.7031 | 12868.8006 | 2638.7291 | 950.4362 | 59961.4163 | 437.4218 | 13246.8614 | 4422.4435 | 6441.0135 | 6371.1046 | 13813.2987 | 7769.5351 | 7155.1676 | 42674.1589 | 319.5866 | 61541.4187 | 48172.5957
VIC1 | USE / DSP | 0.0011246 | 0.001116 | 0.0011244 | 0.0011655 | 0.0011757 | 0.0011723 | 0.68891 | 0.0011623 | 0.0011494 | 0.001157 | 0.0011669 | 4412.544 | 0.0011949 | 40.1122 | 2997.835 | 84.7202 | 4332.9352 | 0.0012028 | 3355.3451 | 359.8527 | 6509.8852 | 0.0012685 | 2600.8341 | 4593.4081 | 7.9662 | 3.9369 | 0.001453 | 226.1832 | 1172.6534
SA1 | USE / DSP | 0.0011386 | 0.0011254 | 0.0011468 | 0.001156 | 0.0011668 | 0.0011531 | 0.0011608 | 0.0011439 | 0.0011291 | 0.001137 | 0.0011519 | 4754.9938 | 0.0011647 | 20.851 | 3331.4177 | 334.346 | 9917.3557 | 0.0011973 | 3659.1271 | 575.1715 | 1968.504 | 0.0012493 | 2856.6916 | 10570.8538 | 362.3495 | 96.6024 | 53.7613 | 559.4222 | 2444.7964
TAS1 | USE / DSP | 0.0009204 | 0.00091342 | 0.00091944 | 0.00091754 | 0.0009167 | 0.00091825 | 0.00092814 | 0.00092881 | 0.00092574 | 0.0009287 | 0.0009312 | 1138.6629 | 0.00093745 | 0.00093567 | 44.711 | 0.00093109 | 768.9469 | 0.00093267 | 1116.5935 | 0.00093882 | 955.0068 | 0.00094677 | 907.8162 | 649.299 | 0.00093442 | 0.0009458 | 0.00093579 | 0.00095209 | 17.3606
NEM | Total | 0.0054437 | 0.005409 | 0.0054562 | 2895.5241 | 283.985 | 412.1011 | 166.3689 | 26987.7317 | 2452.334 | 18.0897 | 2095.8313 | 50508.1177 | 33274.1243 | 13185.457 | 16332.0844 | 1686.3138 | 104556.3064 | 437.4264 | 26666.9476 | 5979.301 | 22189.6586 | 6371.1094 | 24390 | 27193.6457 | 7854.2301 | 43072.6191 | 476.4986 | 64059.1248 | 55858.649

## Marinus_SyncCon Cost
Synchronous Condenser cost by region ($000s) - Marinus Link, Step Change No TRET Sensitivity
SyncCon | Real June 2020 dollars discounted to 1 July 2020
Explicitly modelled generation
Region | Technology | 2021-22 | 2022-23 | 2023-24 | 2024-25 | 2025-26 | 2026-27 | 2027-28 | 2028-29 | 2029-30 | 2030-31 | 2031-32 | 2032-33 | 2033-34 | 2034-35 | 2035-36 | 2036-37 | 2037-38 | 2038-39 | 2039-40 | 2040-41 | 2041-42 | 2042-43 | 2043-44 | 2044-45 | 2045-46 | 2046-47 | 2047-48 | 2048-49 | 2049-50
NSW1 | SyncCon | 0 | 0 | 0 | 0 | 0 | 0 | 0 | 0 | 0 | 0 | 0 | 0 | 0 | 0 | 0 | 0 | 0 | 0 | 0 | 0 | 0 | 0 | 0 | 0 | 0 | 0 | 0 | 0 | 0
QLD1 | SyncCon | 0 | 0 | 0 | 0 | 0 | 0 | 0 | 0 | 0 | 0 | 0 | 0 | 0 | 0 | 0 | 0 | 0 | 0 | 0 | 0 | 0 | 0 | 0 | 0 | 0 | 0 | 0 | 0 | 0
VIC1 | SyncCon | 0 | 0 | 239.2884 | 11883.887 | 11339.5868 | 12620.3618 | 18626.7513 | 17723.9175 | 16912.135 | 16137.5334 | 15439.6055 | 14691.2519 | 14018.3701 | 13376.3073 | 12797.799 | 12177.493 | 11619.7452 | 11087.5432 | 10608.021 | 10093.8529 | 9631.5391 | 9190.3999 | 8792.9267 | 8366.7358 | 7983.5266 | 7617.8689 | 7288.4057 | 6935.1386 | 6617.4986
SA1 | SyncCon | 0 | 0 | 0 | 0 | 0 | 0 | 0 | 0 | 0 | 0 | 0 | 0 | 0 | 0 | 0 | 0 | 0 | 0 | 0 | 0 | 0 | 0 | 0 | 0 | 0 | 0 | 0 | 0 | 0
TAS1 | SyncCon | 1414.5619 | 1506.9029 | 1848.4405 | 1271.5922 | 1164.6297 | 1396.3757 | 2026.9211 | 1971.2483 | 3149.3835 | 2674.2949 | 2501.8508 | 1369.148 | 1264.7356 | 1118.8932 | 1146.8862 | 1072.0523 | 914.775 | 957.8675 | 978.4176 | 957.0784 | 808.5277 | 787.5967 | 615.8139 | 659.3041 | 626.013 | 631.9612 | 591.0369 | 538.1829 | 494.4145
NEM | Total | 1414.5619 | 1506.9029 | 2087.7289 | 13155.4792 | 12504.2165 | 14016.7375 | 20653.6724 | 19695.1658 | 20061.5185 | 18811.8283 | 17941.4564 | 16060.3999 | 15283.1057 | 14495.2006 | 13944.6852 | 13249.5453 | 12534.5203 | 12045.4106 | 11586.4385 | 11050.9313 | 10440.0668 | 9977.9966 | 9408.7406 | 9026.0399 | 8609.5395 | 8249.83 | 7879.4426 | 7473.3214 | 7111.9131

## Marinus_System Strength Cost
System Strength cost by region ($000s) - Marinus Link, Step Change No TRET Sensitivity
System Strength | Real June 2020 dollars discounted to 1 July 2020
Explicitly modelled generation
Region | Technology | 2021-22 | 2022-23 | 2023-24 | 2024-25 | 2025-26 | 2026-27 | 2027-28 | 2028-29 | 2029-30 | 2030-31 | 2031-32 | 2032-33 | 2033-34 | 2034-35 | 2035-36 | 2036-37 | 2037-38 | 2038-39 | 2039-40 | 2040-41 | 2041-42 | 2042-43 | 2043-44 | 2044-45 | 2045-46 | 2046-47 | 2047-48 | 2048-49 | 2049-50
NSW1 | System Strength | 4.3283e-05 | 508.119 | 1607.3805 | 3666.2509 | 3498.3311 | 4366.3657 | 5743.3666 | 6297.5983 | 14369.7316 | 13711.576 | 13118.5677 | 16854.1396 | 16331.645 | 15583.6307 | 14909.6584 | 14371.4575 | 16093.9523 | 17148.5243 | 16956.9949 | 17541.0253 | 19835.0458 | 22498.4298 | 22001.9779 | 20935.5477 | 20541.0293 | 22444.8889 | 22246.2991 | 21234.5274 | 20429.2101
QLD1 | System Strength | 3383.8624 | 3228.8763 | 3089.2315 | 3359.4254 | 3310.2281 | 3158.6146 | 3022.0085 | 4350.9502 | 4151.67 | 3961.5172 | 4245.009 | 4416.0915 | 5587.5102 | 5331.5937 | 5269.2016 | 5302.7268 | 7144.6714 | 6817.4345 | 6725.0698 | 6883.0591 | 7364.9672 | 10057.5845 | 9622.6067 | 9649.2435 | 9676.8082 | 9912.6627 | 9483.9526 | 9523.7393 | 10879.9541
VIC1 | System Strength | 0.00011862 | 0.00011648 | 0.00012118 | 1784.6965 | 1702.9548 | 2107.7207 | 5249.9555 | 5952.7004 | 5680.0577 | 5443.4094 | 6005.9203 | 8719.3294 | 9048.9731 | 10021.7868 | 9588.3572 | 9123.612 | 10246.0702 | 9776.7845 | 9666.4344 | 9197.9136 | 9617.1263 | 9429.155 | 9021.356 | 8584.0933 | 8754.0301 | 9607.7629 | 9192.2394 | 8746.6939 | 9138.4981
SA1 | System Strength | 302.0587 | 288.2239 | 480.8954 | 2099.6412 | 2003.4744 | 1911.7123 | 1871.8035 | 2792.2491 | 2664.3598 | 2542.3282 | 2542.6104 | 3735.3754 | 3564.2895 | 3401.0396 | 3425.6776 | 3259.6359 | 3421.0672 | 3482.1234 | 4070.0114 | 3872.7391 | 4160.0543 | 4042.0808 | 4723.2869 | 4515.7201 | 4325.6509 | 5130.7688 | 4908.8696 | 4670.938 | 4604.5552
TAS1 | System Strength | 254.1637 | 242.5226 | 947.1945 | 901.2842 | 860.004 | 820.6145 | 1348.8062 | 1283.4299 | 2482.3637 | 2552.0328 | 2441.6607 | 2553.3861 | 2436.4372 | 2324.8446 | 2224.298 | 2116.4869 | 2019.5493 | 2088.8972 | 1998.5551 | 1901.6856 | 1936.0144 | 1867.9114 | 1787.1266 | 1700.5051 | 1622.6193 | 1880.6414 | 1799.3061 | 1806.8593 | 1724.1024
NEM | Total | 3940.085 | 4267.742 | 6124.7021 | 11811.2982 | 11374.9924 | 12365.0277 | 17235.9402 | 20676.9279 | 29348.1828 | 28210.8636 | 28353.7681 | 36278.322 | 36968.8549 | 36662.8954 | 35417.1928 | 34173.9191 | 38925.3103 | 39313.7639 | 39417.0657 | 39396.4227 | 42913.2079 | 47895.1615 | 47156.3541 | 45385.1097 | 44920.1378 | 48976.7248 | 47630.6667 | 45982.7578 | 46776.3198