## Cover
Project Marinus Economic Modelling Results
Supporting the Economic Modelling Appendix to the TasNetworks PACR
TasNetworks | 22 June 2021

## Release notice
Notice
Ernst & Young ("EY") was engaged on the instructions of Tasmanian Networks Pty Ltd (“TasNetworks” or “Client”) to provide market modelling in relation to the proposed Marinus Link interconnector (“Project”), in accordance with the contract dated 14 June 2018.
The results of Ernst & Young’s work, including the assumptions and qualifications made in preparing the workbook dated 22 June 2021 (“Workbook”), are set out in Ernst & Young's report dated 22 June 2021 ("Report"). The Workbook and Report should be read in their entirety including this notice, the applicable scope of the work and any limitations. A reference to the Workbook includes any part of the Workbook. No further work has been undertaken by Ernst & Young since the date of the Workbook to update it.
EY has prepared the Workbook under the directions of the Client. EY has not been engaged to act, and has not acted, as advisor to any other party. Accordingly, EY makes no representations as to the appropriateness, accuracy or completeness of the Workbook for any other party's purposes.
No reliance may be placed upon the Workbook or any of its contents by any party other than the Client (“Third Parties”). Any Third Party receiving a copy of the Workbook must make and rely on their own enquiries in relation to the issues to which the Workbook relates, the contents of the Workbook and all matters arising from or relating to or in any way connected with the Workbook or its contents.
EY disclaims all responsibility to any Third Parties for any loss or liability that the Third Parties may suffer or incur arising from or relating to or in any way connected with the contents of the Workbook, the provision of the Workbook to the Third Parties or the reliance upon the Workbook by the Third Parties.
No claim or demand or any actions or proceedings may be brought against EY arising from or connected with the contents of the Workbook or the provision of the Workbook to the Third Parties. EY will be released and forever discharged from any such claims, demands, actions or proceedings.
Our work commenced on 12 January 2021 and was completed on 19 May 2021. Therefore, our Workbook does not take account of events or circumstances arising after 19 May 2021 and we have no responsibility to update the Workbook for such events or circumstances.
In preparing this Workbook we have considered and relied upon information from a range of sources believed to be reliable and accurate. We do not imply, and it should not be construed, that we have verified any of the information provided to us, or that our enquiries could have identified any matter that a more extensive examination might disclose.
The work performed as part of our scope considers information provided to us and a number of combinations of input assumptions relating to future conditions, which may not necessarily represent actual or most likely future conditions. Additionally, modelling work performed as part of our scope inherently requires assumptions about future behaviours and market interactions, which may result in forecasts that deviate from future conditions. There will usually be differences between estimated and actual results, because events and circumstances frequently do not occur as expected, and those differences may be material. We take no responsibility that the projected outcomes will be achieved, if any.
We highlight that our analysis and Workbook do not constitute investment advice or a recommendation to you on a future course of action. We provide no assurance that the scenarios we have modelled will be accepted by any relevant authority or third party.
Our conclusions are based, in part, on the assumptions stated and on information provided by the Client and other information sources used during the course of the engagement. The modelled outcomes are contingent on the collection of assumptions as agreed with the Client and no consideration of other market events, announcements or other changing circumstances are reflected in this Workbook. Neither EY nor any member or employee thereof undertakes responsibility in any way whatsoever to any person in respect of errors in this Workbook arising from incorrect information provided by the Client or other information sources used.
EY has consented to the Workbook being published electronically on the Client’s website alongside the Report and Addendum for informational purposes only. EY has not consented to distribution or disclosure beyond this. The material contained in the Workbook, including the EY logo, is copyright. The copyright in the material contained in the Workbook itself, excluding EY logo, vests in the Client. The Workbook, including the EY logo, cannot be altered without prior written permission from EY.
EY’s liability is limited by a scheme approved under Professional Standards Legislation.

## Version notes
Change log
2021-06-22 | 1 | Project Marinus Economic Modelling Result Workbooks supporting the Addendum to the PACR, Slow Change Scenario. Marinus Link from 1 July 2027.

## Abbreviations and notes
Acronyms
AEMO | Australian Energy Market Operator
CCGT | Closed cycle gas turbine
Diesel | Diesel generator
Distributed PV | PV non-scheduled generators (PVNSG) and Rooftop PV
DSP | Demand-side participation
ESOO | Electricity Statement Of Opportunities
FOM | Fixed operations and maintenance
Gas - Steam | Gas-powered steam turbine
GWh | Gigawatt-hours
Grid Battery | Explicitly modelled existing and new entrant (8 hour or less) battery storage
MW | Megawatts
NEM | National Electricity Market
OCGT | Open cycle gas turbine
PACR | Project Assessment Conclusions Report
PV | Photovoltaic
PVNSG | PV non-scheduled generators
Rehab | Rehabilitation (after closing an existing generator)
USE | Unserved energy
VOM | Variable operations and maintenance
VPP | Virtual power plants
Notes
1. BaseCase simulations do not include Marinus Link. Marinus simulations include Marinus Link from 1 July 2027.
2. Tumut 3 generation is included in Hydro, whereas Tumut 3 pump is included in Pumped Hydro Pump.
3. REZ expansion costs only capture intra-regional network augmentations. These costs do not include the cost of interconnectors.
4. New entrant capacity and retiring capacity for allowable generators are made at the beginning of each financial year, on 1 July.
5. Other non-scheduled generation is handled on the demand side as per AEMO's 2020 ESOO.

## ---Compare options---
Compare |  | Marinus | to | BaseCase |  | 0 | 1 | 2 | 3 | 4 | 5 | 6 | 7 | 8 | 9 | 10 | 11 | 12 | 13 | 14 | 15 | 16 | 17 | 18 | 19 | 20 | 21 | 22 | 23 | 24 | 25 | 26 | 27 | 28
NEM discounted market benefits by year
Select region | NEM
[5 empty] | Real June 2020 dollars ($m) discounted to 1 July 2020 | 2021-22 | 2022-23 | 2023-24 | 2024-25 | 2025-26 | 2026-27 | 2027-28 | 2028-29 | 2029-30 | 2030-31 | 2031-32 | 2032-33 | 2033-34 | 2034-35 | 2035-36 | 2036-37 | 2037-38 | 2038-39 | 2039-40 | 2040-41 | 2041-42 | 2042-43 | 2043-44 | 2044-45 | 2045-46 | 2046-47 | 2047-48 | 2048-49 | 2049-50
|  |  |  | Build | CAPEX | -6.6202e-05 | -5.7388e-05 | -6.737e-05 | -6.963e-05 | -7.5931e-05 | -10.6785 | 2.4852 | 5.9549 | 5.7369 | 5.5269 | 2.6431 | 2.5392 | 2.4463 | 2.3567 | 2.2765 | 2.1871 | 13.869 | 14.8058 | 29.5816 | 15.9009 | 12.7169 | 14.1248 | 18.1742 | 18.3872 | 16.5281 | 15.4344 | 8.7973 | 71.6382 | 71.8766
|  |  |  | FOM | FOM | -1.3622e-05 | -1.1546e-05 | -1.2573e-05 | 48.3956 | 47.5005 | 58.619 | 86.513 | 248.7732 | 70.7775 | 66.3263 | 62.1921 | 59.7485 | 60.4271 | 55.454 | 52.2599 | 51.1736 | 51.2943 | 172.36 | 50.844 | 45.716 | 43.5224 | 42.6663 | 42.1085 | 40.3977 | 38.4425 | 36.919 | 34.701 | 17.2414 | 17.9554
|  |  |  | Fuel | Fuel | -0.00025627 | -0.67394 | -0.52314 | -25.2324 | -30.308 | -23.1306 | 29.3326 | 31.3718 | 36.6624 | 30.3315 | 24.2383 | 30.564 | 28.8726 | 32.0119 | 22.8514 | 23.1058 | 17.3042 | 24.0693 | 26.7548 | 13.7272 | 14.2562 | 14.6142 | 16.5123 | 13.8105 | 15.118 | 13.2455 | 16.6609 | 36.1847 | 34.584
|  |  |  | VOM | VOM | -9.2838e-05 | 0.26832 | 0.20357 | -0.53227 | -3.8465 | 0.89441 | -10.7024 | -10.116 | -9.2461 | -9.1579 | -7.0412 | -5.6287 | -4.5674 | -4.3364 | -3.6235 | -2.8961 | -4.8861 | -4.0898 | -5.147 | -2.8892 | -3.1347 | -2.8741 | -2.4455 | -2.7186 | -2.1383 | -2.1968 | -1.4229 | -5.2077 | -4.5507
|  |  |  | REHAB | REHAB | 0 | 0 | 0 | -31.9394 | -0.85239 | -11.1617 | -6.3278 | 0 | 0.14119 | 0.41792 | 0.17299 | 0 | 0 | 0 | 0.29301 | -0.11051 | 0 | 0 | 0 | 0 | 0 | 0 | 0 | 0 | 0 | 0 | 0 | 0 | 0
|  |  |  | REZ Tx | REZ | -2.2113e-06 | -2.597e-06 | -2.7552e-06 | -2.8449e-06 | -2.8492e-06 | -1.3261 | -3.4018e-06 | -0.71827 | -0.69197 | -0.66664 | -0.14703 | 0.34956 | 0.8096 | 1.2355 | 1.6335 | 1.9921 | 3.44 | 3.7069 | 4.6779 | 4.0963 | 3.8707 | 4.0647 | 3.5583 | 3.4185 | 3.2921 | 3.2363 | 2.7225 | 10.7562 | 15.0333
|  |  |  | USE+DSP | USE+DSP | -8.5491e-06 | -8.5252e-06 | -8.6078e-06 | -8.6386e-06 | -8.7281e-06 | 0.002833 | -8.6624e-06 | -3.1965 | -8.6229e-06 | -8.6208e-06 | -8.5808e-06 | -8.6661e-06 | -1.7342 | -0.013642 | 1.598 | 3.1189 | 0.12717 | -0.00714 | 0.12064 | -0.96712 | 0.27023 | 0.031697 | -0.19489 | 7.0067 | -0.83726 | -2.1243 | -0.027119 | -1.1535 | 0.69589
|  |  |  | SyncCon | SyncCon | -0.00020882 | -0.0006959 | -0.0033385 | -1.8613 | -1.8011 | -1.8602 | -2.0038 | -1.9296 | -1.791 | -1.7523 | -1.8462 | -1.7904 | -1.7694 | -1.8041 | -1.7981 | -1.7633 | -1.7289 | -1.6545 | -1.6327 | -1.6985 | -1.5693 | -1.5117 | -1.5225 | -1.4534 | -1.3643 | -1.2895 | -1.2427 | -1.1517 | -1.1065
|  |  |  | System Strength | System Strength | -6.448e-07 | -6.8325e-07 | -6.6609e-07 | -6.3706e-07 | -8.183e-07 | -0.32194 | -0.16726 | -0.080588 | -0.077638 | -0.074796 | -0.039195 | -0.037655 | -0.036277 | -0.034949 | -0.03376 | -0.032433 | 0.22599 | 0.22173 | 0.43984 | 0.16163 | 0.14448 | 0.2309 | 0.22717 | 0.2208 | 0.19739 | 0.20279 | 0.17774 | 1.24 | 1.4388
[5 empty] | Total cumulative market benefits | -0.00064916 | -0.40704 | -0.73003 | -11.9 | -1.2076 | 9.8297 | 108.9593 | 379.0182 | 480.5294 | 571.4804 | 651.6532 | 737.3977 | 821.846 | 906.715 | 982.1721 | 1058.947 | 1138.5928 | 1348.0051 | 1453.6441 | 1527.6913 | 1597.7682 | 1669.1151 | 1745.5326 | 1824.602 | 1893.8402 | 1957.2673 | 2017.6342 | 2147.1818 | 2283.1086
NEM capacity difference by year
Select region | NEM
[5 empty] | Capacity difference (MW) | 2021-22 | 2022-23 | 2023-24 | 2024-25 | 2025-26 | 2026-27 | 2027-28 | 2028-29 | 2029-30 | 2030-31 | 2031-32 | 2032-33 | 2033-34 | 2034-35 | 2035-36 | 2036-37 | 2037-38 | 2038-39 | 2039-40 | 2040-41 | 2041-42 | 2042-43 | 2043-44 | 2044-45 | 2045-46 | 2046-47 | 2047-48 | 2048-49 | 2049-50
[5 empty] | Black Coal | 0 | 0 | 0 | 378.4156 | 358.0536 | 261.876 | -78.8897 | -78.8897 | -154.1217 | -102.0597 | -58.2007 | -58.2007 | -58.2007 | -58.2007 | -14.2119 | -48.0722 | -12.2628 | -12.2628 | -12.2628 | -12.2628 | -12.2628 | -12.2628 | 0 | 0 | 0 | 0 | 0 | 0 | 0
[5 empty] | Brown Coal | 0 | 0 | 0 | -534.019 | -534.019 | -632.7056 | -632.7056 | -632.7056 | -632.7056 | -632.7056 | -632.7056 | -632.7056 | -632.7056 | -632.7056 | -632.7056 | -632.7056 | -632.7056 | -632.7056 | -632.7056 | -632.7056 | -632.7056 | -632.7056 | -632.7056 | -632.7056 | -632.7056 | -632.7056 | -632.7056 | 0 | 0
[5 empty] | CCGT | 0 | 0 | 0 | 0 | 0 | 0 | 0 | 0 | 0 | 0 | 0 | 0 | 0 | 0 | 0 | 0 | 0 | 0 | 0 | 0 | 0 | 0 | 0 | 0 | 0 | 0 | 0 | 0 | 0
[5 empty] | Gas - Steam | 0 | 0 | 0 | 0 | 0 | 0 | 0 | 0 | 0 | 0 | 0 | 0 | 0 | 0 | 0 | 0 | 0 | 0 | 0 | 0 | 0 | 0 | 0 | 0 | 0 | 0 | 0 | 0 | 0
[5 empty] | OCGT / Diesel | 0 | 0 | 0 | 0 | 0 | 0 | 0 | 0 | 0 | 0 | 0 | 0 | 0 | 0 | 0 | 0 | 0 | 0 | 0 | 0 | 0 | 0 | 0 | -121.6677 | -121.6677 | -122.4752 | -122.4752 | -193.9978 | -193.9978
[5 empty] | Hydro | 0 | 0 | 0 | 0 | 0 | 0 | 250 | 250 | 250 | 250 | 250 | 250 | 250 | 250 | 250 | 250 | 250 | 250 | 250 | 250 | 250 | 250 | 250 | 250 | 250 | 250 | 250 | 250 | 250
[5 empty] | Wind | 0 | -0.000193 | -0.000306 | -0.000305 | -0.00010018 | 185.9233 | -27.5677 | -243.6487 | -243.6488 | -243.6487 | -132.1749 | -132.1749 | -132.175 | -132.1749 | -132.175 | -132.175 | -360.3715 | -364.0017 | -575.1252 | -319.3801 | -302.8863 | -261.2964 | -321.01 | -323.9007 | -249.9941 | -253.3271 | -236.9874 | -1049.2673 | -996.3236
[5 empty] | Solar PV | 0 | 0 | 0 | 0 | 0 | -99.9999 | -0.00028 | 293.7985 | 293.7985 | 293.7984 | 159.3796 | 159.3796 | 159.3796 | 159.3796 | 159.3796 | 159.3796 | 159.3796 | 159.3796 | 159.3796 | 159.3798 | 159.3798 | 7.709 | 19.5918 | 19.5918 | -13.2231 | -8.7596 | 44.9921 | -940.5716 | -1205.5762
[5 empty] | Grid Battery | 0 | 0 | 0 | 0 | 0 | 0 | 0 | 0 | 0 | 0 | 0 | 0 | 0 | 0 | 0 | 0.00012066 | 17.5981 | 17.5981 | 55.1126 | 68.1604 | 95.2277 | 107.7189 | 37.9374 | 112.564 | 116.9254 | 116.9254 | 116.9254 | 10.9895 | -3.8329
[5 empty] | Pumped Hydro | 0 | 0 | 0 | 0 | 0 | 0 | 0 | 0 | 0 | 0 | 0 | 0 | 0 | 0 | 0 | 0 | 0.001159 | -12.7726 | -97.401 | -97.422 | -86.2126 | -94.8967 | -94.8943 | -94.8927 | -115.4579 | -111.0174 | -30.5073 | -345.2743 | -345.2743
[5 empty] | VPP | 0 | 0 | 0 | 0 | 0 | 0 | 0 | 0 | 0 | 0 | 0 | 0 | 0 | 0 | 0 | 0 | 0 | 0 | 0 | 0 | 0 | 0 | 0 | 0 | 0 | 0 | 0 | 0 | 0
[5 empty] | Grid Battery pump | 0 | 0 | 0 | 0 | 0 | 0 | 0 | 0 | 0 | 0 | 0 | 0 | 0 | 0 | 0 | 0.00012066 | 17.5981 | 17.5981 | 55.1126 | 68.1604 | 95.2277 | 107.7189 | 37.9374 | 112.564 | 116.9254 | 116.9254 | 116.9254 | 10.9895 | -3.8329
[5 empty] | Pumped Hydro Pump | 0 | 0 | 0 | 0 | 0 | 0 | 0 | 0 | 0 | 0 | 0 | 0 | 0 | 0 | 0 | 0 | 0.001159 | -12.7726 | -97.401 | -97.422 | -86.2126 | -94.8967 | -94.8943 | -94.8927 | -115.4579 | -111.0174 | -30.5073 | -345.2743 | -345.2743
[5 empty] | VPP pump | 0 | 0 | 0 | 0 | 0 | 0 | 0 | 0 | 0 | 0 | 0 | 0 | 0 | 0 | 0 | 0 | 0 | 0 | 0 | 0 | 0 | 0 | 0 | 0 | 0 | 0 | 0 | 0 | 0
NEM generation difference by year
Select region | NEM
[5 empty] | Sent-out generation difference (GWh)* | 2021-22 | 2022-23 | 2023-24 | 2024-25 | 2025-26 | 2026-27 | 2027-28 | 2028-29 | 2029-30 | 2030-31 | 2031-32 | 2032-33 | 2033-34 | 2034-35 | 2035-36 | 2036-37 | 2037-38 | 2038-39 | 2039-40 | 2040-41 | 2041-42 | 2042-43 | 2043-44 | 2044-45 | 2045-46 | 2046-47 | 2047-48 | 2048-49 | 2049-50
[5 empty] | Black Coal | -0.00035 | 0.05394 | 0.04709 | 1908.5863 | 2277.0437 | 2171.3996 | -411.7504 | -821.0046 | -921.8277 | -573.9481 | -335.5637 | -458.3413 | -681.1926 | -279.1846 | -332.3608 | -531.3974 | 41.1245 | 38.4429 | 78.2925 | 26.9506 | -50.1913 | -97.4765 | 9.0343 | 34.3575 | -18.9939 | -1.8032 | -10.9263 | -3.116 | 25.0981
[5 empty] | Brown Coal | 0.0218 | 96.0162 | 73.3604 | -2247.4013 | -2565.6929 | -3224.3798 | -3907.8592 | -3446.0296 | -3781.0108 | -3869.9496 | -3862.4965 | -3785.7959 | -3807.347 | -3855.9922 | -4073.7655 | -3894.9777 | -3822.6791 | -3666.998 | -2880.3317 | -3922.7446 | -4034.5613 | -3836.1863 | -3613.1091 | -3665.8012 | -3703.0326 | -3701.475 | -3448.5526 | 0 | 0
[5 empty] | CCGT | 5.359e-05 | 5.3426e-05 | -2.6766e-06 | -22.428 | -10.4868 | -10.8332 | 16.1128 | 21.1218 | 8.8129 | 6.8896e-05 | 15.0168 | -101.8456 | -24.6453 | -215.4481 | 0.52666 | 5.9281 | -31.3517 | -133.3675 | -164.2097 | 34.8785 | 24.7181 | -6.9703 | 11.4952 | -1.3694 | -1.0772 | 0.0002244 | 0.00023886 | 0.00027117 | 0.00026716
[5 empty] | Gas - Steam | 4.1e-06 | 6.2387e-05 | 2e-06 | 4.1606 | 1.3036 | 4.2277 | -0.81346 | -0.33815 | 3.2527e-06 | -1.0528 | -0.10084 | -0.30345 | -1.4367 | -0.53649 | -2.4596 | -0.86841 | -1.6757 | -3.1484 | -0.95406 | 0.08997 | 0 | -0.25158 | 0.36953 | -0.95695 | -0.61261 | 0 | 0 | 0 | 0
[5 empty] | OCGT / Diesel | 8.2842e-05 | 8.3875e-05 | 9.6693e-05 | -6.2799 | -1.1252 | 8.6015 | 0.05153 | 9.4338 | 0.81067 | 0.072853 | 0.065054 | -0.045963 | -0.6612 | -1.0179 | -4.9741 | -0.43622 | -3.1293 | -57.7666 | -149.3275 | -6.0587 | -1.2673 | -1.4673 | -79.8591 | -30.5077 | -55.748 | -36.4386 | -108.9853 | -605.0707 | -594.994
[5 empty] | Hydro | 1.7432 | -92.5806 | -73.0526 | 258.4258 | 297.1687 | 181.8183 | 4361.7153 | 4388.825 | 4407.6649 | 4207.7806 | 3673.3987 | 3694.9919 | 3657.7816 | 3489.8156 | 3342.4673 | 3231.7017 | 3415.9126 | 3348.7825 | 3361.3676 | 3016.4441 | 3242.2746 | 3152.4694 | 2903.8288 | 2932.3933 | 2859.985 | 2929.255 | 2463.7117 | 2291.5929 | 2163.8558
[5 empty] | Wind | 0.0015716 | 0.0015911 | 0.004821 | 80.251 | 121.7743 | 928.3358 | 190.1884 | -477.1185 | -335.8804 | -259.6132 | 272.5406 | 331.8308 | 477.0642 | 712.3861 | 786.6594 | 903.6323 | 263.4435 | 255.7077 | -406.3118 | 593.2595 | 601.1463 | 875.2042 | 883.7478 | 813.6323 | 1048.2162 | 871.2409 | 958.5278 | -336.067 | 92.7211
[5 empty] | Solar PV | 0.0081513 | 0.0059343 | 0.06939 | -0.00011349 | 0.00016641 | -264.5141 | 4.2052 | 682.4742 | 714.1102 | 777.7278 | 446.9232 | 444.5162 | 437.5258 | 404.8189 | 454.3002 | 440.2794 | 387.5349 | 400.0978 | 418.2291 | 429.6531 | 416.4556 | 50.3772 | 72.9158 | 91.165 | 38.0629 | 82.235 | 257.7407 | -1224.1306 | -1544.3159
[5 empty] | Grid Battery | -0.25921 | -0.06412 | -0.091705 | 11.1807 | 1.8874 | 7.6727 | 1.224 | -2.2855 | 5.1959 | -0.23947 | 4.1859 | 7.2491 | 0.86593 | 2.3796 | 2.9362 | 2.0733 | 25.6309 | 25.0643 | 86.1789 | 101.6926 | 134.3274 | 144.8116 | 52.3118 | 150.5888 | 152.958 | 141.9621 | 151.2033 | 70.0299 | 105.0781
[5 empty] | Pumped Hydro | -1.8075 | -4.116 | -3.0788 | 7.7981 | 109.3048 | 530.0556 | -176.1151 | -223.1053 | 173.5394 | 107.4669 | 32.1581 | 65.3702 | -68.6413 | 91.9777 | -55.0538 | -5.0556 | 43.8643 | 50.7416 | -116.2262 | -110.6631 | -120.0953 | -205.3927 | -184.4281 | -186.4313 | -203.3007 | -172.3571 | -62.1762 | -359.9463 | -287.0158
[5 empty] | VPP | 0.00029618 | 0.0071393 | 0.0086286 | 0.40145 | 0.36421 | 2.2893 | -1.3665 | -1.6674 | 0.45815 | -0.38674 | 0.52075 | -0.25204 | -1.7349 | 0.69137 | 0.027981 | -0.061286 | 0.49616 | -0.5767 | -1.413 | -0.397 | -1.6168 | -0.82592 | 1.7609 | -0.5641 | -0.15321 | -0.22942 | 0.18468 | 26.5193 | 6.6067
[5 empty] | Grid Battery pump | -0.32002 | -0.079173 | -0.11322 | 13.8033 | 2.3542 | 9.4484 | 1.5298 | -2.8403 | 6.2379 | -0.119 | 5.1431 | 8.9741 | 1.069 | 2.9378 | 3.625 | 2.5595 | 30.3818 | 29.505 | 101.5535 | 119.9002 | 157.7256 | 170.6199 | 61.448 | 176.3346 | 181.0387 | 166.5407 | 177.0971 | 83.3107 | 123.6859
[5 empty] | Pumped Hydro Pump | 0.00013 | 0.000483 | -0.089569 | 134.1329 | 425.6875 | 649.9394 | -158.6387 | -160.9749 | 19.2209 | 169.0087 | 50.6174 | 18.032 | -187.1231 | 144.8872 | -73.4847 | -45.9189 | 55.6801 | 43.6356 | -66.0574 | -136.4397 | -125.0435 | -269.2489 | -199.5405 | -221.2714 | -252.3394 | -239.7408 | -122.2007 | -425.2082 | -362.2768
[5 empty] | VPP pump | 0.00035558 | 0.0085721 | 0.010874 | 0.48366 | 0.43002 | 2.7525 | -1.5823 | -2.0591 | 0.55268 | -0.46697 | 0.62569 | -0.30318 | -2.0736 | 0.81699 | 0.037728 | -0.073565 | 0.59489 | -0.70072 | -1.6835 | -0.48432 | -1.9396 | -0.98312 | 2.1097 | -0.72277 | -0.14652 | -0.26871 | 0.22259 | 31.831 | 7.9282
*Generation shown is sent-out, as is demand. The difference in sent-out generation with the Marinus Link option and the Base Case is due to the difference in losses from interconnectors and storage.

## BaseCase_CF
Annual capacity factor by technology - BaseCase, Slow Change Scenario
Explicitly modelled generation
Region | Technology | 2021-22 | 2022-23 | 2023-24 | 2024-25 | 2025-26 | 2026-27 | 2027-28 | 2028-29 | 2029-30 | 2030-31 | 2031-32 | 2032-33 | 2033-34 | 2034-35 | 2035-36 | 2036-37 | 2037-38 | 2038-39 | 2039-40 | 2040-41 | 2041-42 | 2042-43 | 2043-44 | 2044-45 | 2045-46 | 2046-47 | 2047-48 | 2048-49 | 2049-50
NEM | Black Coal | 49.82% | 45.97% | 49.3% | 62.21% | 71.61% | 70.3% | 66.47% | 73.67% | 70.57% | 68.13% | 55.05% | 59.94% | 65.41% | 62.32% | 58.66% | 63.8% | 68.3% | 67.76% | 62.22% | 59.89% | 56.23% | 66.03% | 59.83% | 57.78% | 59.71% | 58.26% | 54.97% | 51.83% | 47.61%
NEM | Brown Coal | 62.25% | 53.67% | 58.93% | 64.58% | 67.94% | 68.61% | 62.78% | 64.61% | 63.74% | 67.65% | 63.29% | 64.54% | 67.12% | 66.66% | 67.75% | 66.5% | 63.81% | 65.63% | 58.46% | 61.6% | 66.43% | 65.88% | 63.08% | 63.18% | 60.66% | 64.43% | 62.25% | - | -
NEM | CCGT | 8.417% | 8.417% | 7.129% | 7.153% | 6.835% | 7.718% | 7.339% | 11.32% | 6.79% | 6.79% | 6.976% | 7.948% | 7.343% | 8.213% | 7.038% | 8.115% | 9.1% | 13.94% | 18.75% | 19.01% | 15.22% | 22.95% | 20.31% | 23.68% | 27.05% | 28.26% | 28.34% | 28.26% | 28.26%
NEM | Gas - Steam | 5.537% | 5.734% | 5.693% | 1.321% | 1.283% | 1.32% | 1.319% | 1.816% | 1.273% | 1.286% | 1.299% | 1.348% | 1.316% | 1.29% | 1.743% | 1.687% | 1.996% | 1.771% | 10.05% | 10.17% | 9.894% | 14.82% | 17.24% | 16.56% | 23.64% | - | - | - | -
NEM | OCGT / Diesel | 0.03903% | 0.0236% | 0.1154% | 0.09968% | 0.02715% | 0.08809% | 0.04512% | 0.3042% | 0.006259% | 0.004734% | 0.007119% | 0.1069% | 0.06902% | 0.02834% | 0.1657% | 0.1498% | 0.3733% | 0.487% | 1.531% | 1.801% | 1.312% | 1.174% | 4.377% | 2.427% | 3.679% | 4.482% | 8.772% | 11.52% | 12.88%
NEM | Hydro | 20.33% | 20.41% | 19.71% | 24.62% | 24.58% | 18.41% | 17.32% | 20.03% | 16.73% | 15.44% | 14.27% | 14.6% | 15.29% | 15.59% | 14.25% | 13.55% | 16.42% | 14.09% | 12.94% | 12.16% | 11.99% | 13.41% | 13.45% | 12.89% | 12.44% | 15.51% | 12.9% | 11.55% | 10.98%
NEM | Wind | 33.36% | 34.36% | 31.63% | 33.88% | 36.1% | 37.48% | 38% | 34.95% | 34.26% | 34.6% | 35.14% | 32.85% | 32.13% | 33.96% | 34.99% | 35.58% | 34.47% | 33.79% | 34.47% | 35.66% | 33.61% | 31.98% | 33.91% | 36.03% | 36.83% | 35.16% | 33.75% | 32.71% | 31.95%
NEM | Solar PV | 29.55% | 29.16% | 29.58% | 28.44% | 27.85% | 29.5% | 29.9% | 26.32% | 27.7% | 28.86% | 29.25% | 29.18% | 28.17% | 27.54% | 29.33% | 29.5% | 26.18% | 27.38% | 28.84% | 29.32% | 29.33% | 28.03% | 27.26% | 28.98% | 29.1% | 25.56% | 25.81% | 26.13% | 25.85%
NEM | Grid Battery | 6.433% | 4.262% | 4.935% | 6.46% | 6.788% | 7.015% | 6.913% | 6.559% | 6.059% | 6.509% | 6.492% | 6.613% | 6.617% | 6.336% | 6.49% | 6.517% | 9.79% | 9.861% | 10.69% | 10.9% | 12.91% | 14.46% | 14.48% | 14.42% | 14.41% | 13.88% | 13.94% | 13.42% | 12.72%
NEM | Pumped Hydro | 1.196% | 2.961% | 3.432% | 14.8% | 19.33% | 20.35% | 20.33% | 24.18% | 17.28% | 20% | 22.8% | 25.2% | 23.6% | 24.45% | 25.35% | 24.72% | 24.24% | 22.86% | 24.21% | 22.49% | 23.78% | 23.28% | 23.61% | 24.51% | 23.78% | 24.08% | 23.55% | 23.62% | 20.77%
NEM | VPP | 8.059% | 8.35% | 8.295% | 9.184% | 10.13% | 9.997% | 10.08% | 9.536% | 8.795% | 8.761% | 8.729% | 9.076% | 9.136% | 9.02% | 8.841% | 8.78% | 8.457% | 8.327% | 7.968% | 7.698% | 6.91% | 6.771% | 6.409% | 6.201% | 6.096% | 5.842% | 5.68% | 4.529% | 3.853%
Region | Technology | 2021-22 | 2022-23 | 2023-24 | 2024-25 | 2025-26 | 2026-27 | 2027-28 | 2028-29 | 2029-30 | 2030-31 | 2031-32 | 2032-33 | 2033-34 | 2034-35 | 2035-36 | 2036-37 | 2037-38 | 2038-39 | 2039-40 | 2040-41 | 2041-42 | 2042-43 | 2043-44 | 2044-45 | 2045-46 | 2046-47 | 2047-48 | 2048-49 | 2049-50
NSW1 | Black Coal | 44.53% | 41.82% | 42.82% | 56.46% | 69.38% | 65.84% | 62.18% | 70.23% | 69.77% | 68.59% | 47.13% | 47.15% | 64.16% | 55.82% | 44.35% | 59.64% | 70.5% | 69.97% | 61.31% | 52.7% | 44.87% | - | - | - | - | - | - | - | -
NSW1 | Brown Coal | bar: 2021-22 to 2049-50
NSW1 | CCGT | 0.6146% | 0.6146% | 1.849% | 1.164% | 1.161% | 1.161% | 1.164% | 1.161% | 1.161% | 1.161% | 1.164% | 1.161% | 1.161% | 1.66% | 1.164% | 1.161% | 1.166% | 10.64% | 19.48% | 20.81% | 13.6% | 21.97% | 0.03978% | - | - | - | - | - | -
NSW1 | Gas - Steam | bar: 2021-22 to 2049-50
NSW1 | OCGT / Diesel | 1.232e-08% | 1.221e-08% | 0.02518% | 0.2645% | 0.0457% | 0.1017% | 0.04508% | 0.08882% | 1.609e-08% | 1.653e-08% | 1.574e-08% | 0.1057% | 0.02067% | 0.03063% | 0.1042% | 0.05747% | 0.1657% | 0.05386% | 1.004% | 1.12% | 0.9045% | 0.6726% | 6.441% | 3.822% | 5.431% | 4.661% | 14.33% | 13.32% | 16.76%
NSW1 | Hydro | 9.057% | 9.587% | 8.662% | 11.32% | 11.71% | 10.9% | 10.57% | 14.96% | 10.41% | 9.685% | 10.27% | 11.44% | 12.05% | 13.9% | 11.94% | 11.45% | 16.14% | 13.15% | 11.19% | 10.86% | 9.942% | 12.97% | 13.59% | 12.64% | 12.55% | 16.54% | 13.37% | 11.57% | 10.68%
NSW1 | Wind | 32.12% | 36.75% | 35.1% | 34.71% | 37.84% | 39% | 38.66% | 34.52% | 31.92% | 34.01% | 34.39% | 33.96% | 33.18% | 35.46% | 36.69% | 36.74% | 33.86% | 30.8% | 33.24% | 34.46% | 33.83% | 32.33% | 34.61% | 36.32% | 36.28% | 32.34% | 29.46% | 30.84% | 30.82%
NSW1 | Solar PV | 28.63% | 28.53% | 28.72% | 27.65% | 26.32% | 28.57% | 28.93% | 26.17% | 27.11% | 28.73% | 29.13% | 28.75% | 27.92% | 26.9% | 28.98% | 29.01% | 26.12% | 26.93% | 28.66% | 29.29% | 28.9% | 27.88% | 26.91% | 28.84% | 28.94% | 25.66% | 25.87% | 27.25% | 27.08%
NSW1 | Grid Battery | - | - | - | - | - | - | - | - | - | - | - | - | - | - | - | - | - | - | - | - | - | - | 15.37% | 15.57% | 15.25% | 14.96% | 14.82% | 15.09% | 14.31%
NSW1 | Pumped Hydro | 2.085% | 4.603% | 5.469% | 30.6% | 21.65% | 22.81% | 23.15% | 26.89% | 18.63% | 21.55% | 24.67% | 26.78% | 25.2% | 25.94% | 27.18% | 26.49% | 25.69% | 24.13% | 25.36% | 23.61% | 25.03% | 24.34% | 25.04% | 26.44% | 25.56% | 27.51% | 25.79% | 27.18% | 24.32%
NSW1 | VPP | 10.17% | 10.33% | 8.889% | 8.608% | 9.482% | 9.589% | 9.716% | 9.214% | 8.414% | 8.182% | 7.982% | 8.346% | 8.547% | 8.409% | 8.206% | 8.227% | 7.957% | 7.633% | 7.665% | 7.305% | 7.479% | 7.304% | 6.841% | 6.697% | 6.422% | 6.348% | 5.978% | 4.896% | 4.434%
Region | Technology | 2021-22 | 2022-23 | 2023-24 | 2024-25 | 2025-26 | 2026-27 | 2027-28 | 2028-29 | 2029-30 | 2030-31 | 2031-32 | 2032-33 | 2033-34 | 2034-35 | 2035-36 | 2036-37 | 2037-38 | 2038-39 | 2039-40 | 2040-41 | 2041-42 | 2042-43 | 2043-44 | 2044-45 | 2045-46 | 2046-47 | 2047-48 | 2048-49 | 2049-50
QLD1 | Black Coal | 56.49% | 50.95% | 55.92% | 69.14% | 73.39% | 74.46% | 70.46% | 77.39% | 71.07% | 67.91% | 57.56% | 63.99% | 65.81% | 64.38% | 63.47% | 65.21% | 67.53% | 66.97% | 62.54% | 62.44% | 60.25% | 66.03% | 59.83% | 57.78% | 59.71% | 58.26% | 54.97% | 51.83% | 47.61%
QLD1 | Brown Coal | bar: 2021-22 to 2049-50
QLD1 | CCGT | 8.33% | 8.33% | 9.298% | 9.72% | 9.117% | 10.8% | 10.06% | 17.63% | 9.032% | 9.032% | 9.374% | 11.23% | 10.08% | 11.53% | 9.492% | 12.72% | 15.17% | 18.34% | 22.25% | 21.89% | 19.46% | 28.41% | 28.41% | 28.68% | 43.59% | 60.92% | 61.08% | 60.92% | 60.92%
QLD1 | Gas - Steam | 5.044% | 5.044% | 10.02% | 9.894% | 9.894% | 9.894% | 9.921% | 17.87% | 9.894% | 9.894% | 9.921% | 9.894% | 9.894% | 9.894% | 9.921% | 9.894% | 9.894% | 9.894% | 10.05% | 10.17% | 9.894% | 14.82% | 17.24% | 16.56% | 23.64% | - | - | - | -
QLD1 | OCGT / Diesel | 1.591e-08% | 1.59e-08% | 1.661e-08% | 0.1144% | 0.03837% | 0.1853% | 0.08796% | 0.9536% | 0.02249% | 0.003984% | 0.009448% | 0.1753% | 0.1832% | 0.04247% | 0.1798% | 0.1889% | 0.4353% | 0.2453% | 0.9098% | 0.5925% | 0.8733% | 0.6468% | 1.836% | 2.766% | 5.301% | 8.485% | 8.452% | 9.221% | 9.163%
QLD1 | Hydro | 50.69% | 50.42% | 50.38% | 49.89% | 49.61% | 49.38% | 49.29% | 48.85% | 48.57% | 47.75% | 48.18% | 47.73% | 47.46% | 47.2% | 47.1% | 46.67% | 40.24% | 40.11% | 39.94% | 39.59% | 39.4% | - | - | - | - | - | - | - | -
QLD1 | Wind | 35.91% | 34.66% | 34.5% | 36.09% | 43% | 44.29% | 46.21% | 44.07% | 43.56% | 44.39% | 41.32% | 39.19% | 34.46% | 41.41% | 40.68% | 43.5% | 43.58% | 43.23% | 44.09% | 42.27% | 39.69% | 34.53% | 40.27% | 41.7% | 44.21% | 44.63% | 44.57% | 44.54% | 40.28%
QLD1 | Solar PV | 31.43% | 30.43% | 30.98% | 29.65% | 30.07% | 31.49% | 31.87% | 26.62% | 28.83% | 29.98% | 30.46% | 30.91% | 29.57% | 30.04% | 31.52% | 31.76% | 26.5% | 28.76% | 29.97% | 30.27% | 30.85% | 28.63% | 28.69% | 30.16% | 30.26% | 25.44% | 26.82% | 27.63% | 27.33%
QLD1 | Grid Battery | - | 16.78% | 16.38% | 18.15% | 20.21% | 19.79% | 19.72% | 19.79% | 18.28% | 18.37% | 18.09% | 18.4% | 18.68% | 19.11% | 18.55% | 18.54% | 17.14% | 17.14% | 17.21% | 17.21% | 15.65% | 15.31% | 15.49% | 14.72% | 14.64% | 14.02% | 14.33% | 14.13% | 13.77%
QLD1 | Pumped Hydro | 0.8212% | 2.27% | 2.574% | 8.144% | 10.04% | 10.49% | 9.032% | 13.35% | 7.128% | 8.349% | 8.753% | 13.34% | 11.57% | 13.29% | 11.64% | 11.44% | 13.3% | 13.14% | 12.22% | 10.9% | 13.01% | 17.17% | 16.71% | 15.4% | 18.03% | 18.31% | 19.23% | 18.38% | 14.87%
QLD1 | VPP | 8.057% | 8.693% | 7.934% | 9.004% | 10.78% | 10.01% | 10.34% | 10.07% | 8.898% | 8.871% | 8.786% | 8.968% | 9.285% | 9.266% | 8.872% | 8.87% | 8.165% | 7.946% | 8.028% | 7.874% | 6.52% | 6.322% | 6.165% | 5.83% | 5.823% | 5.11% | 5.283% | 4.285% | 3.29%
Region | Technology | 2021-22 | 2022-23 | 2023-24 | 2024-25 | 2025-26 | 2026-27 | 2027-28 | 2028-29 | 2029-30 | 2030-31 | 2031-32 | 2032-33 | 2033-34 | 2034-35 | 2035-36 | 2036-37 | 2037-38 | 2038-39 | 2039-40 | 2040-41 | 2041-42 | 2042-43 | 2043-44 | 2044-45 | 2045-46 | 2046-47 | 2047-48 | 2048-49 | 2049-50
VIC1 | Black Coal | bar: 2021-22 to 2049-50
VIC1 | Brown Coal | 62.25% | 53.67% | 58.93% | 64.58% | 67.94% | 68.61% | 62.78% | 64.61% | 63.74% | 67.65% | 63.29% | 64.54% | 67.12% | 66.66% | 67.75% | 66.5% | 63.81% | 65.63% | 58.46% | 61.6% | 66.43% | 65.88% | 63.08% | 63.18% | 60.66% | 64.43% | 62.25% | - | -
VIC1 | CCGT | bar: 2021-22 to 2049-50
VIC1 | Gas - Steam | 0.03517% | 7.592e-09% | 0.07558% | 0.1308% | 0.02628% | 0.1284% | 0.1176% | 0.1611% | 1.038e-08% | 0.03483% | 0.06049% | 0.2053% | 0.1172% | 0.04702% | 0.3691% | 0.3086% | 0.6696% | 0.4066% | - | - | - | - | - | - | - | - | - | - | -
VIC1 | OCGT / Diesel | 0.0002749% | 1.443e-08% | 0.01008% | 0.003084% | 1.847e-08% | 0.0006022% | 0.005141% | 2.101e-08% | 1.998e-08% | 0.0002104% | 0.0029% | 0.02671% | 0.01098% | 2.672e-08% | 0.05813% | 0.07554% | 0.08028% | 0.07238% | 0.2458% | 0.3029% | 0.2247% | 0.06772% | 0.1994% | 0.6121% | 0.633% | 0.2825% | 0.8059% | 14.69% | 14.69%
VIC1 | Hydro | 13.89% | 13.99% | 12.63% | 15.51% | 15.85% | 14.94% | 15.07% | 18.98% | 15.63% | 13.35% | 13.46% | 12.13% | 14.85% | 15.32% | 14.47% | 14.47% | 18.18% | 15.05% | 12.92% | 12.87% | 11.68% | 14.25% | 14.75% | 13.87% | 13.95% | 17.42% | 14.48% | 12.44% | 12.42%
VIC1 | Wind | 34.58% | 34.13% | 29.42% | 32.04% | 32.58% | 33.15% | 33.05% | 29.89% | 30.85% | 29.23% | 32.04% | 27.58% | 28.6% | 28.88% | 30.44% | 31.1% | 28.58% | 30.63% | 30.54% | 35.18% | 31.09% | 31.18% | 30.63% | 33.77% | 34.84% | 33.37% | 33.64% | 30.73% | 30.31%
VIC1 | Solar PV | 27.58% | 27.37% | 28.19% | 27.27% | 25.9% | 27.21% | 27.79% | 25.55% | 26.57% | 26.6% | 27.05% | 27.58% | 26.35% | 25.48% | 26.6% | 27.44% | 25.33% | 26.51% | 27.23% | 27.29% | 28.4% | 27.25% | 25.93% | 27.79% | 28.33% | 26.52% | 25.79% | 23.35% | 22.64%
VIC1 | Grid Battery | 12.71% | 3.522% | 3.84% | 5.976% | 6.209% | 6.504% | 6.405% | 5.979% | 5.611% | 5.729% | 5.782% | 5.949% | 5.74% | 5.542% | 5.818% | 5.834% | 5.448% | 5.579% | 8.457% | 8.339% | 10.06% | 15.27% | 14.65% | 15.21% | 15.1% | 14.32% | 14.18% | 13.07% | 12.17%
VIC1 | Pumped Hydro | - | - | - | - | - | - | - | - | - | - | - | - | - | - | - | - | - | 31.25% | 30.04% | 28% | 28.59% | 27.48% | 25.25% | 26.22% | 25.97% | 25.33% | 26.52% | 22.75% | 21.07%
VIC1 | VPP | 4.724% | 6.11% | 6.552% | 10.25% | 11.09% | 10.96% | 10.85% | 9.963% | 9.473% | 9.597% | 9.732% | 10.36% | 10.03% | 9.913% | 9.851% | 9.609% | 9.222% | 9.334% | 8.306% | 8.093% | 6.91% | 6.82% | 6.357% | 6.129% | 6.032% | 5.759% | 5.581% | 4.168% | 3.544%
Region | Technology | 2021-22 | 2022-23 | 2023-24 | 2024-25 | 2025-26 | 2026-27 | 2027-28 | 2028-29 | 2029-30 | 2030-31 | 2031-32 | 2032-33 | 2033-34 | 2034-35 | 2035-36 | 2036-37 | 2037-38 | 2038-39 | 2039-40 | 2040-41 | 2041-42 | 2042-43 | 2043-44 | 2044-45 | 2045-46 | 2046-47 | 2047-48 | 2048-49 | 2049-50
SA1 | Black Coal | bar: 2021-22 to 2049-50
SA1 | Brown Coal | bar: 2021-22 to 2049-50
SA1 | CCGT | 17.95% | 17.95% | 9.965% | 9.7% | 9.7% | 9.7% | 9.727% | 9.7% | 9.7% | 9.7% | 9.727% | 9.7% | 9.7% | 9.7% | 9.727% | 9.7% | - | - | - | - | - | - | - | - | - | - | - | - | -
SA1 | Gas - Steam | 9.028% | 9.391% | 8.75% | 1.164% | 1.164% | 1.164% | 1.167% | 1.164% | 1.164% | 1.164% | 1.167% | 1.164% | 1.164% | 1.164% | - | - | - | - | - | - | - | - | - | - | - | - | - | - | -
SA1 | OCGT / Diesel | 0.186% | 0.1127% | 0.5125% | 0.05515% | 0.03292% | 0.07188% | 0.04666% | 0.09657% | 5.056e-08% | 0.02149% | 0.02141% | 0.1611% | 0.0657% | 0.06595% | 0.5626% | 0.4683% | 1.463% | 2.994% | 6.63% | 8.602% | 5.146% | 5.255% | 13.16% | 2.476% | 2.173% | 2.857% | 5.513% | 11.63% | 11.01%
SA1 | Hydro | bar: 2021-22 to 2049-50
SA1 | Wind | 33.68% | 32.3% | 28.95% | 33.85% | 33.12% | 36.64% | 37% | 34.43% | 34.83% | 35.25% | 35.31% | 31.47% | 32.28% | 31.02% | 34.84% | 35.61% | 35.53% | 36% | 36.15% | 38.28% | 34.57% | 33.46% | 31.74% | 36.08% | 36.21% | 35.51% | 33.99% | 30.87% | 31.88%
SA1 | Solar PV | 30.55% | 29.09% | 29.01% | 28.19% | 27.51% | 28.16% | 29.03% | 27.56% | 28.69% | 28.8% | 29.12% | 29.4% | 28.05% | 27.48% | 27.94% | 28.96% | 27.44% | 28.65% | 29.03% | 29.11% | 29.61% | 27.98% | 26.06% | 26.25% | 26.13% | 23.9% | 20.88% | 18.79% | 18.53%
SA1 | Grid Battery | 4.739% | 4.395% | 5.824% | 6.206% | 6.538% | 6.703% | 6.594% | 6.331% | 5.687% | 6.825% | 6.688% | 6.689% | 6.843% | 6.327% | 6.317% | 6.372% | 6.354% | 6.422% | 6.114% | 5.796% | 12.74% | 12.66% | 12.67% | 12.81% | 13.08% | 12.81% | 12.73% | 12.17% | 10.86%
SA1 | Pumped Hydro | bar: 2021-22 to 2049-50
SA1 | VPP | 8.539% | 7.77% | 9.761% | 10.01% | 10.61% | 10.33% | 10.25% | 9.736% | 9.065% | 9.141% | 8.953% | 9.01% | 9.048% | 8.937% | 8.824% | 8.817% | 8.926% | 8.875% | 8.262% | 8.011% | 5.97% | 5.911% | 5.781% | 5.606% | 5.79% | 5.529% | 5.504% | 4.489% | 3.569%
Region | Technology | 2021-22 | 2022-23 | 2023-24 | 2024-25 | 2025-26 | 2026-27 | 2027-28 | 2028-29 | 2029-30 | 2030-31 | 2031-32 | 2032-33 | 2033-34 | 2034-35 | 2035-36 | 2036-37 | 2037-38 | 2038-39 | 2039-40 | 2040-41 | 2041-42 | 2042-43 | 2043-44 | 2044-45 | 2045-46 | 2046-47 | 2047-48 | 2048-49 | 2049-50
TAS1 | Black Coal | bar: 2021-22 to 2049-50
TAS1 | Brown Coal | bar: 2021-22 to 2049-50
TAS1 | CCGT | 6.438e-08% | 6.396e-08% | 6.407e-08% | 6.396e-08% | 6.395e-08% | 6.426e-08% | 6.522e-08% | 6.693e-08% | 6.891e-08% | 7.06e-08% | 7.245e-08% | 7.47e-08% | 7.72e-08% | 7.916e-08% | 8.159e-08% | 8.406e-08% | 8.736e-08% | 9.045e-08% | 9.415e-08% | 9.699e-08% | 1.009e-07% | 1.046e-07% | 1.085e-07% | 1.122e-07% | 1.162e-07% | 1.208e-07% | 1.254e-07% | 1.296e-07% | 1.343e-07%
TAS1 | Gas - Steam | bar: 2021-22 to 2049-50
TAS1 | OCGT / Diesel | 6.149e-08% | 5.966e-08% | 5.873e-08% | 5.897e-08% | 5.915e-08% | 6.128e-08% | 6.295e-08% | 6.48e-08% | 6.707e-08% | 6.841e-08% | 6.988e-08% | 7.208e-08% | 7.469e-08% | 7.637e-08% | 7.854e-08% | 8.072e-08% | 8.438e-08% | 8.632e-08% | 8.98e-08% | 2.295e-07% | 2.383e-07% | 2.484e-07% | 2.551e-07% | 2.644e-07% | 2.723e-07% | 2.857e-07% | 2.962e-07% | 3.072e-07% | 3.156e-07%
TAS1 | Hydro | 36.45% | 36.03% | 36.13% | 45.68% | 44.86% | 27.71% | 24.61% | 24.62% | 22.53% | 21.49% | 17.17% | 18.16% | 17.13% | 15.65% | 14.45% | 12.85% | 14.46% | 13.51% | 14.11% | 12.14% | 13.71% | 13.12% | 12.1% | 12.25% | 10.93% | 12.63% | 10.94% | 10.71% | 9.971%
TAS1 | Wind | 26.66% | 32.22% | 32.45% | 34.77% | 37.95% | 38.01% | 39.02% | 37.13% | 37.15% | 35.24% | 36.88% | 33.75% | 32.74% | 33.08% | 32.12% | 32.04% | 29.79% | 28.65% | 26.85% | 26.89% | 26.11% | 25.7% | 26.47% | 27.74% | 28.14% | 26.54% | 25.45% | 21.43% | 21.13%
TAS1 | Solar PV | bar: 2021-22 to 2049-50
TAS1 | Grid Battery | bar: 2021-22 to 2049-50
TAS1 | Pumped Hydro | bar: 2021-22 to 2049-50
TAS1 | VPP | - | - | - | - | 2.931% | 4.451% | 5.59% | 5.508% | 5.478% | 6.077% | 8.04% | 7.826% | 7.841% | 7.265% | 7.017% | 6.944% | 6.449% | 6.556% | 6.451% | 5.954% | 6.212% | 5.991% | 5.688% | 5.42% | 5.489% | 5.897% | 6.165% | 5.46% | 4.579%
Explicitly modelled pumping
Region | Technology | 2021-22 | 2022-23 | 2023-24 | 2024-25 | 2025-26 | 2026-27 | 2027-28 | 2028-29 | 2029-30 | 2030-31 | 2031-32 | 2032-33 | 2033-34 | 2034-35 | 2035-36 | 2036-37 | 2037-38 | 2038-39 | 2039-40 | 2040-41 | 2041-42 | 2042-43 | 2043-44 | 2044-45 | 2045-46 | 2046-47 | 2047-48 | 2048-49 | 2049-50
NEM | Grid Battery pump | 7.908% | 5.278% | 6.086% | 7.982% | 8.364% | 8.66% | 8.552% | 8.081% | 7.495% | 8.019% | 8.032% | 8.147% | 8.186% | 7.806% | 8.013% | 8.046% | 11.78% | 11.84% | 12.76% | 13% | 15.22% | 17.05% | 17.03% | 16.98% | 16.98% | 16.32% | 16.43% | 15.78% | 14.97%
NEM | Pumped Hydro Pump | 2.308% | 5.855% | 6.405% | 20.56% | 21.93% | 24.42% | 25.23% | 27.59% | 21.48% | 23.29% | 29.09% | 31.43% | 30.53% | 30.39% | 31.7% | 31.72% | 30.81% | 29.24% | 29.94% | 28.61% | 29.87% | 30.59% | 29.54% | 31.43% | 30.77% | 31.11% | 30.23% | 30.07% | 26.1%
NEM | VPP pump | 9.673% | 10.05% | 9.943% | 11.03% | 12.15% | 11.99% | 12.11% | 11.44% | 10.57% | 10.51% | 10.5% | 10.87% | 10.98% | 10.82% | 10.61% | 10.54% | 10.16% | 9.997% | 9.549% | 9.258% | 8.277% | 8.137% | 7.683% | 7.446% | 7.325% | 7.003% | 6.833% | 5.42% | 4.624%
Region | Technology | 2021-22 | 2022-23 | 2023-24 | 2024-25 | 2025-26 | 2026-27 | 2027-28 | 2028-29 | 2029-30 | 2030-31 | 2031-32 | 2032-33 | 2033-34 | 2034-35 | 2035-36 | 2036-37 | 2037-38 | 2038-39 | 2039-40 | 2040-41 | 2041-42 | 2042-43 | 2043-44 | 2044-45 | 2045-46 | 2046-47 | 2047-48 | 2048-49 | 2049-50
NSW1 | Grid Battery pump | - | - | - | - | - | - | - | - | - | - | - | - | - | - | - | - | - | - | - | - | - | - | 18.09% | 18.32% | 17.95% | 17.59% | 17.49% | 17.71% | 16.84%
NSW1 | Pumped Hydro Pump | 2.872% | 7.051% | 7.619% | 24.63% | 22.8% | 25.59% | 26.94% | 28.49% | 22.45% | 24.22% | 30.54% | 32.34% | 31.65% | 31.22% | 32.93% | 32.99% | 31.67% | 29.96% | 30.39% | 29.22% | 30.55% | 31.44% | 30.47% | 33.1% | 32.51% | 34.95% | 32.62% | 33.9% | 29.68%
NSW1 | VPP pump | 12.21% | 12.42% | 10.65% | 10.34% | 11.38% | 11.5% | 11.66% | 11.06% | 10.1% | 9.82% | 9.605% | 9.996% | 10.26% | 10.11% | 9.836% | 9.875% | 9.573% | 9.152% | 9.187% | 8.789% | 8.956% | 8.766% | 8.211% | 8.038% | 7.711% | 7.616% | 7.195% | 5.857% | 5.321%
Region | Technology | 2021-22 | 2022-23 | 2023-24 | 2024-25 | 2025-26 | 2026-27 | 2027-28 | 2028-29 | 2029-30 | 2030-31 | 2031-32 | 2032-33 | 2033-34 | 2034-35 | 2035-36 | 2036-37 | 2037-38 | 2038-39 | 2039-40 | 2040-41 | 2041-42 | 2042-43 | 2043-44 | 2044-45 | 2045-46 | 2046-47 | 2047-48 | 2048-49 | 2049-50
QLD1 | Grid Battery pump | - | 20.7% | 20.18% | 22.41% | 24.97% | 24.42% | 24.35% | 24.43% | 22.56% | 22.67% | 22.37% | 22.68% | 23.06% | 23.6% | 22.9% | 22.89% | 20.29% | 20.19% | 20.32% | 20.25% | 18.41% | 18.02% | 18.23% | 17.33% | 17.22% | 16.52% | 16.83% | 16.63% | 16.2%
QLD1 | Pumped Hydro Pump | 1.34% | 3.805% | 4.323% | 13.59% | 16.82% | 17.51% | 15.15% | 22.28% | 11.92% | 13.96% | 14.65% | 22.29% | 19.35% | 22.21% | 19.47% | 19.13% | 22.31% | 21.89% | 20.43% | 18.22% | 20.63% | 24.5% | 23.73% | 21.74% | 24.21% | 23.76% | 24.91% | 23.88% | 19.15%
QLD1 | VPP pump | 9.67% | 10.44% | 9.513% | 10.81% | 12.96% | 12% | 12.41% | 12.09% | 10.68% | 10.65% | 10.57% | 10.74% | 11.14% | 11.12% | 10.65% | 10.65% | 9.822% | 9.515% | 9.635% | 9.451% | 7.825% | 7.588% | 7.399% | 7.009% | 6.977% | 6.145% | 6.33% | 5.149% | 3.943%
Region | Technology | 2021-22 | 2022-23 | 2023-24 | 2024-25 | 2025-26 | 2026-27 | 2027-28 | 2028-29 | 2029-30 | 2030-31 | 2031-32 | 2032-33 | 2033-34 | 2034-35 | 2035-36 | 2036-37 | 2037-38 | 2038-39 | 2039-40 | 2040-41 | 2041-42 | 2042-43 | 2043-44 | 2044-45 | 2045-46 | 2046-47 | 2047-48 | 2048-49 | 2049-50
VIC1 | Grid Battery pump | 15.59% | 4.366% | 4.741% | 7.378% | 7.648% | 8.03% | 7.925% | 7.363% | 6.943% | 7.057% | 7.157% | 7.327% | 7.104% | 6.824% | 7.183% | 7.202% | 6.725% | 6.905% | 10.15% | 10.04% | 11.86% | 18.01% | 17.18% | 17.89% | 17.81% | 16.81% | 16.73% | 15.36% | 14.32%
VIC1 | Pumped Hydro Pump | - | - | - | - | - | - | - | - | - | - | - | - | - | - | - | - | - | 39.23% | 37.54% | 35.14% | 35.59% | 34.49% | 31.42% | 32.79% | 32.62% | 31.49% | 33.32% | 28.38% | 26.33%
VIC1 | VPP pump | 5.67% | 7.36% | 7.869% | 12.31% | 13.29% | 13.15% | 13.05% | 11.94% | 11.39% | 11.5% | 11.71% | 12.42% | 12.06% | 11.88% | 11.82% | 11.53% | 11.07% | 11.23% | 9.947% | 9.736% | 8.272% | 8.208% | 7.609% | 7.357% | 7.262% | 6.892% | 6.719% | 4.983% | 4.254%
Region | Technology | 2021-22 | 2022-23 | 2023-24 | 2024-25 | 2025-26 | 2026-27 | 2027-28 | 2028-29 | 2029-30 | 2030-31 | 2031-32 | 2032-33 | 2033-34 | 2034-35 | 2035-36 | 2036-37 | 2037-38 | 2038-39 | 2039-40 | 2040-41 | 2041-42 | 2042-43 | 2043-44 | 2044-45 | 2045-46 | 2046-47 | 2047-48 | 2048-49 | 2049-50
SA1 | Grid Battery pump | 5.834% | 5.443% | 7.174% | 7.679% | 8.055% | 8.276% | 8.158% | 7.8% | 7.037% | 8.407% | 8.271% | 8.244% | 8.464% | 7.794% | 7.799% | 7.866% | 7.844% | 7.946% | 7.53% | 7.173% | 15.04% | 14.98% | 14.93% | 15.13% | 15.46% | 15.07% | 15.06% | 14.32% | 12.81%
SA1 | Pumped Hydro Pump | bar: 2021-22 to 2049-50
SA1 | VPP pump | 10.25% | 9.351% | 11.7% | 12.04% | 12.72% | 12.4% | 12.32% | 11.66% | 10.9% | 10.95% | 10.76% | 10.8% | 10.88% | 10.7% | 10.59% | 10.58% | 10.71% | 10.67% | 9.896% | 9.636% | 7.145% | 7.115% | 6.919% | 6.739% | 6.96% | 6.616% | 6.626% | 5.369% | 4.284%
Region | Technology | 2021-22 | 2022-23 | 2023-24 | 2024-25 | 2025-26 | 2026-27 | 2027-28 | 2028-29 | 2029-30 | 2030-31 | 2031-32 | 2032-33 | 2033-34 | 2034-35 | 2035-36 | 2036-37 | 2037-38 | 2038-39 | 2039-40 | 2040-41 | 2041-42 | 2042-43 | 2043-44 | 2044-45 | 2045-46 | 2046-47 | 2047-48 | 2048-49 | 2049-50
TAS1 | Grid Battery pump | bar: 2021-22 to 2049-50
TAS1 | Pumped Hydro Pump | bar: 2021-22 to 2049-50
TAS1 | VPP pump | - | - | - | - | 3.515% | 5.343% | 6.733% | 6.591% | 6.586% | 7.284% | 9.661% | 9.407% | 9.412% | 8.723% | 8.399% | 8.357% | 7.718% | 7.877% | 7.738% | 7.158% | 7.451% | 7.196% | 6.822% | 6.501% | 6.605% | 7.059% | 7.419% | 6.534% | 5.496%
Non-controllable capacity
Region | Technology | 2021-22 | 2022-23 | 2023-24 | 2024-25 | 2025-26 | 2026-27 | 2027-28 | 2028-29 | 2029-30 | 2030-31 | 2031-32 | 2032-33 | 2033-34 | 2034-35 | 2035-36 | 2036-37 | 2037-38 | 2038-39 | 2039-40 | 2040-41 | 2041-42 | 2042-43 | 2043-44 | 2044-45 | 2045-46 | 2046-47 | 2047-48 | 2048-49 | 2049-50
NEM | Distributed PV | 15.83% | 16.33% | 16.47% | 16% | 15.44% | 16.42% | 16.36% | 14.76% | 15.61% | 16.2% | 16.34% | 16.51% | 16.04% | 15.56% | 16.61% | 16.63% | 14.99% | 15.75% | 16.35% | 16.56% | 16.65% | 16.2% | 15.68% | 16.77% | 16.73% | 15.07% | 15.81% | 16.43% | 16.6%
NEM | Behind the meter battery | 5.838% | 5.841% | 5.763% | 5.725% | 5.7% | 5.658% | 5.631% | 5.569% | 5.54% | 5.478% | 5.548% | 5.505% | 5.493% | 5.439% | 5.386% | 5.3% | 5.224% | 5.16% | 5.113% | 5.037% | 4.978% | 4.921% | 4.881% | 4.816% | 4.764% | 4.706% | 4.67% | 4.605% | 4.553%
NEM | Behind the meter battery pump | 4.961% | 4.963% | 4.896% | 4.863% | 4.844% | 4.806% | 4.783% | 4.73% | 4.706% | 4.652% | 4.714% | 4.678% | 4.667% | 4.62% | 4.575% | 4.503% | 4.436% | 4.382% | 4.344% | 4.278% | 4.228% | 4.18% | 4.145% | 4.091% | 4.048% | 3.997% | 3.966% | 3.911% | 3.868%
Region | Technology | 2021-22 | 2022-23 | 2023-24 | 2024-25 | 2025-26 | 2026-27 | 2027-28 | 2028-29 | 2029-30 | 2030-31 | 2031-32 | 2032-33 | 2033-34 | 2034-35 | 2035-36 | 2036-37 | 2037-38 | 2038-39 | 2039-40 | 2040-41 | 2041-42 | 2042-43 | 2043-44 | 2044-45 | 2045-46 | 2046-47 | 2047-48 | 2048-49 | 2049-50
NSW1 | Distributed PV | 15.97% | 16.87% | 16.41% | 16.22% | 15.62% | 17.15% | 16.84% | 14.98% | 15.4% | 16.31% | 17.01% | 16.54% | 16.34% | 15.79% | 17.35% | 17.08% | 15.19% | 15.6% | 16.51% | 17.25% | 16.75% | 16.54% | 15.93% | 17.53% | 17.21% | 15.28% | 15.67% | 16.61% | 17.28%
NSW1 | Behind the meter battery | 5.766% | 5.837% | 5.764% | 5.768% | 5.741% | 5.706% | 5.671% | 5.596% | 5.533% | 5.471% | 5.541% | 5.509% | 5.493% | 5.435% | 5.38% | 5.29% | 5.21% | 5.137% | 5.086% | 5.005% | 4.943% | 4.88% | 4.832% | 4.764% | 4.706% | 4.642% | 4.6% | 4.528% | 4.47%
NSW1 | Behind the meter battery pump | 4.901% | 4.958% | 4.894% | 4.901% | 4.88% | 4.848% | 4.816% | 4.752% | 4.7% | 4.646% | 4.708% | 4.682% | 4.667% | 4.616% | 4.569% | 4.495% | 4.425% | 4.362% | 4.323% | 4.252% | 4.198% | 4.145% | 4.102% | 4.046% | 4% | 3.944% | 3.907% | 3.844% | 3.797%
Region | Technology | 2021-22 | 2022-23 | 2023-24 | 2024-25 | 2025-26 | 2026-27 | 2027-28 | 2028-29 | 2029-30 | 2030-31 | 2031-32 | 2032-33 | 2033-34 | 2034-35 | 2035-36 | 2036-37 | 2037-38 | 2038-39 | 2039-40 | 2040-41 | 2041-42 | 2042-43 | 2043-44 | 2044-45 | 2045-46 | 2046-47 | 2047-48 | 2048-49 | 2049-50
QLD1 | Distributed PV | 16.4% | 17.43% | 17.36% | 16.66% | 16.75% | 17.72% | 17.73% | 14.89% | 16.11% | 16.59% | 17.42% | 17.23% | 16.52% | 16.69% | 17.71% | 17.71% | 14.9% | 16.17% | 16.73% | 17.53% | 17.3% | 16.63% | 16.77% | 17.75% | 17.73% | 14.93% | 16.21% | 16.74% | 17.52%
QLD1 | Behind the meter battery | 5.784% | 5.698% | 5.625% | 5.615% | 5.665% | 5.635% | 5.625% | 5.551% | 5.491% | 5.429% | 5.545% | 5.481% | 5.474% | 5.422% | 5.364% | 5.277% | 5.204% | 5.14% | 5.092% | 5.015% | 4.948% | 4.885% | 4.844% | 4.775% | 4.717% | 4.661% | 4.614% | 4.543% | 4.488%
QLD1 | Behind the meter battery pump | 4.914% | 4.84% | 4.78% | 4.769% | 4.815% | 4.788% | 4.779% | 4.715% | 4.666% | 4.61% | 4.71% | 4.657% | 4.652% | 4.604% | 4.558% | 4.485% | 4.421% | 4.365% | 4.324% | 4.26% | 4.202% | 4.15% | 4.116% | 4.058% | 4.004% | 3.959% | 3.917% | 3.858% | 3.813%
Region | Technology | 2021-22 | 2022-23 | 2023-24 | 2024-25 | 2025-26 | 2026-27 | 2027-28 | 2028-29 | 2029-30 | 2030-31 | 2031-32 | 2032-33 | 2033-34 | 2034-35 | 2035-36 | 2036-37 | 2037-38 | 2038-39 | 2039-40 | 2040-41 | 2041-42 | 2042-43 | 2043-44 | 2044-45 | 2045-46 | 2046-47 | 2047-48 | 2048-49 | 2049-50
VIC1 | Distributed PV | 14.56% | 14.24% | 15.08% | 14.71% | 13.85% | 14.68% | 14.66% | 13.96% | 14.87% | 15.42% | 14.74% | 15.52% | 15.04% | 14.24% | 15.08% | 15.15% | 14.33% | 14.95% | 15.5% | 14.89% | 15.55% | 15.16% | 14.29% | 15.21% | 15.16% | 14.42% | 14.99% | 15.58% | 14.86%
VIC1 | Behind the meter battery | 5.866% | 5.92% | 5.845% | 5.808% | 5.798% | 5.759% | 5.742% | 5.665% | 5.614% | 5.56% | 5.665% | 5.629% | 5.634% | 5.577% | 5.522% | 5.436% | 5.354% | 5.293% | 5.246% | 5.172% | 5.111% | 5.059% | 5.018% | 4.956% | 4.906% | 4.844% | 4.812% | 4.751% | 4.696%
VIC1 | Behind the meter battery pump | 4.984% | 5.03% | 4.968% | 4.935% | 4.926% | 4.891% | 4.878% | 4.81% | 4.767% | 4.723% | 4.815% | 4.783% | 4.788% | 4.738% | 4.691% | 4.618% | 4.547% | 4.497% | 4.457% | 4.391% | 4.341% | 4.297% | 4.264% | 4.209% | 4.17% | 4.115% | 4.086% | 4.037% | 3.991%
Region | Technology | 2021-22 | 2022-23 | 2023-24 | 2024-25 | 2025-26 | 2026-27 | 2027-28 | 2028-29 | 2029-30 | 2030-31 | 2031-32 | 2032-33 | 2033-34 | 2034-35 | 2035-36 | 2036-37 | 2037-38 | 2038-39 | 2039-40 | 2040-41 | 2041-42 | 2042-43 | 2043-44 | 2044-45 | 2045-46 | 2046-47 | 2047-48 | 2048-49 | 2049-50
SA1 | Distributed PV | 16.73% | 17.27% | 17.92% | 17.42% | 16.44% | 17.05% | 17.55% | 16.63% | 17.43% | 17.67% | 17.64% | 18.05% | 17.51% | 16.6% | 17.23% | 17.73% | 16.9% | 17.66% | 17.88% | 17.82% | 18.29% | 17.66% | 16.73% | 17.34% | 17.9% | 16.99% | 17.75% | 17.95% | 17.94%
SA1 | Behind the meter battery | 5.987% | 5.859% | 5.768% | 5.638% | 5.546% | 5.473% | 5.429% | 5.418% | 5.503% | 5.429% | 5.375% | 5.305% | 5.245% | 5.199% | 5.156% | 5.086% | 5.024% | 4.985% | 4.949% | 4.886% | 4.85% | 4.807% | 4.783% | 4.732% | 4.697% | 4.655% | 4.64% | 4.593% | 4.563%
SA1 | Behind the meter battery pump | 5.086% | 4.98% | 4.9% | 4.79% | 4.714% | 4.647% | 4.611% | 4.601% | 4.676% | 4.61% | 4.568% | 4.505% | 4.454% | 4.417% | 4.381% | 4.322% | 4.266% | 4.234% | 4.206% | 4.149% | 4.119% | 4.081% | 4.063% | 4.02% | 3.99% | 3.953% | 3.943% | 3.9% | 3.875%
Region | Technology | 2021-22 | 2022-23 | 2023-24 | 2024-25 | 2025-26 | 2026-27 | 2027-28 | 2028-29 | 2029-30 | 2030-31 | 2031-32 | 2032-33 | 2033-34 | 2034-35 | 2035-36 | 2036-37 | 2037-38 | 2038-39 | 2039-40 | 2040-41 | 2041-42 | 2042-43 | 2043-44 | 2044-45 | 2045-46 | 2046-47 | 2047-48 | 2048-49 | 2049-50
TAS1 | Distributed PV | 14.22% | 14.14% | 14.55% | 14.58% | 13.78% | 14.64% | 14.67% | 14.16% | 14.19% | 14.43% | 14.23% | 14.53% | 14.53% | 13.79% | 14.63% | 14.59% | 14.13% | 14.17% | 14.45% | 14.22% | 14.6% | 14.55% | 13.8% | 14.61% | 14.64% | 14.12% | 14.17% | 14.43% | 14.25%
TAS1 | Behind the meter battery | 5.851% | 5.804% | 5.716% | 5.678% | 5.65% | 5.637% | 5.621% | 5.551% | 5.512% | 5.432% | 5.536% | 5.484% | 5.457% | 5.401% | 5.356% | 5.243% | 5.176% | 5.092% | 5.038% | 4.95% | 4.868% | 4.799% | 4.751% | 4.676% | 4.597% | 4.529% | 4.476% | 4.395% | 4.329%
TAS1 | Behind the meter battery pump | 4.972% | 4.927% | 4.856% | 4.823% | 4.802% | 4.792% | 4.773% | 4.718% | 4.685% | 4.614% | 4.705% | 4.658% | 4.635% | 4.59% | 4.548% | 4.455% | 4.4% | 4.323% | 4.277% | 4.205% | 4.133% | 4.076% | 4.035% | 3.971% | 3.906% | 3.846% | 3.802% | 3.736% | 3.676%

## BaseCase_Generation
Annual sent-out generation by technology (GWh) - BaseCase, Slow Change Scenario
Explicitly modelled generation
Region | Technology | 2021-22 | 2022-23 | 2023-24 | 2024-25 | 2025-26 | 2026-27 | 2027-28 | 2028-29 | 2029-30 | 2030-31 | 2031-32 | 2032-33 | 2033-34 | 2034-35 | 2035-36 | 2036-37 | 2037-38 | 2038-39 | 2039-40 | 2040-41 | 2041-42 | 2042-43 | 2043-44 | 2044-45 | 2045-46 | 2046-47 | 2047-48 | 2048-49 | 2049-50
NEM | Black Coal | 80156.9052 | 72046.6238 | 70900.8469 | 70690.3771 | 66353.0708 | 60040.4699 | 56746.0029 | 58375.5759 | 42804.7744 | 37489.5456 | 27062.1324 | 29466.033 | 32156.1482 | 30637.8098 | 27615.4845 | 29722.3521 | 30904.3766 | 30656.4684 | 28150.1656 | 27097.9431 | 25440.258 | 17761.8644 | 14606.7444 | 12258.2953 | 10758.7402 | 8635.3374 | 8147.4953 | 7681.9112 | 7056.978
NEM | Brown Coal | 26120.7051 | 22521.321 | 24726.8249 | 17149.386 | 18041.4411 | 18220.9262 | 16671.9688 | 17157.5261 | 16926.4664 | 17966.1353 | 16806.5533 | 17140.0625 | 17824.0287 | 17701.4784 | 17992.3146 | 17659.2361 | 16946.3272 | 17428.377 | 15524.3121 | 16358.9514 | 17640.5405 | 17493.8828 | 16751.9112 | 16779.031 | 16109.0509 | 17109.4268 | 10451.0412 | 0 | 0
NEM | CCGT | 2252.5065 | 2252.5065 | 1795.2938 | 1801.4612 | 1721.3635 | 1943.811 | 1848.219 | 2850.1181 | 1710.0291 | 1710.0291 | 1756.788 | 2001.6226 | 1849.1902 | 2068.2644 | 1772.3829 | 1769.9508 | 1563.1948 | 2394.0435 | 2985.2276 | 3027.2353 | 2423.0056 | 3653.2629 | 2450.9589 | 2473.4437 | 1298.4036 | 960.5235 | 963.1551 | 960.5235 | 960.5235
NEM | Gas - Steam | 671.3511 | 695.2103 | 690.2511 | 160.106 | 155.5282 | 160.0032 | 159.9488 | 220.1151 | 154.3771 | 155.9026 | 157.4495 | 163.371 | 159.5092 | 156.4365 | 89.1695 | 86.3217 | 102.1305 | 90.6129 | 73.9575 | 74.8606 | 72.804 | 109.0434 | 126.8642 | 121.8558 | 173.9806 | 0 | 0 | 0 | 0
NEM | OCGT / Diesel | 23.4633 | 14.1877 | 69.377 | 59.9286 | 16.3218 | 52.9596 | 27.125 | 182.9012 | 3.7627 | 2.6875 | 4.0414 | 58.1787 | 34.7602 | 13.9807 | 79.8795 | 72.2059 | 179.943 | 234.7356 | 679.0533 | 779.7896 | 568.1271 | 498.6174 | 1858.9023 | 929.0096 | 1408.11 | 1743.2687 | 2962.9256 | 5218.4176 | 5253.1033
NEM | Hydro | 13118.5835 | 13167.3328 | 12714.2613 | 15881.6772 | 15861.5349 | 11880.708 | 11173.1449 | 12925.3287 | 10797.166 | 9961.8399 | 9208.4228 | 9416.7872 | 9864.4154 | 10056.8601 | 9194.4012 | 8740.6111 | 10472.9983 | 8986.8081 | 8252.759 | 7751.2276 | 7642.6278 | 8474.9885 | 8496.9465 | 8142.1827 | 7858.4611 | 9797.1992 | 8151.8211 | 7297.1985 | 6935.4119
NEM | Wind | 26162.6589 | 33852.691 | 33239.776 | 39611.1702 | 44571.7663 | 48507.1165 | 52580.4029 | 50533.8636 | 49676.9874 | 50252.8096 | 55759.497 | 52539.092 | 51367.1723 | 54709.1958 | 56139.398 | 56806.6947 | 62821.2018 | 62257.8054 | 64739.0303 | 65881.4492 | 68550.8883 | 73939.784 | 79747.4007 | 81982.7521 | 83997.0241 | 84833.4952 | 88212.5054 | 93357.847 | 92220.1859
NEM | Solar PV | 14497.8891 | 17774.0237 | 18030.2161 | 17335.5482 | 16977.4581 | 18244.7731 | 19243.9564 | 17647.6834 | 20439.8748 | 23250.6258 | 30210.453 | 30138.0627 | 29095.0936 | 28446.2041 | 30289.7783 | 30151.0501 | 26647.3334 | 27504.9889 | 28971.9842 | 29450.0371 | 29468.0826 | 32655.5486 | 32147.3959 | 33118.0231 | 35714.6035 | 39891.9507 | 43250.4825 | 47402.2504 | 48664.5616
NEM | Grid Battery | 146.6945 | 224.1178 | 259.5443 | 339.7426 | 356.9787 | 368.8942 | 363.545 | 344.9545 | 318.617 | 325.1742 | 324.3399 | 330.3923 | 298.5346 | 271.9717 | 278.5937 | 279.7373 | 625.3751 | 629.9184 | 804.5353 | 863.9751 | 2673.5469 | 2990.5746 | 3158.6152 | 4794.5768 | 4844.9542 | 4665.4204 | 4687.3557 | 5557.4878 | 5709.4423
NEM | Pumped Hydro | 84.834 | 210.0943 | 243.5274 | 1050.0473 | 4825.2401 | 5080.249 | 5074.9032 | 6037.8493 | 7341.4057 | 8496.3019 | 9684.9619 | 10706.9867 | 10025.4571 | 10387.9506 | 10770.8197 | 10502.3096 | 10297.7021 | 9737.822 | 10975.3433 | 10195.183 | 10932.2234 | 11368.1754 | 11529.6623 | 11970.9641 | 13079.6121 | 15635.7929 | 15621.7035 | 17707.7423 | 15577.2791
NEM | VPP | 11.7649 | 17.3965 | 21.2647 | 31.8394 | 46.1224 | 57.1812 | 70.5338 | 78.7785 | 84.5531 | 91.4468 | 112.155 | 130.6888 | 149.9665 | 160.3227 | 165.4449 | 171.6246 | 172.1782 | 176.6513 | 176.4593 | 177.8122 | 166.0977 | 169.3294 | 166.9286 | 167.9905 | 171.46 | 170.2995 | 171.3628 | 141.3375 | 124.3761
Total excluding storage |  | 163004.0628 | 162323.8968 | 162166.847 | 162689.6545 | 163698.4846 | 159050.7674 | 158450.7686 | 159893.1122 | 142513.4379 | 140789.5754 | 140965.3374 | 140923.2097 | 142350.3178 | 143790.2297 | 143172.8085 | 145008.4225 | 149637.5055 | 149553.8397 | 149376.4896 | 150421.494 | 151806.3339 | 154586.9921 | 156187.1241 | 155804.5934 | 157318.374 | 162971.2015 | 162139.4262 | 161918.1482 | 161090.7642
Region | Technology | 2021-22 | 2022-23 | 2023-24 | 2024-25 | 2025-26 | 2026-27 | 2027-28 | 2028-29 | 2029-30 | 2030-31 | 2031-32 | 2032-33 | 2033-34 | 2034-35 | 2035-36 | 2036-37 | 2037-38 | 2038-39 | 2039-40 | 2040-41 | 2041-42 | 2042-43 | 2043-44 | 2044-45 | 2045-46 | 2046-47 | 2047-48 | 2048-49 | 2049-50
NSW1 | Black Coal | 39946.5973 | 35777.4471 | 31092.6291 | 35107.5613 | 28584.056 | 27125.4727 | 25618.9399 | 28933.0868 | 16270.5402 | 12135.094 | 5573.6104 | 5575.8534 | 7587.309 | 6601.8226 | 5244.5674 | 7052.8213 | 8337.3298 | 8275 | 7250.6719 | 6232.0076 | 5306.065 | 0 | 0 | 0 | 0 | 0 | 0 | 0 | 0
NSW1 | Brown Coal | 0 | 0 | 0 | 0 | 0 | 0 | 0 | 0 | 0 | 0 | 0 | 0 | 0 | 0 | 0 | 0 | 0 | 0 | 0 | 0 | 0 | 0 | 0 | 0 | 0 | 0 | 0 | 0 | 0
NSW1 | CCGT | 33.6489 | 33.6489 | 101.2233 | 63.7084 | 63.5591 | 63.5591 | 63.7332 | 63.5591 | 63.5591 | 63.5591 | 63.7332 | 63.5591 | 63.5591 | 90.9016 | 63.7332 | 63.5591 | 63.8522 | 582.2811 | 1066.2886 | 1139.5705 | 744.6505 | 1203.0803 | 0.64473 | 6.9701e-06 | 7.1652e-06 | 9.3616e-06 | 9.7133e-06 | 9.5062e-06 | 9.3253e-06
NSW1 | Gas - Steam | 0 | 0 | 0 | 0 | 0 | 0 | 0 | 0 | 0 | 0 | 0 | 0 | 0 | 0 | 0 | 0 | 0 | 0 | 0 | 0 | 0 | 0 | 0 | 0 | 0 | 0 | 0 | 0 | 0
NSW1 | OCGT / Diesel | 1.5521e-06 | 1.5377e-06 | 3.1722 | 33.3225 | 5.7573 | 12.8059 | 5.6787 | 11.1892 | 2.0269e-06 | 2.0826e-06 | 1.9825e-06 | 13.3203 | 2.6043 | 3.8587 | 12.6724 | 6.9874 | 20.1481 | 6.5489 | 122.0173 | 136.1767 | 109.9814 | 81.7808 | 783.1933 | 438.1061 | 622.6117 | 534.2712 | 1642.5781 | 1912.8818 | 2407.7155
NSW1 | Hydro | 2050.9753 | 2170.9416 | 1961.5423 | 2562.5737 | 2651.9484 | 2468.9146 | 2393.5458 | 3387.5543 | 2356.607 | 2193.1829 | 2325.3645 | 2591.2776 | 2728.9221 | 3146.5727 | 2703.5052 | 2592.9576 | 3654.6778 | 2978.2597 | 2533.3016 | 2459.0677 | 2251.2489 | 2936.4561 | 3076.7367 | 2862.2513 | 2841.2769 | 3746.2859 | 3028.1821 | 2619.5559 | 2417.4687
NSW1 | Wind | 6247.7117 | 9107.1211 | 10569.4709 | 12303.6711 | 15427.3402 | 17757.9832 | 18953.7445 | 18097.2437 | 16734.2741 | 17829.5803 | 22225.6093 | 21950.5273 | 21442.1124 | 22915.6077 | 23713.6845 | 23595.5024 | 20947.1856 | 18773.568 | 20260.8601 | 19939.1773 | 25237.0609 | 29875.6993 | 31805.2666 | 33378.4322 | 33344.5286 | 30201.7445 | 27797.4511 | 29098.6154 | 28781.8289
NSW1 | Solar PV | 5342.8112 | 6499.5898 | 6543.0278 | 6299.1537 | 5994.627 | 6758.1319 | 7576.0343 | 7551.6075 | 9654.0155 | 12172.5501 | 18957.9131 | 18712.3554 | 18171.5027 | 17510.8665 | 18862.2682 | 18882.6859 | 17002.8315 | 17176.0048 | 18275.2488 | 18676.3951 | 18433.5618 | 19761.053 | 19058.3815 | 20424.2594 | 21329.701 | 23837.0366 | 25388.0552 | 26626.7415 | 26113.893
NSW1 | Grid Battery | 6.2202e-06 | 6.3052e-06 | 6.2716e-06 | 6.2065e-06 | 6.0036e-06 | 6.1566e-06 | 7.0751e-06 | 7.4714e-06 | 2.2501e-05 | 2.3236e-05 | 2.5871e-05 | 2.6239e-05 | 2.6819e-05 | 2.6788e-05 | 2.9294e-05 | 2.9674e-05 | 2.8336e-05 | 2.8598e-05 | 3.3382e-05 | 3.3394e-05 | 6.7441e-05 | 6.7496e-05 | 174.9465 | 464.0842 | 512.1023 | 502.1681 | 497.6747 | 506.7329 | 480.5314
NSW1 | Pumped Hydro | 43.8287 | 96.7667 | 114.9899 | 643.3797 | 4323.9669 | 4556.2317 | 4623.9155 | 5371.1037 | 6985.5056 | 8079.4199 | 9247.9205 | 10040.6622 | 9447.5462 | 9724.5991 | 10189.436 | 9930.8773 | 9633.5662 | 9046.7579 | 9508.1598 | 8852.1474 | 9383.6832 | 9125.4718 | 9389.321 | 9914.6763 | 9584.871 | 10312.6714 | 9667.8511 | 10192.1031 | 9117.595
NSW1 | VPP | 5.8446 | 7.9473 | 8.3167 | 11.6004 | 16.7931 | 21.5341 | 26.466 | 29.7606 | 31.5794 | 33.2643 | 39.9064 | 47.3062 | 54.9178 | 58.4373 | 59.7814 | 62.298 | 62.4317 | 62.0687 | 64.7579 | 64.0772 | 67.9598 | 68.731 | 66.7722 | 67.7081 | 67.1275 | 68.4723 | 66.4313 | 56.0238 | 52.2267
Total excluding storage |  | 53621.7444 | 53588.7486 | 50271.0656 | 56369.9907 | 52727.2879 | 54186.8673 | 54611.6763 | 58044.2406 | 45078.9959 | 44393.9663 | 49146.2306 | 48906.893 | 49996.0096 | 50269.6298 | 50600.4309 | 52194.5136 | 50026.0249 | 47791.6626 | 49508.3883 | 48582.3949 | 52082.5685 | 53858.0694 | 54724.2229 | 57103.0491 | 58138.1181 | 58319.3382 | 57856.2666 | 60257.7946 | 59720.9062
Region | Technology | 2021-22 | 2022-23 | 2023-24 | 2024-25 | 2025-26 | 2026-27 | 2027-28 | 2028-29 | 2029-30 | 2030-31 | 2031-32 | 2032-33 | 2033-34 | 2034-35 | 2035-36 | 2036-37 | 2037-38 | 2038-39 | 2039-40 | 2040-41 | 2041-42 | 2042-43 | 2043-44 | 2044-45 | 2045-46 | 2046-47 | 2047-48 | 2048-49 | 2049-50
QLD1 | Black Coal | 40210.3079 | 36269.1767 | 39808.2178 | 35582.8158 | 37769.0149 | 32914.9972 | 31127.063 | 29442.4892 | 26534.2342 | 25354.4516 | 21488.522 | 23890.1796 | 24568.8392 | 24035.9872 | 22370.9171 | 22669.5308 | 22567.0468 | 22381.4684 | 20899.4937 | 20865.9355 | 20134.193 | 17761.8644 | 14606.7444 | 12258.2953 | 10758.7402 | 8635.3374 | 8147.4953 | 7681.9112 | 7056.978
QLD1 | Brown Coal | 0 | 0 | 0 | 0 | 0 | 0 | 0 | 0 | 0 | 0 | 0 | 0 | 0 | 0 | 0 | 0 | 0 | 0 | 0 | 0 | 0 | 0 | 0 | 0 | 0 | 0 | 0 | 0 | 0
QLD1 | CCGT | 1104.025 | 1104.025 | 1232.2762 | 1288.2509 | 1208.3025 | 1430.7501 | 1333.7524 | 2337.0572 | 1196.9682 | 1196.9682 | 1242.3214 | 1488.5617 | 1336.1292 | 1527.8609 | 1257.9163 | 1256.8899 | 1499.3426 | 1811.7624 | 1918.9391 | 1887.6648 | 1678.355 | 2450.1826 | 2450.3141 | 2473.4437 | 1298.4036 | 960.5234 | 963.1551 | 960.5234 | 960.5234
QLD1 | Gas - Steam | 37.1158 | 37.1158 | 73.7192 | 72.804 | 72.804 | 72.804 | 73.0035 | 131.484 | 72.804 | 72.804 | 73.0035 | 72.804 | 72.804 | 72.804 | 73.0035 | 72.804 | 72.804 | 72.804 | 73.9575 | 74.8606 | 72.804 | 109.0434 | 126.8642 | 121.8558 | 173.9806 | 0 | 0 | 0 | 0
QLD1 | OCGT / Diesel | 2.6627e-06 | 2.6604e-06 | 2.7799e-06 | 19.1492 | 6.4205 | 31.0048 | 14.7163 | 159.5539 | 3.7627 | 0.66666 | 1.5808 | 29.3281 | 25.9729 | 5.5849 | 23.6401 | 24.8351 | 57.2302 | 32.2563 | 119.6331 | 77.9008 | 114.8334 | 85.0429 | 241.4404 | 331.7673 | 635.7715 | 1069.7544 | 1065.5712 | 1694.3356 | 1267.1021
QLD1 | Hydro | 676.7514 | 673.0681 | 672.5271 | 666.0646 | 662.3607 | 659.1848 | 658.0417 | 652.2138 | 648.4252 | 637.4794 | 643.1863 | 637.2442 | 633.608 | 630.0801 | 628.8084 | 623.0244 | 232.6482 | 231.8994 | 230.925 | 228.9019 | 227.7985 | 0 | 0 | 0 | 0 | 0 | 0 | 0 | 0
QLD1 | Wind | 2128.5831 | 3572.0294 | 3555.4564 | 5616.3555 | 6691.7525 | 6893.4363 | 9273.3626 | 9565.8266 | 9454.4702 | 9633.9293 | 8969.1866 | 8505.8193 | 7479.658 | 8987.1538 | 8828.2273 | 9440.2917 | 16241.0762 | 16108.7021 | 16429.6774 | 15894.2885 | 15899.7519 | 16260.0424 | 20354.7566 | 19421.2749 | 21672.3993 | 25613.9785 | 25579.1964 | 25560.976 | 24949.1964
QLD1 | Solar PV | 5555.0976 | 7538.3555 | 7674.891 | 7343.985 | 7448.1655 | 7800.5726 | 7893.2139 | 6593.3675 | 7141.387 | 7427.2567 | 7545.9957 | 7657.0414 | 7324.5989 | 7442.0212 | 7808.3698 | 7530.2133 | 6167.2445 | 6692.1942 | 6975.6667 | 7044.2451 | 7178.9953 | 9101.5904 | 8958.7564 | 8886.7084 | 10217.9892 | 12192.3324 | 12593.3151 | 11686.3001 | 13018.0143
QLD1 | Grid Battery | 4.2325e-06 | 29.4027 | 28.6982 | 31.7971 | 35.4128 | 34.6753 | 34.5483 | 34.6765 | 32.0203 | 32.1782 | 31.6913 | 32.2442 | 32.7279 | 33.4867 | 32.4962 | 32.4842 | 389.1756 | 389.1345 | 390.7604 | 459.0102 | 1159.499 | 1533.1426 | 1551.3617 | 2127.6912 | 2115.7363 | 2025.666 | 2069.9814 | 2042.3243 | 2468.289
QLD1 | Pumped Hydro | 41.0053 | 113.3276 | 128.5375 | 406.6676 | 501.2732 | 524.0172 | 450.9876 | 666.7455 | 355.9001 | 416.882 | 437.0413 | 666.3244 | 577.9108 | 663.3514 | 581.3836 | 571.4322 | 664.1356 | 656.1004 | 610.0394 | 544.0547 | 732.7911 | 1458.4263 | 1419.9321 | 1308.1136 | 2394.5269 | 4249.7875 | 4463.7729 | 4267.7807 | 3452.782
QLD1 | VPP | 1.8372 | 2.5258 | 2.798 | 4.2618 | 7.2476 | 8.5945 | 11.1904 | 12.9655 | 13.477 | 14.6495 | 18.6403 | 20.9517 | 24.8715 | 26.8974 | 27.0704 | 28.222 | 27.0594 | 27.4824 | 28.9985 | 29.584 | 25.3767 | 25.5006 | 25.8431 | 25.3652 | 26.2331 | 23.795 | 25.3769 | 21.2254 | 16.8037
Total excluding storage |  | 49711.8809 | 49193.7705 | 53017.0876 | 50589.425 | 53858.8207 | 49802.7498 | 50373.1535 | 48881.9922 | 45052.0515 | 44323.5559 | 39963.7962 | 42280.9783 | 41441.6102 | 42701.4922 | 40990.8825 | 41617.5892 | 46837.3926 | 47331.0868 | 46648.2926 | 46073.7973 | 45306.7311 | 45767.7661 | 46738.8763 | 43493.3454 | 44757.2844 | 48471.9262 | 48348.7332 | 47584.0463 | 47251.8142
Region | Technology | 2021-22 | 2022-23 | 2023-24 | 2024-25 | 2025-26 | 2026-27 | 2027-28 | 2028-29 | 2029-30 | 2030-31 | 2031-32 | 2032-33 | 2033-34 | 2034-35 | 2035-36 | 2036-37 | 2037-38 | 2038-39 | 2039-40 | 2040-41 | 2041-42 | 2042-43 | 2043-44 | 2044-45 | 2045-46 | 2046-47 | 2047-48 | 2048-49 | 2049-50
VIC1 | Black Coal | 0 | 0 | 0 | 0 | 0 | 0 | 0 | 0 | 0 | 0 | 0 | 0 | 0 | 0 | 0 | 0 | 0 | 0 | 0 | 0 | 0 | 0 | 0 | 0 | 0 | 0 | 0 | 0 | 0
VIC1 | Brown Coal | 26120.7051 | 22521.321 | 24726.8249 | 17149.386 | 18041.4411 | 18220.9262 | 16671.9688 | 17157.5261 | 16926.4664 | 17966.1353 | 16806.5533 | 17140.0625 | 17824.0287 | 17701.4784 | 17992.3146 | 17659.2361 | 16946.3272 | 17428.377 | 15524.3121 | 16358.9514 | 17640.5405 | 17493.8828 | 16751.9112 | 16779.031 | 16109.0509 | 17109.4268 | 10451.0412 | 0 | 0
VIC1 | CCGT | 1.3827e-06 | 1.3706e-06 | 1.3721e-06 | 1.5432e-06 | 1.575e-06 | 1.5602e-06 | 1.6568e-06 | 1.7448e-06 | 1.7279e-06 | 1.7338e-06 | 1.7225e-06 | 2.0174e-06 | 1.9905e-06 | 2.1056e-06 | 2.0384e-06 | 2.1106e-06 | 2.9419e-06 | 3.1893e-06 | 3.8241e-06 | 3.8213e-06 | 3.9827e-06 | 4.0297e-06 | 4.8355e-06 | 4.5538e-06 | 4.7597e-06 | 5.0996e-06 | 5.9381e-06 | 1.0056e-05 | 1.0016e-05
VIC1 | Gas - Steam | 1.5403 | 3.3252e-07 | 3.3105 | 5.7289 | 1.151 | 5.6261 | 5.1488 | 7.058 | 4.5453e-07 | 1.5254 | 2.6495 | 8.9939 | 5.1321 | 2.0594 | 16.1661 | 13.5177 | 29.3265 | 17.8089 | 0 | 0 | 0 | 0 | 0 | 0 | 0 | 0 | 0 | 0 | 0
VIC1 | OCGT / Diesel | 0.045755 | 2.4022e-06 | 1.6785 | 0.51332 | 3.074e-06 | 0.10023 | 0.85571 | 3.4965e-06 | 3.3254e-06 | 0.035018 | 0.48271 | 4.4455 | 1.6632 | 4.0498e-06 | 8.8102 | 11.4486 | 12.1665 | 10.9693 | 27.7777 | 34.2308 | 25.3971 | 7.0946 | 20.8939 | 64.1259 | 66.3203 | 29.5953 | 43.2065 | 994.6212 | 994.4076
VIC1 | Hydro | 2699.4261 | 2719.7808 | 2455.7803 | 3014.1805 | 3081.541 | 2904.2961 | 2928.4406 | 3689.3624 | 3038.8499 | 2595.5254 | 2616.0918 | 2357.0278 | 2886.3096 | 2978.6777 | 2812.6375 | 2812.7314 | 3533.5173 | 2925.9746 | 2511.1209 | 2502.4913 | 2271.2918 | 2769.219 | 2866.5936 | 2695.6019 | 2711.3125 | 3386.7089 | 2814.2579 | 2418.0978 | 2413.7998
VIC1 | Wind | 10402.3572 | 12921.8972 | 11138.6592 | 12130.9848 | 12336.6245 | 12552.2754 | 12513.7279 | 11317.5028 | 11681.7417 | 11067.2904 | 12131.8142 | 10440.6335 | 10697.0339 | 10803.6463 | 11386.6705 | 11633.1142 | 10519.9547 | 10159.1354 | 10436.479 | 11583.3535 | 10237.6606 | 10476.4946 | 11173.4346 | 11394.5999 | 12137.9506 | 12310.9706 | 18608.6599 | 24012.9578 | 23422.692
VIC1 | Solar PV | 2655.4241 | 2634.6529 | 2713.7686 | 2624.9491 | 2493.1717 | 2619.7867 | 2675.4356 | 2459.3088 | 2558.1846 | 2560.4558 | 2603.8763 | 2655.4228 | 2537.0237 | 2452.8027 | 2561.1858 | 2641.6712 | 2438.4979 | 2552.1326 | 2621.8783 | 2627.3298 | 2734.4793 | 2622.9162 | 2496.2017 | 2413.8635 | 2383.024 | 2231.282 | 3028.6905 | 6725.1172 | 7376.762
VIC1 | Grid Battery | 61.5841 | 115.7858 | 126.2521 | 196.4941 | 204.1486 | 213.8423 | 210.5765 | 196.577 | 184.4689 | 188.3709 | 190.1196 | 195.6037 | 160.8967 | 155.3455 | 163.086 | 163.5305 | 152.7075 | 156.3948 | 333.4406 | 328.8027 | 674.7981 | 623.4368 | 598.0012 | 1118.5535 | 1110.3271 | 1053.6521 | 1042.7942 | 1978.5426 | 1841.5577
VIC1 | Pumped Hydro | 0 | 0 | 5.5201e-06 | 6.3744e-06 | 6.8439e-06 | 7.1937e-06 | 8.7036e-06 | 8.7166e-06 | 8.7194e-06 | 8.8448e-06 | 9.1175e-06 | 1.3308e-05 | 1.3309e-05 | 1.659e-05 | 1.8937e-05 | 1.8984e-05 | 0.00015605 | 34.9636 | 857.144 | 798.9808 | 815.7491 | 784.2773 | 720.4092 | 748.1742 | 1100.2141 | 1073.3339 | 1490.0795 | 3247.8584 | 3006.902
VIC1 | VPP | 1.5439 | 2.8568 | 3.7664 | 7.9638 | 11.6528 | 14.4071 | 17.7439 | 19.3553 | 21.8239 | 24.3792 | 32.6592 | 40.0157 | 45.9949 | 49.7359 | 52.4275 | 53.7287 | 53.9591 | 57.1422 | 53.3272 | 54.4983 | 48.717 | 50.3167 | 49.0861 | 49.4292 | 50.6998 | 50.3617 | 50.6805 | 39.2903 | 34.6672
Total excluding storage |  | 41879.4986 | 40797.652 | 41040.0219 | 34925.7426 | 35953.9292 | 36303.0107 | 34795.5774 | 34630.7581 | 34205.2426 | 34190.9674 | 34161.4678 | 32606.586 | 33951.1912 | 33938.6645 | 34777.7847 | 34771.7191 | 33479.79 | 33094.3978 | 31121.568 | 33106.3569 | 32909.3694 | 33369.6071 | 33309.0349 | 33347.2221 | 33407.6582 | 35067.9836 | 34945.8561 | 34150.794 | 34207.6614
Region | Technology | 2021-22 | 2022-23 | 2023-24 | 2024-25 | 2025-26 | 2026-27 | 2027-28 | 2028-29 | 2029-30 | 2030-31 | 2031-32 | 2032-33 | 2033-34 | 2034-35 | 2035-36 | 2036-37 | 2037-38 | 2038-39 | 2039-40 | 2040-41 | 2041-42 | 2042-43 | 2043-44 | 2044-45 | 2045-46 | 2046-47 | 2047-48 | 2048-49 | 2049-50
SA1 | Black Coal | 0 | 0 | 0 | 0 | 0 | 0 | 0 | 0 | 0 | 0 | 0 | 0 | 0 | 0 | 0 | 0 | 0 | 0 | 0 | 0 | 0 | 0 | 0 | 0 | 0 | 0 | 0 | 0 | 0
SA1 | Brown Coal | 0 | 0 | 0 | 0 | 0 | 0 | 0 | 0 | 0 | 0 | 0 | 0 | 0 | 0 | 0 | 0 | 0 | 0 | 0 | 0 | 0 | 0 | 0 | 0 | 0 | 0 | 0 | 0 | 0
SA1 | CCGT | 1114.8326 | 1114.8326 | 461.7943 | 449.5019 | 449.5019 | 449.5019 | 450.7334 | 449.5019 | 449.5019 | 449.5019 | 450.7334 | 449.5019 | 449.5019 | 449.5019 | 450.7334 | 449.5019 | 3.2444e-06 | 3.6265e-06 | 4.3811e-06 | 4.5421e-06 | 4.7895e-06 | 4.8712e-06 | 6.3372e-06 | 5.9056e-06 | 6.267e-06 | 6.7322e-06 | 7.0338e-06 | 9.1937e-06 | 9.054e-06
SA1 | Gas - Steam | 632.695 | 658.0945 | 613.2214 | 81.5731 | 81.5731 | 81.5731 | 81.7966 | 81.5731 | 81.5731 | 81.5731 | 81.7966 | 81.5731 | 81.5731 | 81.5731 | 0 | 0 | 0 | 0 | 0 | 0 | 0 | 0 | 0 | 0 | 0 | 0 | 0 | 0 | 0
SA1 | OCGT / Diesel | 23.4175 | 14.1877 | 64.5262 | 6.9435 | 4.144 | 9.0486 | 5.8744 | 12.1581 | 6.3651e-06 | 1.9858 | 1.9779 | 11.0848 | 4.5198 | 4.5371 | 34.7569 | 28.9349 | 90.3982 | 184.9611 | 409.6251 | 531.4813 | 317.9152 | 324.6992 | 813.3746 | 95.0104 | 83.4065 | 109.6477 | 211.5698 | 616.579 | 583.8781
SA1 | Hydro | 0 | 0 | 0 | 0 | 0 | 0 | 0 | 0 | 0 | 0 | 0 | 0 | 0 | 0 | 0 | 0 | 0 | 0 | 0 | 0 | 0 | 0 | 0 | 0 | 0 | 0 | 0 | 0 | 0
SA1 | Wind | 6057.8589 | 6648.9633 | 5959.316 | 6968.1817 | 6816.7214 | 7542.388 | 7509.1346 | 6986.5163 | 6791.8564 | 6528.5649 | 6539.5059 | 5828.1908 | 5698.3317 | 5476.4641 | 5473.0643 | 5017.1382 | 8119.6437 | 10134.1663 | 10627.3368 | 11121.5473 | 10043.969 | 10308.1074 | 9184.3075 | 10573.3833 | 9523.577 | 9802.0055 | 9608.3878 | 9111.1374 | 9569.8128
SA1 | Solar PV | 944.5561 | 1101.4254 | 1098.5286 | 1067.4605 | 1041.4939 | 1066.2819 | 1099.2725 | 1043.3996 | 1086.2876 | 1090.3631 | 1102.6678 | 1113.2431 | 1061.9684 | 1040.5136 | 1057.9544 | 1096.4797 | 1038.7594 | 1084.6572 | 1099.1904 | 1102.067 | 1121.0462 | 1169.9891 | 1634.0563 | 1393.1918 | 1783.8894 | 1631.2998 | 2240.4216 | 2364.0916 | 2155.8922
SA1 | Grid Battery | 85.1103 | 78.9292 | 104.594 | 111.4514 | 117.4173 | 120.3765 | 118.4202 | 113.7009 | 102.1277 | 104.6252 | 102.529 | 102.5444 | 104.9099 | 83.1394 | 83.0115 | 83.7225 | 83.4919 | 84.389 | 80.3343 | 76.1621 | 839.2497 | 833.9951 | 834.3058 | 1084.2479 | 1106.7885 | 1083.9342 | 1076.9054 | 1029.888 | 919.0642
SA1 | Pumped Hydro | 0 | 0 | 4.6063e-06 | 4.3759e-06 | 4.2999e-06 | 4.4677e-06 | 4.6592e-06 | 4.9078e-06 | 4.9137e-06 | 5.0529e-06 | 5.2735e-06 | 6.6291e-06 | 6.6704e-06 | 7.1818e-06 | 8.3364e-06 | 1.3086e-05 | 1.2892e-05 | 1.3033e-05 | 1.439e-05 | 1.4347e-05 | 1.6811e-05 | 1.6417e-05 | 1.6287e-05 | 2.0328e-05 | 2.2864e-05 | 2.2405e-05 | 2.3418e-05 | 2.3744e-05 | 2.3684e-05
SA1 | VPP | 2.4923 | 3.9395 | 6.2678 | 7.9103 | 10.1243 | 12.0454 | 14.185 | 15.6004 | 16.3978 | 17.6202 | 18.3841 | 19.6935 | 21.0941 | 22.1662 | 23.0597 | 24.2021 | 25.6947 | 26.7867 | 26.1576 | 26.5886 | 20.7525 | 21.5143 | 22.0347 | 22.3632 | 24.1562 | 24.1058 | 25.0659 | 21.3519 | 17.7264
Total excluding storage |  | 8773.3601 | 9537.5036 | 8197.3867 | 8573.6606 | 8393.4343 | 9148.7935 | 9146.8115 | 8573.149 | 8409.219 | 8151.9887 | 8176.6816 | 7483.5937 | 7295.8948 | 7052.5898 | 7016.509 | 6592.0545 | 9248.8013 | 11403.7846 | 12136.1522 | 12755.0956 | 11482.9303 | 11802.7958 | 11631.7384 | 12061.5854 | 11390.8728 | 11542.953 | 12060.3792 | 12091.808 | 12309.5831
Region | Technology | 2021-22 | 2022-23 | 2023-24 | 2024-25 | 2025-26 | 2026-27 | 2027-28 | 2028-29 | 2029-30 | 2030-31 | 2031-32 | 2032-33 | 2033-34 | 2034-35 | 2035-36 | 2036-37 | 2037-38 | 2038-39 | 2039-40 | 2040-41 | 2041-42 | 2042-43 | 2043-44 | 2044-45 | 2045-46 | 2046-47 | 2047-48 | 2048-49 | 2049-50
TAS1 | Black Coal | 0 | 0 | 0 | 0 | 0 | 0 | 0 | 0 | 0 | 0 | 0 | 0 | 0 | 0 | 0 | 0 | 0 | 0 | 0 | 0 | 0 | 0 | 0 | 0 | 0 | 0 | 0 | 0 | 0
TAS1 | Brown Coal | 0 | 0 | 0 | 0 | 0 | 0 | 0 | 0 | 0 | 0 | 0 | 0 | 0 | 0 | 0 | 0 | 0 | 0 | 0 | 0 | 0 | 0 | 0 | 0 | 0 | 0 | 0 | 0 | 0
TAS1 | CCGT | 1.173e-06 | 1.1654e-06 | 1.1675e-06 | 1.1654e-06 | 1.1652e-06 | 1.1709e-06 | 1.1884e-06 | 1.2195e-06 | 1.2557e-06 | 1.2864e-06 | 1.32e-06 | 1.3612e-06 | 1.4066e-06 | 1.4423e-06 | 1.4867e-06 | 1.5316e-06 | 1.5918e-06 | 1.6481e-06 | 1.7156e-06 | 1.7673e-06 | 1.8377e-06 | 1.906e-06 | 1.9772e-06 | 2.0452e-06 | 2.1177e-06 | 2.2011e-06 | 2.2857e-06 | 2.3623e-06 | 2.4476e-06
TAS1 | Gas - Steam | 0 | 0 | 0 | 0 | 0 | 0 | 0 | 0 | 0 | 0 | 0 | 0 | 0 | 0 | 0 | 0 | 0 | 0 | 0 | 0 | 0 | 0 | 0 | 0 | 0 | 0 | 0 | 0 | 0
TAS1 | OCGT / Diesel | 9.5872e-07 | 9.3023e-07 | 9.1582e-07 | 9.1949e-07 | 9.223e-07 | 9.5546e-07 | 9.8154e-07 | 1.0104e-06 | 1.0458e-06 | 1.0667e-06 | 1.0896e-06 | 1.124e-06 | 1.1646e-06 | 1.1909e-06 | 1.2247e-06 | 1.2587e-06 | 1.3157e-06 | 1.346e-06 | 1.4003e-06 | 1.166e-06 | 1.2106e-06 | 1.2621e-06 | 1.2962e-06 | 1.3433e-06 | 1.3837e-06 | 1.4518e-06 | 1.5051e-06 | 1.5607e-06 | 1.6036e-06
TAS1 | Hydro | 7691.4307 | 7603.5423 | 7624.4117 | 9638.8584 | 9465.6849 | 5848.3125 | 5193.1167 | 5196.1981 | 4753.2839 | 4535.6523 | 3623.7802 | 3831.2376 | 3615.5756 | 3301.5295 | 3049.4501 | 2711.8977 | 3052.155 | 2850.6744 | 2977.4114 | 2560.7666 | 2892.2886 | 2769.3133 | 2553.6163 | 2584.3295 | 2305.8717 | 2664.2043 | 2309.3811 | 2259.5449 | 2104.1434
TAS1 | Wind | 1326.1481 | 1602.6799 | 2016.8736 | 2591.977 | 3299.3277 | 3761.0336 | 4330.4332 | 4566.7743 | 5014.6449 | 5193.4447 | 5893.3811 | 5813.921 | 6050.0363 | 6526.3239 | 6737.7514 | 7120.6483 | 6993.3417 | 7082.2335 | 6984.677 | 7343.0827 | 7132.4459 | 7019.4403 | 7229.6354 | 7215.0618 | 7318.5686 | 6904.7961 | 6618.8101 | 5574.1604 | 5496.6558
TAS1 | Solar PV | 2.7147e-07 | 4.0329e-07 | 6.9902e-07 | 7.8666e-07 | 6.8105e-07 | 8.1246e-07 | 9.3475e-07 | 1.0252e-06 | 1.3934e-06 | 1.7734e-06 | 2.5746e-06 | 2.5846e-06 | 2.608e-06 | 2.3107e-06 | 2.4832e-06 | 2.3942e-06 | 2.8795e-06 | 3.5171e-06 | 3.7452e-06 | 5.3171e-06 | 5.3408e-06 | 5.3739e-06 | 4.7719e-06 | 5.143e-06 | 4.9143e-06 | 4.9677e-06 | 5.1849e-06 | 5.0467e-06 | 4.9471e-06
TAS1 | Grid Battery | 4.4274e-06 | 4.4885e-06 | 4.4747e-06 | 4.4686e-06 | 4.5623e-06 | 4.7592e-06 | 5.2196e-06 | 6.1284e-06 | 8.8317e-06 | 9.3787e-06 | 9.8119e-06 | 1.0716e-05 | 1.0966e-05 | 1.2126e-05 | 1.2761e-05 | 1.3706e-05 | 1.4458e-05 | 1.5144e-05 | 1.6307e-05 | 1.8151e-05 | 1.8651e-05 | 1.9712e-05 | 2.1288e-05 | 2.2392e-05 | 2.3418e-05 | 2.488e-05 | 2.6384e-05 | 2.7672e-05 | 2.9605e-05
TAS1 | Pumped Hydro | 0 | 0 | 1.2812e-05 | 1.3103e-05 | 1.4478e-05 | 1.5718e-05 | 1.6597e-05 | 1.7223e-05 | 1.8087e-05 | 1.889e-05 | 2.0169e-05 | 2.0936e-05 | 2.1978e-05 | 2.3052e-05 | 2.4377e-05 | 2.5398e-05 | 2.634e-05 | 2.7512e-05 | 2.8654e-05 | 2.9996e-05 | 3.1062e-05 | 3.2317e-05 | 3.3979e-05 | 3.5336e-05 | 3.6911e-05 | 3.8212e-05 | 4.0123e-05 | 4.1814e-05 | 4.3851e-05
TAS1 | VPP | 0.046836 | 0.12705 | 0.11576 | 0.10308 | 0.30472 | 0.60012 | 0.9485 | 1.0968 | 1.275 | 1.5338 | 2.5651 | 2.7217 | 3.0882 | 3.086 | 3.1059 | 3.1739 | 3.0332 | 3.1713 | 3.2182 | 3.0641 | 3.2917 | 3.2668 | 3.1926 | 3.1248 | 3.2434 | 3.5647 | 3.8083 | 3.4461 | 2.9521
Total excluding storage |  | 9017.5788 | 9206.2222 | 9641.2852 | 12230.8355 | 12765.0126 | 9609.3461 | 9523.5499 | 9762.9723 | 9767.9288 | 9729.0969 | 9517.1613 | 9645.1587 | 9665.612 | 9827.8535 | 9787.2015 | 9832.546 | 10045.4968 | 9932.9079 | 9962.0884 | 9903.8493 | 10024.7345 | 9788.7536 | 9783.2517 | 9799.3913 | 9624.4404 | 9569.0004 | 8928.1912 | 7833.7053 | 7600.7993
Explicitly modelled pumping
Region | Technology | 2021-22 | 2022-23 | 2023-24 | 2024-25 | 2025-26 | 2026-27 | 2027-28 | 2028-29 | 2029-30 | 2030-31 | 2031-32 | 2032-33 | 2033-34 | 2034-35 | 2035-36 | 2036-37 | 2037-38 | 2038-39 | 2039-40 | 2040-41 | 2041-42 | 2042-43 | 2043-44 | 2044-45 | 2045-46 | 2046-47 | 2047-48 | 2048-49 | 2049-50
NEM | Grid Battery pump | 180.3397 | 277.5532 | 320.0508 | 419.7403 | 439.8452 | 455.4003 | 449.7209 | 424.9698 | 394.1719 | 400.6321 | 401.2894 | 407.022 | 369.2823 | 335.0464 | 343.9428 | 345.3546 | 752.3648 | 756.4949 | 960.5175 | 1030.0946 | 3150.5727 | 3525.6174 | 3716.0044 | 5646.6422 | 5707.9036 | 5488.2229 | 5523.3653 | 6532.8837 | 6719.6594
NEM | Pumped Hydro Pump | 268.8469 | 682.1522 | 746.2329 | 2395.9004 | 6473.4683 | 7208.6109 | 7447.874 | 8143.7985 | 10106.704 | 10954.2946 | 13685.5331 | 14783.4986 | 14360.4804 | 14297.594 | 14913.9626 | 14922.6134 | 14495.6949 | 13789.6041 | 14940.6832 | 14274.6787 | 15093.7185 | 16334.9183 | 15772.1976 | 16781.0597 | 18326.1531 | 21624.788 | 21427.3939 | 23916.0822 | 20755.8391
NEM | VPP pump | 14.1207 | 20.9286 | 25.4886 | 38.2547 | 55.3299 | 68.6045 | 84.7352 | 94.475 | 101.5769 | 109.6648 | 134.8923 | 156.5862 | 180.1642 | 192.3499 | 198.4717 | 206.0007 | 206.8947 | 212.0853 | 211.4826 | 213.8381 | 198.939 | 203.48 | 200.1098 | 201.717 | 206.0099 | 204.1393 | 206.1429 | 169.1514 | 149.2506
Region | Technology | 2021-22 | 2022-23 | 2023-24 | 2024-25 | 2025-26 | 2026-27 | 2027-28 | 2028-29 | 2029-30 | 2030-31 | 2031-32 | 2032-33 | 2033-34 | 2034-35 | 2035-36 | 2036-37 | 2037-38 | 2038-39 | 2039-40 | 2040-41 | 2041-42 | 2042-43 | 2043-44 | 2044-45 | 2045-46 | 2046-47 | 2047-48 | 2048-49 | 2049-50
NSW1 | Grid Battery pump | 7.3832e-06 | 7.4822e-06 | 7.4384e-06 | 7.3639e-06 | 7.1232e-06 | 7.3018e-06 | 8.3971e-06 | 8.8621e-06 | 2.6907e-05 | 2.7776e-05 | 3.0962e-05 | 3.131e-05 | 3.2052e-05 | 3.199e-05 | 3.4937e-05 | 3.5412e-05 | 3.3836e-05 | 3.4086e-05 | 3.971e-05 | 3.9829e-05 | 7.9795e-05 | 7.9798e-05 | 205.8194 | 545.9813 | 602.6454 | 590.6139 | 587.0867 | 594.5692 | 565.3311
NSW1 | Pumped Hydro Pump | 211.3094 | 518.8431 | 560.6679 | 1812.7236 | 5751.5192 | 6457.0447 | 6797.7794 | 7187.5222 | 9595.2155 | 10355.1649 | 13056.7146 | 13826.5945 | 13529.9251 | 13344.2461 | 14078.4162 | 14101.369 | 13538.0516 | 12805.9494 | 12992.7155 | 12490.0008 | 13060.633 | 13440.6869 | 13026.129 | 14150.6331 | 13898.8212 | 14940.1897 | 13946.5747 | 14489.8764 | 12685.8154
NSW1 | VPP pump | 7.0149 | 9.558 | 9.9627 | 13.9386 | 20.1524 | 25.834 | 31.7658 | 35.7194 | 37.9028 | 39.925 | 48.0164 | 56.6594 | 65.917 | 70.2276 | 71.6603 | 74.7724 | 75.1087 | 74.4226 | 77.6237 | 77.0987 | 81.377 | 82.4935 | 80.1424 | 81.2658 | 80.6022 | 82.1499 | 79.9555 | 67.0197 | 62.6844
Region | Technology | 2021-22 | 2022-23 | 2023-24 | 2024-25 | 2025-26 | 2026-27 | 2027-28 | 2028-29 | 2029-30 | 2030-31 | 2031-32 | 2032-33 | 2033-34 | 2034-35 | 2035-36 | 2036-37 | 2037-38 | 2038-39 | 2039-40 | 2040-41 | 2041-42 | 2042-43 | 2043-44 | 2044-45 | 2045-46 | 2046-47 | 2047-48 | 2048-49 | 2049-50
QLD1 | Grid Battery pump | 4.9813e-06 | 36.2703 | 35.3605 | 39.2557 | 43.7441 | 42.7844 | 42.6582 | 42.8046 | 39.5313 | 39.7261 | 39.1898 | 39.7429 | 40.4048 | 41.3416 | 40.1188 | 40.1039 | 460.7606 | 458.5098 | 461.5307 | 540.0744 | 1364.0541 | 1803.7233 | 1825.3961 | 2504.4348 | 2487.5417 | 2386.4644 | 2431.944 | 2402.788 | 2903.8157
QLD1 | Pumped Hydro Pump | 57.5375 | 163.3091 | 185.5651 | 583.1768 | 721.949 | 751.5662 | 650.0946 | 956.2763 | 511.4884 | 599.1297 | 628.8185 | 956.9041 | 830.5552 | 953.3478 | 835.5463 | 821.2443 | 957.6431 | 939.7586 | 876.7293 | 781.8984 | 1017.4525 | 1909.9065 | 1849.5353 | 1694.8772 | 3045.1406 | 5350.1861 | 5608.5993 | 5376.0033 | 4311.3962
QLD1 | VPP pump | 2.2051 | 3.0348 | 3.355 | 5.1151 | 8.7133 | 10.301 | 13.4314 | 15.5614 | 16.1756 | 17.5828 | 22.4184 | 25.1015 | 29.8517 | 32.2833 | 32.4909 | 33.8731 | 32.5523 | 32.9109 | 34.8051 | 35.509 | 30.4572 | 30.6085 | 31.0166 | 30.4939 | 31.4357 | 28.6103 | 30.4076 | 25.5058 | 20.1382
Region | Technology | 2021-22 | 2022-23 | 2023-24 | 2024-25 | 2025-26 | 2026-27 | 2027-28 | 2028-29 | 2029-30 | 2030-31 | 2031-32 | 2032-33 | 2033-34 | 2034-35 | 2035-36 | 2036-37 | 2037-38 | 2038-39 | 2039-40 | 2040-41 | 2041-42 | 2042-43 | 2043-44 | 2044-45 | 2045-46 | 2046-47 | 2047-48 | 2048-49 | 2049-50
VIC1 | Grid Battery pump | 75.5701 | 143.5345 | 155.8668 | 242.5853 | 251.4463 | 264.0029 | 260.56 | 242.0987 | 228.2761 | 232.02 | 235.3046 | 240.897 | 199.1281 | 191.2943 | 201.3407 | 201.8895 | 188.5278 | 193.5702 | 400.0395 | 395.762 | 795.8096 | 735.3851 | 701.6006 | 1315.9452 | 1309.7444 | 1236.1134 | 1230.294 | 2324.22 | 2166.5383
VIC1 | Pumped Hydro Pump | 0 | 0 | 6.9184e-06 | 7.97e-06 | 8.5439e-06 | 8.9834e-06 | 1.0918e-05 | 1.0858e-05 | 1.0927e-05 | 1.1034e-05 | 1.1411e-05 | 1.6624e-05 | 1.6687e-05 | 2.0683e-05 | 2.3668e-05 | 2.3768e-05 | 0.00019502 | 43.8961 | 1071.2384 | 1002.7795 | 1015.6329 | 984.3248 | 896.5333 | 935.5494 | 1382.1912 | 1334.4122 | 1872.2198 | 4050.2024 | 3758.6274
VIC1 | VPP pump | 1.8531 | 3.4408 | 4.5231 | 9.5635 | 13.9665 | 17.292 | 21.3375 | 23.1903 | 26.2443 | 29.2103 | 39.2812 | 47.9459 | 55.3173 | 59.5823 | 62.9255 | 64.4872 | 64.7637 | 68.7255 | 63.8639 | 65.563 | 58.3198 | 60.5552 | 58.7517 | 59.3268 | 61.0322 | 60.2656 | 61.0195 | 46.9668 | 41.6089
Region | Technology | 2021-22 | 2022-23 | 2023-24 | 2024-25 | 2025-26 | 2026-27 | 2027-28 | 2028-29 | 2029-30 | 2030-31 | 2031-32 | 2032-33 | 2033-34 | 2034-35 | 2035-36 | 2036-37 | 2037-38 | 2038-39 | 2039-40 | 2040-41 | 2041-42 | 2042-43 | 2043-44 | 2044-45 | 2045-46 | 2046-47 | 2047-48 | 2048-49 | 2049-50
SA1 | Grid Battery pump | 104.7696 | 97.7484 | 128.8234 | 137.8993 | 144.6547 | 148.613 | 146.5027 | 140.0666 | 126.3645 | 128.886 | 126.7951 | 126.382 | 129.7493 | 102.4104 | 102.4833 | 103.3611 | 103.0764 | 104.4148 | 98.9473 | 94.2582 | 990.7089 | 986.5088 | 983.1882 | 1280.2808 | 1307.972 | 1275.0312 | 1274.0405 | 1211.3065 | 1083.9742
SA1 | Pumped Hydro Pump | 0 | 0 | 5.7589e-06 | 5.4825e-06 | 5.3677e-06 | 5.5793e-06 | 5.8431e-06 | 6.1164e-06 | 6.157e-06 | 6.307e-06 | 6.5956e-06 | 8.2829e-06 | 8.3538e-06 | 8.957e-06 | 1.0423e-05 | 1.6361e-05 | 1.6107e-05 | 1.6345e-05 | 1.7935e-05 | 1.8001e-05 | 2.0946e-05 | 2.0582e-05 | 2.0305e-05 | 2.5451e-05 | 2.8635e-05 | 2.7903e-05 | 2.9385e-05 | 2.9567e-05 | 2.9653e-05
SA1 | VPP pump | 2.9914 | 4.7413 | 7.5099 | 9.5137 | 12.1321 | 14.4573 | 17.058 | 18.6916 | 19.7212 | 21.1085 | 22.0941 | 23.608 | 25.3711 | 26.5515 | 27.6771 | 29.0482 | 30.8398 | 32.2161 | 31.3297 | 31.9836 | 24.837 | 25.8988 | 26.3703 | 26.8827 | 29.0375 | 28.8469 | 30.1773 | 25.5351 | 21.2758
Region | Technology | 2021-22 | 2022-23 | 2023-24 | 2024-25 | 2025-26 | 2026-27 | 2027-28 | 2028-29 | 2029-30 | 2030-31 | 2031-32 | 2032-33 | 2033-34 | 2034-35 | 2035-36 | 2036-37 | 2037-38 | 2038-39 | 2039-40 | 2040-41 | 2041-42 | 2042-43 | 2043-44 | 2044-45 | 2045-46 | 2046-47 | 2047-48 | 2048-49 | 2049-50
TAS1 | Grid Battery pump | 5.2106e-06 | 5.2819e-06 | 5.2642e-06 | 5.2574e-06 | 5.3679e-06 | 5.5992e-06 | 6.1422e-06 | 7.2109e-06 | 1.0393e-05 | 1.1034e-05 | 1.1546e-05 | 1.2611e-05 | 1.2902e-05 | 1.427e-05 | 1.5011e-05 | 1.6132e-05 | 1.7007e-05 | 1.7822e-05 | 1.9187e-05 | 2.1358e-05 | 2.1944e-05 | 2.3193e-05 | 2.5047e-05 | 2.6345e-05 | 2.7561e-05 | 2.9259e-05 | 3.1057e-05 | 3.2542e-05 | 3.4838e-05
TAS1 | Pumped Hydro Pump | 0 | 0 | 1.6057e-05 | 1.6382e-05 | 1.81e-05 | 1.9646e-05 | 2.0762e-05 | 2.1518e-05 | 2.2622e-05 | 2.3601e-05 | 2.5221e-05 | 2.6183e-05 | 2.7461e-05 | 2.8835e-05 | 3.0441e-05 | 3.1797e-05 | 3.2887e-05 | 3.441e-05 | 3.5804e-05 | 3.7541e-05 | 3.8817e-05 | 4.0409e-05 | 4.2463e-05 | 4.4147e-05 | 4.6216e-05 | 4.7675e-05 | 5.0251e-05 | 5.2175e-05 | 5.4852e-05
TAS1 | VPP pump | 0.056215 | 0.15371 | 0.13792 | 0.12377 | 0.36552 | 0.72026 | 1.1425 | 1.3123 | 1.533 | 1.8382 | 3.0821 | 3.2715 | 3.707 | 3.7052 | 3.7178 | 3.8198 | 3.6301 | 3.8103 | 3.8603 | 3.6838 | 3.948 | 3.9241 | 3.8287 | 3.748 | 3.9024 | 4.2666 | 4.5829 | 4.1241 | 3.5433
Non-controllable capacity
Region | Technology | 2021-22 | 2022-23 | 2023-24 | 2024-25 | 2025-26 | 2026-27 | 2027-28 | 2028-29 | 2029-30 | 2030-31 | 2031-32 | 2032-33 | 2033-34 | 2034-35 | 2035-36 | 2036-37 | 2037-38 | 2038-39 | 2039-40 | 2040-41 | 2041-42 | 2042-43 | 2043-44 | 2044-45 | 2045-46 | 2046-47 | 2047-48 | 2048-49 | 2049-50
NEM | Distributed PV | 16737.0059 | 18361.571 | 19508.4436 | 19877.6171 | 20062.7432 | 22312.6922 | 23279.7968 | 21912.3307 | 23663.3386 | 25057.5989 | 25874.3008 | 26713.8603 | 26540.3547 | 26277.3752 | 28710.541 | 29388.3875 | 27089.9154 | 29052.9711 | 30877.804 | 31962.719 | 32852.8929 | 32633.0762 | 32314.9744 | 35306.7879 | 36000.0822 | 33090.6491 | 35501.6025 | 37705.2638 | 38929.3699
NEM | Behind the meter battery | 262.9766 | 299.5507 | 300.5513 | 344.0103 | 390.8049 | 429.6842 | 466.3019 | 490.0167 | 514.6045 | 532.9694 | 645.2154 | 694.4484 | 765.8001 | 795.7359 | 804.5875 | 802.6458 | 800.2245 | 800.683 | 805.6941 | 805.7001 | 807.025 | 808.7188 | 814.3631 | 815.1575 | 816.7385 | 816.0384 | 818.3358 | 815.5272 | 814.7913
NEM | Behind the meter battery pump | 223.4523 | 254.5041 | 255.3304 | 292.2517 | 332.1268 | 364.9912 | 396.0636 | 416.1389 | 437.141 | 452.6149 | 548.2776 | 590.0759 | 650.6574 | 675.9031 | 683.4142 | 681.9738 | 679.6417 | 680.0057 | 684.6009 | 684.3123 | 685.3843 | 686.9178 | 691.7186 | 692.4172 | 693.9858 | 693.193 | 694.9927 | 692.5685 | 692.1674
Region | Technology | 2021-22 | 2022-23 | 2023-24 | 2024-25 | 2025-26 | 2026-27 | 2027-28 | 2028-29 | 2029-30 | 2030-31 | 2031-32 | 2032-33 | 2033-34 | 2034-35 | 2035-36 | 2036-37 | 2037-38 | 2038-39 | 2039-40 | 2040-41 | 2041-42 | 2042-43 | 2043-44 | 2044-45 | 2045-46 | 2046-47 | 2047-48 | 2048-49 | 2049-50
NSW1 | Distributed PV | 4800.4033 | 5212.4059 | 5194.9088 | 5255.658 | 5186.6024 | 5846.7416 | 5921.0778 | 5425.2839 | 5726.7934 | 6225.4269 | 6684.9079 | 6684.1941 | 6781.8193 | 6722.0215 | 7600.6685 | 7698.119 | 7026.4939 | 7404.5059 | 8066.2344 | 8660.1049 | 8621.766 | 8721.863 | 8634.2534 | 9741.2559 | 9797.8063 | 8904.1049 | 9373.1744 | 10184.1971 | 10848.0981
NSW1 | Behind the meter battery | 101.9375 | 109.9772 | 109.068 | 134.2603 | 152.5399 | 169.5078 | 182.1253 | 191.8128 | 199.9418 | 206.5781 | 249.9382 | 272.9224 | 298.9952 | 310.1396 | 312.1459 | 309.6359 | 306.9485 | 304.8934 | 305.1092 | 303.3689 | 302.262 | 301.0712 | 301.4303 | 300.2186 | 299.112 | 297.1721 | 296.191 | 293.2775 | 291.2444
NSW1 | Behind the meter battery pump | 86.635 | 93.4199 | 92.6108 | 114.0675 | 129.6535 | 144.0135 | 154.6551 | 162.8964 | 169.8316 | 175.4217 | 212.3548 | 231.9584 | 254.0437 | 263.383 | 265.0713 | 263.0993 | 260.6552 | 258.8861 | 259.3394 | 257.7266 | 256.6808 | 255.7628 | 255.8987 | 254.9971 | 254.2353 | 252.4792 | 251.5664 | 248.9519 | 247.366
Region | Technology | 2021-22 | 2022-23 | 2023-24 | 2024-25 | 2025-26 | 2026-27 | 2027-28 | 2028-29 | 2029-30 | 2030-31 | 2031-32 | 2032-33 | 2033-34 | 2034-35 | 2035-36 | 2036-37 | 2037-38 | 2038-39 | 2039-40 | 2040-41 | 2041-42 | 2042-43 | 2043-44 | 2044-45 | 2045-46 | 2046-47 | 2047-48 | 2048-49 | 2049-50
QLD1 | Distributed PV | 5374.2791 | 5906.0531 | 6042.3739 | 5947.9488 | 6122.8463 | 6640.8799 | 6821.616 | 5861.7431 | 6490.5234 | 6871.0109 | 7419.6268 | 7537.6798 | 7431.5402 | 7706.3452 | 8403.2251 | 8624.6551 | 7452.3218 | 8297.4802 | 8814.7778 | 9478.5346 | 9602.8198 | 9461.3415 | 9792.0316 | 10630.4055 | 10893.9146 | 9401.0252 | 10467.097 | 11080.8863 | 11897.3532
QLD1 | Behind the meter battery | 40.129 | 39.9785 | 39.5664 | 45.2536 | 56.5248 | 63.281 | 71.1065 | 74.9792 | 79.1794 | 82.3221 | 105.3549 | 110.9052 | 123.2441 | 128.2838 | 129.4652 | 128.8778 | 128.6424 | 128.8998 | 129.8129 | 129.4208 | 128.8569 | 128.4654 | 129.0406 | 128.7848 | 128.5776 | 128.1314 | 127.8054 | 126.7827 | 126.1531
QLD1 | Behind the meter battery pump | 34.0947 | 33.9614 | 33.6262 | 38.4327 | 48.0431 | 53.77 | 60.4138 | 63.687 | 67.2731 | 69.903 | 89.4989 | 94.2393 | 104.7276 | 108.9306 | 110.0086 | 109.5365 | 109.2974 | 109.4708 | 110.2337 | 109.949 | 109.4416 | 109.1478 | 109.6518 | 109.4398 | 109.1587 | 108.8375 | 108.497 | 107.6859 | 107.1786
Region | Technology | 2021-22 | 2022-23 | 2023-24 | 2024-25 | 2025-26 | 2026-27 | 2027-28 | 2028-29 | 2029-30 | 2030-31 | 2031-32 | 2032-33 | 2033-34 | 2034-35 | 2035-36 | 2036-37 | 2037-38 | 2038-39 | 2039-40 | 2040-41 | 2041-42 | 2042-43 | 2043-44 | 2044-45 | 2045-46 | 2046-47 | 2047-48 | 2048-49 | 2049-50
VIC1 | Distributed PV | 3879.7556 | 4388.1139 | 5245.1201 | 5684.2844 | 5889.8067 | 6804.8804 | 7385.9103 | 7562.8858 | 8188.113 | 8601.6107 | 8357.9111 | 8917.7817 | 8789.5548 | 8438.7924 | 9099.4261 | 9276.7513 | 8934.0426 | 9458.7205 | 9985.5605 | 9741.7849 | 10367.8212 | 10261.4445 | 9855.1068 | 10657.4086 | 10830.8677 | 10463.7296 | 11087.1995 | 11715.6476 | 11391.6324
VIC1 | Behind the meter battery | 59.5016 | 68.4598 | 68.6119 | 78.5085 | 92.2418 | 101.1558 | 111.8234 | 117.9551 | 125.847 | 132.5853 | 173.3994 | 191.8598 | 221.1059 | 231.9104 | 236.1269 | 236.9038 | 237.0442 | 238.2917 | 240.8856 | 242.3885 | 244.1818 | 246.4043 | 249.3836 | 250.7552 | 252.3952 | 253.0385 | 254.8243 | 255.0565 | 255.5706
VIC1 | Behind the meter battery pump | 50.5545 | 58.1646 | 58.3148 | 66.6984 | 78.3592 | 85.9017 | 94.9916 | 100.1569 | 106.8665 | 112.6244 | 147.3851 | 163.0248 | 187.8895 | 197.0389 | 200.5628 | 201.2413 | 201.3297 | 202.4298 | 204.6464 | 205.7914 | 207.3945 | 209.2718 | 211.9212 | 212.9635 | 214.5115 | 214.9525 | 216.3763 | 216.6969 | 217.1884
Region | Technology | 2021-22 | 2022-23 | 2023-24 | 2024-25 | 2025-26 | 2026-27 | 2027-28 | 2028-29 | 2029-30 | 2030-31 | 2031-32 | 2032-33 | 2033-34 | 2034-35 | 2035-36 | 2036-37 | 2037-38 | 2038-39 | 2039-40 | 2040-41 | 2041-42 | 2042-43 | 2043-44 | 2044-45 | 2045-46 | 2046-47 | 2047-48 | 2048-49 | 2049-50
SA1 | Distributed PV | 2452.8377 | 2621.3874 | 2781.4576 | 2739.5431 | 2624.4365 | 2761.5876 | 2888.898 | 2806.4625 | 2998.6786 | 3092.5954 | 3145.146 | 3295.7862 | 3255.7426 | 3139.586 | 3316.4955 | 3492.4901 | 3386.5922 | 3597.4961 | 3706.7025 | 3776.2267 | 3942.2149 | 3867.5354 | 3725.0699 | 3944.3171 | 4139.1353 | 3991.4896 | 4238.2439 | 4375.494 | 4443.1368
SA1 | Behind the meter battery | 54.489 | 74.2714 | 76.5958 | 78.3283 | 80.738 | 85.7641 | 90.0697 | 93.6476 | 97.4206 | 98.8256 | 100.616 | 102.187 | 104.2884 | 106.5727 | 108.0367 | 108.7207 | 109.3608 | 110.6671 | 112.1008 | 112.96 | 114.3678 | 115.6258 | 117.4851 | 118.6453 | 120.1416 | 121.4696 | 123.5177 | 124.7391 | 126.4257
SA1 | Behind the meter battery pump | 46.288 | 63.1309 | 65.0781 | 66.5469 | 68.6255 | 72.8271 | 76.5114 | 79.5217 | 82.7873 | 83.9142 | 85.5206 | 86.7758 | 88.567 | 90.5492 | 91.7937 | 92.3705 | 92.8655 | 93.9948 | 95.2818 | 95.9265 | 97.1312 | 98.1684 | 99.7899 | 100.7877 | 102.0504 | 103.1456 | 104.9633 | 105.9131 | 107.362
Region | Technology | 2021-22 | 2022-23 | 2023-24 | 2024-25 | 2025-26 | 2026-27 | 2027-28 | 2028-29 | 2029-30 | 2030-31 | 2031-32 | 2032-33 | 2033-34 | 2034-35 | 2035-36 | 2036-37 | 2037-38 | 2038-39 | 2039-40 | 2040-41 | 2041-42 | 2042-43 | 2043-44 | 2044-45 | 2045-46 | 2046-47 | 2047-48 | 2048-49 | 2049-50
TAS1 | Distributed PV | 229.7301 | 233.6107 | 244.5832 | 250.1828 | 239.0513 | 258.6028 | 262.2947 | 255.9554 | 259.2302 | 266.9549 | 266.709 | 278.4185 | 281.698 | 270.6302 | 290.7257 | 296.3721 | 290.465 | 294.7684 | 304.5288 | 306.0679 | 318.271 | 320.8917 | 308.5126 | 333.4009 | 338.3584 | 330.2999 | 335.8877 | 349.0389 | 349.1495
TAS1 | Behind the meter battery | 6.9195 | 6.8638 | 6.7092 | 7.6595 | 8.7605 | 9.9755 | 11.1771 | 11.6221 | 12.2156 | 12.6582 | 15.9068 | 16.574 | 18.1666 | 18.8293 | 18.8128 | 18.5076 | 18.2286 | 17.9311 | 17.7857 | 17.562 | 17.3566 | 17.1522 | 17.0236 | 16.7536 | 16.512 | 16.2267 | 15.9974 | 15.6713 | 15.3975
TAS1 | Behind the meter battery pump | 5.8801 | 5.8272 | 5.7004 | 6.5061 | 7.4456 | 8.479 | 9.4917 | 9.8769 | 10.3824 | 10.7515 | 13.5182 | 14.0776 | 15.4296 | 16.0015 | 15.9778 | 15.7262 | 15.4938 | 15.2242 | 15.0996 | 14.9189 | 14.7362 | 14.5671 | 14.457 | 14.2291 | 14.0299 | 13.7782 | 13.5896 | 13.3207 | 13.0725

## BaseCase_Capacity
Installed capacity by technology (MW) - BaseCase, Slow Change Scenario
Capacity calculated on 1 July. In early study years some wind and solar projects enter later in the financial year and are therefore reflected in the following financial year's capacity.
Explicitly modelled generation
Region | Technology | 2021-22 | 2022-23 | 2023-24 | 2024-25 | 2025-26 | 2026-27 | 2027-28 | 2028-29 | 2029-30 | 2030-31 | 2031-32 | 2032-33 | 2033-34 | 2034-35 | 2035-36 | 2036-37 | 2037-38 | 2038-39 | 2039-40 | 2040-41 | 2041-42 | 2042-43 | 2043-44 | 2044-45 | 2045-46 | 2046-47 | 2047-48 | 2048-49 | 2049-50
NEM | Black Coal | 18366 | 17891 | 16416 | 12972.6777 | 10577.7959 | 9749.0082 | 9745.8195 | 9045.8195 | 6923.8636 | 6281.4717 | 5611.7521 | 5611.7521 | 5611.7521 | 5611.7521 | 5373.8362 | 5318.3093 | 5164.9408 | 5164.9408 | 5164.9408 | 5164.9408 | 5164.9408 | 3070.9408 | 2787 | 2422 | 2057 | 1692 | 1692 | 1692 | 1692
NEM | Brown Coal | 4790 | 4790 | 4790 | 3031.4729 | 3031.4729 | 3031.4729 | 3031.4729 | 3031.4729 | 3031.4729 | 3031.4729 | 3031.4729 | 3031.4729 | 3031.4729 | 3031.4729 | 3031.4729 | 3031.4729 | 3031.4729 | 3031.4729 | 3031.4729 | 3031.4729 | 3031.4729 | 3031.4729 | 3031.4729 | 3031.4729 | 3031.4729 | 3031.4729 | 1916.4729 | 0 | 0
NEM | CCGT | 3054.9 | 3054.9 | 2874.9 | 2874.9 | 2874.9 | 2874.9 | 2874.9 | 2874.9 | 2874.9 | 2874.9 | 2874.9 | 2874.9 | 2874.9 | 2874.9 | 2874.9 | 2489.9 | 1960.9 | 1960.9 | 1817.5 | 1817.5 | 1817.5 | 1817.5 | 1377.5 | 1192.5 | 548 | 388 | 388 | 388 | 388
NEM | Gas - Steam | 1384 | 1384 | 1384 | 1384 | 1384 | 1384 | 1384 | 1384 | 1384 | 1384 | 1384 | 1384 | 1384 | 1384 | 584 | 584 | 584 | 584 | 84 | 84 | 84 | 84 | 84 | 84 | 84 | 0 | 0 | 0 | 0
NEM | OCGT / Diesel | 6863.14 | 6863.14 | 6863.14 | 6863.14 | 6863.14 | 6863.14 | 6863.14 | 6863.14 | 6863.14 | 6480.64 | 6480.64 | 6211.3 | 5749.3 | 5632.3 | 5502.3 | 5502.3 | 5502.3 | 5502.3 | 5062.3 | 4942.3 | 4942.3 | 4848.3 | 4848.3 | 4369.665 | 4369.665 | 4439.9114 | 3855.9114 | 5173.2128 | 4654.2128
NEM | Hydro | 7365.3 | 7365.3 | 7365.3 | 7365.3 | 7365.3 | 7365.3 | 7365.3 | 7365.3 | 7365.3 | 7365.3 | 7365.3 | 7365.3 | 7365.3 | 7365.3 | 7365.3 | 7365.3 | 7278.9 | 7278.9 | 7278.9 | 7278.9 | 7278.9 | 7212.9 | 7212.9 | 7212.9 | 7212.9 | 7212.9 | 7212.9 | 7212.9 | 7212.9
NEM | Wind | 8952.838 | 11245.3614 | 11995.5818 | 13345.6037 | 14095.5606 | 14776.0881 | 15793.6905 | 16504.7626 | 16551.1681 | 16580.4957 | 18115.7876 | 18258.3553 | 18249.7233 | 18392.2911 | 18312.9588 | 18224.2267 | 20806.39 | 21034.5078 | 21440.0732 | 21090.3616 | 23280.8251 | 26397.0791 | 26845.549 | 25974.4834 | 26036.1876 | 27544.8193 | 29834.6976 | 32582.2386 | 32947.1776
NEM | Solar PV | 5599.971 | 6959.156 | 6959.156 | 6959.156 | 6959.156 | 7059.156 | 7347.9866 | 7653.0426 | 8424.2661 | 9195.4897 | 11789.2279 | 11789.2279 | 11789.2279 | 11789.2279 | 11789.2279 | 11668.2279 | 11618.2279 | 11467.9279 | 11467.9279 | 11467.9279 | 11467.9279 | 13298.3778 | 13464.1048 | 13045.4848 | 14008.7559 | 17813.2453 | 19129.0239 | 20707.4347 | 21494.2816
NEM | Grid Battery | 260.33 | 600.33 | 600.33 | 600.33 | 600.33 | 600.33 | 600.33 | 600.33 | 600.33 | 570.33 | 570.33 | 570.33 | 515 | 490 | 490 | 490 | 729.2416 | 729.2416 | 859.3487 | 904.6325 | 2363.4998 | 2360.7352 | 2490.6296 | 3795.1933 | 3838.2853 | 3838.2853 | 3838.2853 | 4726.2463 | 5122.4854
NEM | Pumped Hydro | 810 | 810 | 810 | 810 | 2850 | 2850 | 2850 | 2850 | 4850 | 4850 | 4850 | 4850 | 4850 | 4850 | 4850 | 4850 | 4850.0001 | 4862.7739 | 5175.7474 | 5175.7683 | 5248.7524 | 5575.5126 | 5575.5126 | 5575.5126 | 6279.674 | 7413.7906 | 7571.4873 | 8559.5151 | 8559.5151
NEM | VPP | 16.664 | 23.784 | 29.264 | 39.576 | 51.967 | 65.293 | 79.86 | 94.306 | 109.741 | 119.148 | 146.679 | 164.379 | 187.385 | 202.9 | 213.633 | 223.149 | 232.423 | 242.169 | 252.817 | 263.667 | 274.382 | 285.466 | 297.338 | 309.263 | 321.064 | 332.771 | 344.395 | 356.261 | 368.479
Total excluding storage |  | 56376.149 | 59552.8573 | 58648.0778 | 54796.2503 | 53151.3253 | 53103.0651 | 54406.3095 | 54722.4376 | 53418.1106 | 53193.7699 | 56653.0804 | 56526.3082 | 56055.6762 | 56081.2439 | 54833.9957 | 54183.7368 | 55947.1316 | 56024.9493 | 55347.1148 | 54877.4032 | 57067.8667 | 59760.5706 | 59650.8267 | 57332.5061 | 57347.9815 | 62122.3488 | 64029.0057 | 67755.7861 | 68388.572
Region | Technology | 2021-22 | 2022-23 | 2023-24 | 2024-25 | 2025-26 | 2026-27 | 2027-28 | 2028-29 | 2029-30 | 2030-31 | 2031-32 | 2032-33 | 2033-34 | 2034-35 | 2035-36 | 2036-37 | 2037-38 | 2038-39 | 2039-40 | 2040-41 | 2041-42 | 2042-43 | 2043-44 | 2044-45 | 2045-46 | 2046-47 | 2047-48 | 2048-49 | 2049-50
NSW1 | Black Coal | 10240 | 9765 | 8290 | 7097.8901 | 4703.0082 | 4703.0082 | 4703.0082 | 4703.0082 | 2662.1115 | 2019.7196 | 1350 | 1350 | 1350 | 1350 | 1350 | 1350 | 1350 | 1350 | 1350 | 1350 | 1350 | 0 | 0 | 0 | 0 | 0 | 0 | 0 | 0
NSW1 | Brown Coal | 0 | 0 | 0 | 0 | 0 | 0 | 0 | 0 | 0 | 0 | 0 | 0 | 0 | 0 | 0 | 0 | 0 | 0 | 0 | 0 | 0 | 0 | 0 | 0 | 0 | 0 | 0 | 0 | 0
NSW1 | CCGT | 625 | 625 | 625 | 625 | 625 | 625 | 625 | 625 | 625 | 625 | 625 | 625 | 625 | 625 | 625 | 625 | 625 | 625 | 625 | 625 | 625 | 625 | 185 | 0 | 0 | 0 | 0 | 0 | 0
NSW1 | Gas - Steam | 0 | 0 | 0 | 0 | 0 | 0 | 0 | 0 | 0 | 0 | 0 | 0 | 0 | 0 | 0 | 0 | 0 | 0 | 0 | 0 | 0 | 0 | 0 | 0 | 0 | 0 | 0 | 0 | 0
NSW1 | OCGT / Diesel | 1438 | 1438 | 1438 | 1438 | 1438 | 1438 | 1438 | 1438 | 1438 | 1438 | 1438 | 1438 | 1438 | 1438 | 1388 | 1388 | 1388 | 1388 | 1388 | 1388 | 1388 | 1388 | 1388 | 1308.5649 | 1308.5649 | 1308.5649 | 1308.5649 | 1639.493 | 1639.493
NSW1 | Hydro | 2585 | 2585 | 2585 | 2585 | 2585 | 2585 | 2585 | 2585 | 2585 | 2585 | 2585 | 2585 | 2585 | 2585 | 2585 | 2585 | 2585 | 2585 | 2585 | 2585 | 2585 | 2585 | 2585 | 2585 | 2585 | 2585 | 2585 | 2585 | 2585
NSW1 | Wind | 2220.73 | 2829.0934 | 3437.658 | 4046.0238 | 4654.5887 | 5197.9601 | 5597.1618 | 5984.2856 | 5984.2856 | 5984.2856 | 7377.7737 | 7377.7737 | 7377.7737 | 7377.7737 | 7377.7737 | 7331.2737 | 7061.2737 | 6958.7937 | 6958.7937 | 6604.854 | 8515.003 | 10550.5463 | 10490.557 | 10490.557 | 10490.557 | 10660.507 | 10772.4337 | 10772.4337 | 10659.244
NSW1 | Solar PV | 2130.363 | 2600.363 | 2600.363 | 2600.363 | 2600.363 | 2700.363 | 2989.1936 | 3294.2496 | 4065.4731 | 4836.6967 | 7430.4349 | 7430.4349 | 7430.4349 | 7430.4349 | 7430.4349 | 7430.4349 | 7430.4349 | 7280.1349 | 7280.1349 | 7280.1349 | 7280.1349 | 8092.636 | 8084.9746 | 8084.9746 | 8414.6619 | 10603.2443 | 11203.8942 | 11153.8942 | 11009.7965
NSW1 | Grid Battery | 0 | 0 | 0 | 0 | 0 | 0 | 0 | 0 | 0 | 0 | 0 | 0 | 0 | 0 | 0 | 0 | 0 | 0 | 0 | 0 | 0 | 0 | 129.8944 | 340.1549 | 383.2469 | 383.2469 | 383.2469 | 383.2469 | 383.2469
NSW1 | Pumped Hydro | 240 | 240 | 240 | 240 | 2280 | 2280 | 2280 | 2280 | 4280 | 4280 | 4280 | 4280 | 4280 | 4280 | 4280 | 4280 | 4280 | 4280 | 4280 | 4280.0209 | 4280 | 4280 | 4280 | 4280 | 4280 | 4280 | 4280 | 4280 | 4280
NSW1 | VPP | 6.558 | 8.786 | 10.68 | 15.384 | 20.217 | 25.635 | 31.095 | 36.873 | 42.845 | 46.41 | 57.069 | 64.706 | 73.35 | 79.327 | 83.166 | 86.441 | 89.566 | 92.826 | 96.448 | 100.138 | 103.729 | 107.422 | 111.417 | 115.418 | 119.319 | 123.127 | 126.856 | 130.617 | 134.472
Total excluding storage |  | 19239.093 | 19842.4564 | 18976.021 | 18392.2769 | 16605.9599 | 17249.3313 | 17937.3636 | 18629.5435 | 17359.8702 | 17488.7019 | 20806.2086 | 20806.2086 | 20806.2086 | 20806.2086 | 20756.2086 | 20709.7086 | 20439.7086 | 20186.9286 | 20186.9286 | 19832.9889 | 21743.1379 | 23241.1823 | 22733.5316 | 22469.0965 | 22798.7838 | 25157.3163 | 25869.8929 | 26150.8209 | 25893.5335
Region | Technology | 2021-22 | 2022-23 | 2023-24 | 2024-25 | 2025-26 | 2026-27 | 2027-28 | 2028-29 | 2029-30 | 2030-31 | 2031-32 | 2032-33 | 2033-34 | 2034-35 | 2035-36 | 2036-37 | 2037-38 | 2038-39 | 2039-40 | 2040-41 | 2041-42 | 2042-43 | 2043-44 | 2044-45 | 2045-46 | 2046-47 | 2047-48 | 2048-49 | 2049-50
QLD1 | Black Coal | 8126 | 8126 | 8126 | 5874.7876 | 5874.7876 | 5046 | 5042.8112 | 4342.8112 | 4261.7521 | 4261.7521 | 4261.7521 | 4261.7521 | 4261.7521 | 4261.7521 | 4023.8362 | 3968.3093 | 3814.9408 | 3814.9408 | 3814.9408 | 3814.9408 | 3814.9408 | 3070.9408 | 2787 | 2422 | 2057 | 1692 | 1692 | 1692 | 1692
QLD1 | Brown Coal | 0 | 0 | 0 | 0 | 0 | 0 | 0 | 0 | 0 | 0 | 0 | 0 | 0 | 0 | 0 | 0 | 0 | 0 | 0 | 0 | 0 | 0 | 0 | 0 | 0 | 0 | 0 | 0 | 0
QLD1 | CCGT | 1512.9 | 1512.9 | 1512.9 | 1512.9 | 1512.9 | 1512.9 | 1512.9 | 1512.9 | 1512.9 | 1512.9 | 1512.9 | 1512.9 | 1512.9 | 1512.9 | 1512.9 | 1127.9 | 1127.9 | 1127.9 | 984.5 | 984.5 | 984.5 | 984.5 | 984.5 | 984.5 | 340 | 180 | 180 | 180 | 180
QLD1 | Gas - Steam | 84 | 84 | 84 | 84 | 84 | 84 | 84 | 84 | 84 | 84 | 84 | 84 | 84 | 84 | 84 | 84 | 84 | 84 | 84 | 84 | 84 | 84 | 84 | 84 | 84 | 0 | 0 | 0 | 0
QLD1 | OCGT / Diesel | 1910 | 1910 | 1910 | 1910 | 1910 | 1910 | 1910 | 1910 | 1910 | 1910 | 1910 | 1910 | 1618 | 1501 | 1501 | 1501 | 1501 | 1501 | 1501 | 1501 | 1501 | 1501 | 1501 | 1369 | 1369 | 1439.2464 | 1439.2464 | 2097.6191 | 1578.6191
QLD1 | Hydro | 152.4 | 152.4 | 152.4 | 152.4 | 152.4 | 152.4 | 152.4 | 152.4 | 152.4 | 152.4 | 152.4 | 152.4 | 152.4 | 152.4 | 152.4 | 152.4 | 66 | 66 | 66 | 66 | 66 | 0 | 0 | 0 | 0 | 0 | 0 | 0 | 0
QLD1 | Wind | 676.608 | 1176.608 | 1176.608 | 1776.608 | 1776.608 | 1776.6087 | 2290.8538 | 2477.6466 | 2477.6466 | 2477.6466 | 2477.6466 | 2477.6466 | 2477.6466 | 2477.6466 | 2477.6466 | 2477.6466 | 4253.8859 | 4253.8859 | 4253.8859 | 4292.5564 | 4572.8709 | 5375.5704 | 5769.5804 | 5316.6904 | 5596.4224 | 6551.8535 | 6551.8535 | 6551.8535 | 7070.951
QLD1 | Solar PV | 2017.635 | 2827.62 | 2827.62 | 2827.62 | 2827.62 | 2827.62 | 2827.62 | 2827.62 | 2827.62 | 2827.62 | 2827.62 | 2827.62 | 2827.62 | 2827.62 | 2827.62 | 2706.62 | 2656.62 | 2656.62 | 2656.62 | 2656.62 | 2656.62 | 3629.347 | 3564.2839 | 3363.1839 | 3854.4643 | 5470.3705 | 5359.9705 | 4829.0705 | 5437.7558
QLD1 | Grid Battery | 0 | 20 | 20 | 20 | 20 | 20 | 20 | 20 | 20 | 20 | 20 | 20 | 20 | 20 | 20 | 20 | 259.2416 | 259.2416 | 259.2416 | 304.5254 | 845.6899 | 1142.9253 | 1142.9253 | 1649.5109 | 1649.5109 | 1649.5109 | 1649.5109 | 1649.5109 | 2045.75
QLD1 | Pumped Hydro | 570 | 570 | 570 | 570 | 570 | 570 | 570 | 570 | 570 | 570 | 570 | 570 | 570 | 570 | 570 | 570 | 570.0001 | 570.0001 | 570.0001 | 570.0001 | 643.0051 | 969.7653 | 969.7653 | 969.7653 | 1516.0008 | 2650.1174 | 2650.1174 | 2650.1174 | 2650.1174
QLD1 | VPP | 2.603 | 3.317 | 4.026 | 5.403 | 7.677 | 9.803 | 12.359 | 14.691 | 17.29 | 18.852 | 24.22 | 26.67 | 30.579 | 33.136 | 34.83 | 36.323 | 37.834 | 39.483 | 41.237 | 42.889 | 44.434 | 46.046 | 47.854 | 49.667 | 51.432 | 53.152 | 54.833 | 56.545 | 58.297
Total excluding storage |  | 14479.543 | 15789.528 | 15789.528 | 14138.3157 | 14138.3157 | 13309.5286 | 13820.585 | 13307.3779 | 13226.3187 | 13226.3187 | 13226.3187 | 13226.3187 | 12934.3187 | 12817.3187 | 12579.4028 | 12017.8759 | 13504.3467 | 13504.3467 | 13360.9467 | 13399.6172 | 13679.9317 | 14645.3583 | 14690.3643 | 13539.3742 | 13300.8867 | 15333.4704 | 15223.0704 | 15350.5431 | 15959.3258
Region | Technology | 2021-22 | 2022-23 | 2023-24 | 2024-25 | 2025-26 | 2026-27 | 2027-28 | 2028-29 | 2029-30 | 2030-31 | 2031-32 | 2032-33 | 2033-34 | 2034-35 | 2035-36 | 2036-37 | 2037-38 | 2038-39 | 2039-40 | 2040-41 | 2041-42 | 2042-43 | 2043-44 | 2044-45 | 2045-46 | 2046-47 | 2047-48 | 2048-49 | 2049-50
VIC1 | Black Coal | 0 | 0 | 0 | 0 | 0 | 0 | 0 | 0 | 0 | 0 | 0 | 0 | 0 | 0 | 0 | 0 | 0 | 0 | 0 | 0 | 0 | 0 | 0 | 0 | 0 | 0 | 0 | 0 | 0
VIC1 | Brown Coal | 4790 | 4790 | 4790 | 3031.4729 | 3031.4729 | 3031.4729 | 3031.4729 | 3031.4729 | 3031.4729 | 3031.4729 | 3031.4729 | 3031.4729 | 3031.4729 | 3031.4729 | 3031.4729 | 3031.4729 | 3031.4729 | 3031.4729 | 3031.4729 | 3031.4729 | 3031.4729 | 3031.4729 | 3031.4729 | 3031.4729 | 3031.4729 | 3031.4729 | 1916.4729 | 0 | 0
VIC1 | CCGT | 0 | 0 | 0 | 0 | 0 | 0 | 0 | 0 | 0 | 0 | 0 | 0 | 0 | 0 | 0 | 0 | 0 | 0 | 0 | 0 | 0 | 0 | 0 | 0 | 0 | 0 | 0 | 0 | 0
VIC1 | Gas - Steam | 500 | 500 | 500 | 500 | 500 | 500 | 500 | 500 | 500 | 500 | 500 | 500 | 500 | 500 | 500 | 500 | 500 | 500 | 0 | 0 | 0 | 0 | 0 | 0 | 0 | 0 | 0 | 0 | 0
VIC1 | OCGT / Diesel | 1900 | 1900 | 1900 | 1900 | 1900 | 1900 | 1900 | 1900 | 1900 | 1900 | 1900 | 1900 | 1730 | 1730 | 1730 | 1730 | 1730 | 1730 | 1290 | 1290 | 1290 | 1196 | 1196 | 1196 | 1196 | 1196 | 612 | 772.6688 | 772.6688
VIC1 | Hydro | 2219 | 2219 | 2219 | 2219 | 2219 | 2219 | 2219 | 2219 | 2219 | 2219 | 2219 | 2219 | 2219 | 2219 | 2219 | 2219 | 2219 | 2219 | 2219 | 2219 | 2219 | 2219 | 2219 | 2219 | 2219 | 2219 | 2219 | 2219 | 2219
VIC1 | Wind | 3434.44 | 4322.2 | 4322.2 | 4322.2 | 4322.2 | 4322.2 | 4322.2 | 4322.2 | 4322.2 | 4322.2 | 4322.2 | 4322.2 | 4269.7 | 4269.7 | 4269.7 | 4269.7 | 4202.5 | 3785.97 | 3901.6386 | 3758.4608 | 3758.4608 | 3835.8626 | 4164.1718 | 3852.1718 | 3977.344 | 4211.7745 | 6314.1968 | 8919.8215 | 8820.7691
VIC1 | Solar PV | 1098.973 | 1098.973 | 1098.973 | 1098.973 | 1098.973 | 1098.973 | 1098.973 | 1098.973 | 1098.973 | 1098.973 | 1098.973 | 1098.973 | 1098.973 | 1098.973 | 1098.973 | 1098.973 | 1098.973 | 1098.973 | 1098.973 | 1098.973 | 1098.973 | 1098.973 | 1098.973 | 991.453 | 960.35 | 960.3507 | 1340.35 | 3288.45 | 3718.7094
VIC1 | Grid Battery | 55.33 | 375.33 | 375.33 | 375.33 | 375.33 | 375.33 | 375.33 | 375.33 | 375.33 | 375.33 | 375.33 | 375.33 | 320 | 320 | 320 | 320 | 320 | 320 | 450.1071 | 450.1071 | 766.0821 | 466.0821 | 466.0821 | 839.678 | 839.678 | 839.678 | 839.678 | 1727.639 | 1727.639
VIC1 | Pumped Hydro | 0 | 0 | 0 | 0 | 0 | 0 | 0 | 0 | 0 | 0 | 0 | 0 | 0 | 0 | 0 | 0 | 0 | 12.7738 | 325.7473 | 325.7473 | 325.7473 | 325.7473 | 325.7473 | 325.7473 | 483.6732 | 483.6732 | 641.3699 | 1629.3977 | 1629.3977
VIC1 | VPP | 3.731 | 5.337 | 6.562 | 8.868 | 11.994 | 15.011 | 18.664 | 22.177 | 26.3 | 29 | 38.307 | 44.082 | 52.345 | 57.273 | 60.753 | 63.832 | 66.791 | 69.883 | 73.295 | 76.876 | 80.486 | 84.222 | 88.149 | 92.06 | 95.945 | 99.82 | 103.664 | 107.599 | 111.657
Total excluding storage |  | 13942.413 | 14830.173 | 14830.173 | 13071.6458 | 13071.6458 | 13071.6458 | 13071.6458 | 13071.6458 | 13071.6458 | 13071.6458 | 13071.6458 | 13071.6458 | 12849.1458 | 12849.1458 | 12849.1458 | 12849.1458 | 12781.9458 | 12365.4158 | 11541.0844 | 11397.9066 | 11397.9066 | 11381.3084 | 11709.6176 | 11290.0976 | 11384.1669 | 11618.598 | 12402.0196 | 15199.9403 | 15531.1473
Region | Technology | 2021-22 | 2022-23 | 2023-24 | 2024-25 | 2025-26 | 2026-27 | 2027-28 | 2028-29 | 2029-30 | 2030-31 | 2031-32 | 2032-33 | 2033-34 | 2034-35 | 2035-36 | 2036-37 | 2037-38 | 2038-39 | 2039-40 | 2040-41 | 2041-42 | 2042-43 | 2043-44 | 2044-45 | 2045-46 | 2046-47 | 2047-48 | 2048-49 | 2049-50
SA1 | Black Coal | 0 | 0 | 0 | 0 | 0 | 0 | 0 | 0 | 0 | 0 | 0 | 0 | 0 | 0 | 0 | 0 | 0 | 0 | 0 | 0 | 0 | 0 | 0 | 0 | 0 | 0 | 0 | 0 | 0
SA1 | Brown Coal | 0 | 0 | 0 | 0 | 0 | 0 | 0 | 0 | 0 | 0 | 0 | 0 | 0 | 0 | 0 | 0 | 0 | 0 | 0 | 0 | 0 | 0 | 0 | 0 | 0 | 0 | 0 | 0 | 0
SA1 | CCGT | 709 | 709 | 529 | 529 | 529 | 529 | 529 | 529 | 529 | 529 | 529 | 529 | 529 | 529 | 529 | 529 | 0 | 0 | 0 | 0 | 0 | 0 | 0 | 0 | 0 | 0 | 0 | 0 | 0
SA1 | Gas - Steam | 800 | 800 | 800 | 800 | 800 | 800 | 800 | 800 | 800 | 800 | 800 | 800 | 800 | 800 | 0 | 0 | 0 | 0 | 0 | 0 | 0 | 0 | 0 | 0 | 0 | 0 | 0 | 0 | 0
SA1 | OCGT / Diesel | 1437.14 | 1437.14 | 1437.14 | 1437.14 | 1437.14 | 1437.14 | 1437.14 | 1437.14 | 1437.14 | 1054.64 | 1054.64 | 785.3 | 785.3 | 785.3 | 705.3 | 705.3 | 705.3 | 705.3 | 705.3 | 705.3 | 705.3 | 705.3 | 705.3 | 438.1001 | 438.1001 | 438.1001 | 438.1001 | 605.4319 | 605.4319
SA1 | Hydro | 0 | 0 | 0 | 0 | 0 | 0 | 0 | 0 | 0 | 0 | 0 | 0 | 0 | 0 | 0 | 0 | 0 | 0 | 0 | 0 | 0 | 0 | 0 | 0 | 0 | 0 | 0 | 0 | 0
SA1 | Wind | 2053.31 | 2349.71 | 2349.71 | 2349.71 | 2349.71 | 2349.71 | 2316.71 | 2316.71 | 2225.96 | 2113.96 | 2113.96 | 2113.96 | 2015.26 | 2015.26 | 1793.36 | 1608.56 | 2609.1163 | 3213.5157 | 3355.677 | 3316.677 | 3316.677 | 3517.2864 | 3303.4264 | 3345.6507 | 3002.4507 | 3151.2708 | 3226.8001 | 3368.7164 | 3426.8001
SA1 | Solar PV | 353 | 432.2 | 432.2 | 432.2 | 432.2 | 432.2 | 432.2 | 432.2 | 432.2 | 432.2 | 432.2 | 432.2 | 432.2 | 432.2 | 432.2 | 432.2 | 432.2 | 432.2 | 432.2 | 432.2 | 432.2 | 477.4218 | 715.8734 | 605.8734 | 779.2797 | 779.2797 | 1224.8091 | 1436.0199 | 1328.0199
SA1 | Grid Battery | 205 | 205 | 205 | 205 | 205 | 205 | 205 | 205 | 205 | 175 | 175 | 175 | 175 | 150 | 150 | 150 | 150 | 150 | 150 | 150 | 751.7278 | 751.7278 | 751.7278 | 965.8495 | 965.8495 | 965.8495 | 965.8495 | 965.8495 | 965.8495
SA1 | Pumped Hydro | 0 | 0 | 0 | 0 | 0 | 0 | 0 | 0 | 0 | 0 | 0 | 0 | 0 | 0 | 0 | 0 | 0 | 0 | 0 | 0 | 0 | 0 | 0 | 0 | 0 | 0 | 0 | 0 | 0
SA1 | VPP | 3.332 | 5.788 | 7.33 | 9.022 | 10.892 | 13.305 | 15.805 | 18.292 | 20.649 | 22.005 | 23.441 | 24.951 | 26.615 | 28.315 | 29.831 | 31.335 | 32.863 | 34.455 | 36.142 | 37.889 | 39.684 | 41.551 | 43.511 | 45.537 | 47.623 | 49.772 | 51.99 | 54.295 | 56.693
Total excluding storage |  | 5352.45 | 5728.05 | 5548.05 | 5548.05 | 5548.05 | 5548.05 | 5515.05 | 5515.05 | 5424.3 | 4929.8 | 4929.8 | 4660.46 | 4561.76 | 4561.76 | 3459.86 | 3275.06 | 3746.6163 | 4351.0157 | 4493.177 | 4454.177 | 4454.177 | 4700.0081 | 4724.5997 | 4389.6242 | 4219.8306 | 4368.6507 | 4889.7093 | 5410.1683 | 5360.252
Region | Technology | 2021-22 | 2022-23 | 2023-24 | 2024-25 | 2025-26 | 2026-27 | 2027-28 | 2028-29 | 2029-30 | 2030-31 | 2031-32 | 2032-33 | 2033-34 | 2034-35 | 2035-36 | 2036-37 | 2037-38 | 2038-39 | 2039-40 | 2040-41 | 2041-42 | 2042-43 | 2043-44 | 2044-45 | 2045-46 | 2046-47 | 2047-48 | 2048-49 | 2049-50
TAS1 | Black Coal | 0 | 0 | 0 | 0 | 0 | 0 | 0 | 0 | 0 | 0 | 0 | 0 | 0 | 0 | 0 | 0 | 0 | 0 | 0 | 0 | 0 | 0 | 0 | 0 | 0 | 0 | 0 | 0 | 0
TAS1 | Brown Coal | 0 | 0 | 0 | 0 | 0 | 0 | 0 | 0 | 0 | 0 | 0 | 0 | 0 | 0 | 0 | 0 | 0 | 0 | 0 | 0 | 0 | 0 | 0 | 0 | 0 | 0 | 0 | 0 | 0
TAS1 | CCGT | 208 | 208 | 208 | 208 | 208 | 208 | 208 | 208 | 208 | 208 | 208 | 208 | 208 | 208 | 208 | 208 | 208 | 208 | 208 | 208 | 208 | 208 | 208 | 208 | 208 | 208 | 208 | 208 | 208
TAS1 | Gas - Steam | 0 | 0 | 0 | 0 | 0 | 0 | 0 | 0 | 0 | 0 | 0 | 0 | 0 | 0 | 0 | 0 | 0 | 0 | 0 | 0 | 0 | 0 | 0 | 0 | 0 | 0 | 0 | 0 | 0
TAS1 | OCGT / Diesel | 178 | 178 | 178 | 178 | 178 | 178 | 178 | 178 | 178 | 178 | 178 | 178 | 178 | 178 | 178 | 178 | 178 | 178 | 178 | 58 | 58 | 58 | 58 | 58 | 58 | 58 | 58 | 58 | 58
TAS1 | Hydro | 2408.9 | 2408.9 | 2408.9 | 2408.9 | 2408.9 | 2408.9 | 2408.9 | 2408.9 | 2408.9 | 2408.9 | 2408.9 | 2408.9 | 2408.9 | 2408.9 | 2408.9 | 2408.9 | 2408.9 | 2408.9 | 2408.9 | 2408.9 | 2408.9 | 2408.9 | 2408.9 | 2408.9 | 2408.9 | 2408.9 | 2408.9 | 2408.9 | 2408.9
TAS1 | Wind | 567.75 | 567.75 | 709.4058 | 851.0618 | 992.4539 | 1129.6093 | 1266.765 | 1403.9204 | 1541.0759 | 1682.4035 | 1824.2073 | 1966.775 | 2109.343 | 2251.9108 | 2394.4785 | 2537.0464 | 2679.6142 | 2822.3426 | 2970.0781 | 3117.8135 | 3117.8135 | 3117.8135 | 3117.8135 | 2969.4135 | 2969.4135 | 2969.4135 | 2969.4135 | 2969.4135 | 2969.4135
TAS1 | Solar PV | 0 | 0 | 0 | 0 | 0 | 0 | 0 | 0 | 0 | 0 | 0 | 0 | 0 | 0 | 0 | 0 | 0 | 0 | 0 | 0 | 0 | 0 | 0 | 0 | 0 | 0 | 0 | 0 | 0
TAS1 | Grid Battery | 0 | 0 | 0 | 0 | 0 | 0 | 0 | 0 | 0 | 0 | 0 | 0 | 0 | 0 | 0 | 0 | 0 | 0 | 0 | 0 | 0 | 0 | 0 | 0 | 0 | 0 | 0 | 0 | 0
TAS1 | Pumped Hydro | 0 | 0 | 0 | 0 | 0 | 0 | 0 | 0 | 0 | 0 | 0 | 0 | 0 | 0 | 0 | 0 | 0 | 0 | 0 | 0 | 0 | 0 | 0 | 0 | 0 | 0 | 0 | 0 | 0
TAS1 | VPP | 0.44 | 0.556 | 0.666 | 0.899 | 1.187 | 1.539 | 1.937 | 2.273 | 2.657 | 2.881 | 3.642 | 3.97 | 4.496 | 4.849 | 5.053 | 5.218 | 5.369 | 5.522 | 5.695 | 5.875 | 6.049 | 6.225 | 6.407 | 6.581 | 6.745 | 6.9 | 7.052 | 7.205 | 7.36
Total excluding storage |  | 3362.65 | 3362.65 | 3504.3058 | 3645.9618 | 3787.3539 | 3924.5093 | 4061.665 | 4198.8204 | 4335.9758 | 4477.3035 | 4619.1073 | 4761.675 | 4904.243 | 5046.8107 | 5189.3785 | 5331.9464 | 5474.5142 | 5617.2426 | 5764.9781 | 5792.7135 | 5792.7135 | 5792.7135 | 5792.7135 | 5644.3135 | 5644.3135 | 5644.3135 | 5644.3135 | 5644.3135 | 5644.3135
Explicitly modelled pumping
Region | Technology | 2021-22 | 2022-23 | 2023-24 | 2024-25 | 2025-26 | 2026-27 | 2027-28 | 2028-29 | 2029-30 | 2030-31 | 2031-32 | 2032-33 | 2033-34 | 2034-35 | 2035-36 | 2036-37 | 2037-38 | 2038-39 | 2039-40 | 2040-41 | 2041-42 | 2042-43 | 2043-44 | 2044-45 | 2045-46 | 2046-47 | 2047-48 | 2048-49 | 2049-50
NEM | Grid Battery pump | 260.33 | 600.33 | 600.33 | 600.33 | 600.33 | 600.33 | 600.33 | 600.33 | 600.33 | 570.33 | 570.33 | 570.33 | 515 | 490 | 490 | 490 | 729.2416 | 729.2416 | 859.3487 | 904.6325 | 2363.4998 | 2360.7352 | 2490.6296 | 3795.1933 | 3838.2853 | 3838.2853 | 3838.2853 | 4726.2463 | 5122.4854
NEM | Pumped Hydro Pump | 1330 | 1330 | 1330 | 1330 | 3370 | 3370 | 3370 | 3370 | 5370 | 5370 | 5370 | 5370 | 5370 | 5370 | 5370 | 5370 | 5370.0001 | 5382.7739 | 5695.7474 | 5695.7683 | 5768.7524 | 6095.5126 | 6095.5126 | 6095.5126 | 6799.674 | 7933.7906 | 8091.4873 | 9079.5151 | 9079.5151
NEM | VPP pump | 16.664 | 23.784 | 29.264 | 39.576 | 51.967 | 65.293 | 79.86 | 94.306 | 109.741 | 119.148 | 146.679 | 164.379 | 187.385 | 202.9 | 213.633 | 223.149 | 232.423 | 242.169 | 252.817 | 263.667 | 274.382 | 285.466 | 297.338 | 309.263 | 321.064 | 332.771 | 344.395 | 356.261 | 368.479
Region | Technology | 2021-22 | 2022-23 | 2023-24 | 2024-25 | 2025-26 | 2026-27 | 2027-28 | 2028-29 | 2029-30 | 2030-31 | 2031-32 | 2032-33 | 2033-34 | 2034-35 | 2035-36 | 2036-37 | 2037-38 | 2038-39 | 2039-40 | 2040-41 | 2041-42 | 2042-43 | 2043-44 | 2044-45 | 2045-46 | 2046-47 | 2047-48 | 2048-49 | 2049-50
NSW1 | Grid Battery pump | 0 | 0 | 0 | 0 | 0 | 0 | 0 | 0 | 0 | 0 | 0 | 0 | 0 | 0 | 0 | 0 | 0 | 0 | 0 | 0 | 0 | 0 | 129.8944 | 340.1549 | 383.2469 | 383.2469 | 383.2469 | 383.2469 | 383.2469
NSW1 | Pumped Hydro Pump | 840 | 840 | 840 | 840 | 2880 | 2880 | 2880 | 2880 | 4880 | 4880 | 4880 | 4880 | 4880 | 4880 | 4880 | 4880 | 4880 | 4880 | 4880 | 4880.0209 | 4880 | 4880 | 4880 | 4880 | 4880 | 4880 | 4880 | 4880 | 4880
NSW1 | VPP pump | 6.558 | 8.786 | 10.68 | 15.384 | 20.217 | 25.635 | 31.095 | 36.873 | 42.845 | 46.41 | 57.069 | 64.706 | 73.35 | 79.327 | 83.166 | 86.441 | 89.566 | 92.826 | 96.448 | 100.138 | 103.729 | 107.422 | 111.417 | 115.418 | 119.319 | 123.127 | 126.856 | 130.617 | 134.472
Region | Technology | 2021-22 | 2022-23 | 2023-24 | 2024-25 | 2025-26 | 2026-27 | 2027-28 | 2028-29 | 2029-30 | 2030-31 | 2031-32 | 2032-33 | 2033-34 | 2034-35 | 2035-36 | 2036-37 | 2037-38 | 2038-39 | 2039-40 | 2040-41 | 2041-42 | 2042-43 | 2043-44 | 2044-45 | 2045-46 | 2046-47 | 2047-48 | 2048-49 | 2049-50
QLD1 | Grid Battery pump | 0 | 20 | 20 | 20 | 20 | 20 | 20 | 20 | 20 | 20 | 20 | 20 | 20 | 20 | 20 | 20 | 259.2416 | 259.2416 | 259.2416 | 304.5254 | 845.6899 | 1142.9253 | 1142.9253 | 1649.5109 | 1649.5109 | 1649.5109 | 1649.5109 | 1649.5109 | 2045.75
QLD1 | Pumped Hydro Pump | 490 | 490 | 490 | 490 | 490 | 490 | 490 | 490 | 490 | 490 | 490 | 490 | 490 | 490 | 490 | 490 | 490.0001 | 490.0001 | 490.0001 | 490.0001 | 563.0051 | 889.7653 | 889.7653 | 889.7653 | 1436.0008 | 2570.1174 | 2570.1174 | 2570.1174 | 2570.1174
QLD1 | VPP pump | 2.603 | 3.317 | 4.026 | 5.403 | 7.677 | 9.803 | 12.359 | 14.691 | 17.29 | 18.852 | 24.22 | 26.67 | 30.579 | 33.136 | 34.83 | 36.323 | 37.834 | 39.483 | 41.237 | 42.889 | 44.434 | 46.046 | 47.854 | 49.667 | 51.432 | 53.152 | 54.833 | 56.545 | 58.297
Region | Technology | 2021-22 | 2022-23 | 2023-24 | 2024-25 | 2025-26 | 2026-27 | 2027-28 | 2028-29 | 2029-30 | 2030-31 | 2031-32 | 2032-33 | 2033-34 | 2034-35 | 2035-36 | 2036-37 | 2037-38 | 2038-39 | 2039-40 | 2040-41 | 2041-42 | 2042-43 | 2043-44 | 2044-45 | 2045-46 | 2046-47 | 2047-48 | 2048-49 | 2049-50
VIC1 | Grid Battery pump | 55.33 | 375.33 | 375.33 | 375.33 | 375.33 | 375.33 | 375.33 | 375.33 | 375.33 | 375.33 | 375.33 | 375.33 | 320 | 320 | 320 | 320 | 320 | 320 | 450.1071 | 450.1071 | 766.0821 | 466.0821 | 466.0821 | 839.678 | 839.678 | 839.678 | 839.678 | 1727.639 | 1727.639
VIC1 | Pumped Hydro Pump | 0 | 0 | 0 | 0 | 0 | 0 | 0 | 0 | 0 | 0 | 0 | 0 | 0 | 0 | 0 | 0 | 0 | 12.7738 | 325.7473 | 325.7473 | 325.7473 | 325.7473 | 325.7473 | 325.7473 | 483.6732 | 483.6732 | 641.3699 | 1629.3977 | 1629.3977
VIC1 | VPP pump | 3.731 | 5.337 | 6.562 | 8.868 | 11.994 | 15.011 | 18.664 | 22.177 | 26.3 | 29 | 38.307 | 44.082 | 52.345 | 57.273 | 60.753 | 63.832 | 66.791 | 69.883 | 73.295 | 76.876 | 80.486 | 84.222 | 88.149 | 92.06 | 95.945 | 99.82 | 103.664 | 107.599 | 111.657
Region | Technology | 2021-22 | 2022-23 | 2023-24 | 2024-25 | 2025-26 | 2026-27 | 2027-28 | 2028-29 | 2029-30 | 2030-31 | 2031-32 | 2032-33 | 2033-34 | 2034-35 | 2035-36 | 2036-37 | 2037-38 | 2038-39 | 2039-40 | 2040-41 | 2041-42 | 2042-43 | 2043-44 | 2044-45 | 2045-46 | 2046-47 | 2047-48 | 2048-49 | 2049-50
SA1 | Grid Battery pump | 205 | 205 | 205 | 205 | 205 | 205 | 205 | 205 | 205 | 175 | 175 | 175 | 175 | 150 | 150 | 150 | 150 | 150 | 150 | 150 | 751.7278 | 751.7278 | 751.7278 | 965.8495 | 965.8495 | 965.8495 | 965.8495 | 965.8495 | 965.8495
SA1 | Pumped Hydro Pump | 0 | 0 | 0 | 0 | 0 | 0 | 0 | 0 | 0 | 0 | 0 | 0 | 0 | 0 | 0 | 0 | 0 | 0 | 0 | 0 | 0 | 0 | 0 | 0 | 0 | 0 | 0 | 0 | 0
SA1 | VPP pump | 3.332 | 5.788 | 7.33 | 9.022 | 10.892 | 13.305 | 15.805 | 18.292 | 20.649 | 22.005 | 23.441 | 24.951 | 26.615 | 28.315 | 29.831 | 31.335 | 32.863 | 34.455 | 36.142 | 37.889 | 39.684 | 41.551 | 43.511 | 45.537 | 47.623 | 49.772 | 51.99 | 54.295 | 56.693
Region | Technology | 2021-22 | 2022-23 | 2023-24 | 2024-25 | 2025-26 | 2026-27 | 2027-28 | 2028-29 | 2029-30 | 2030-31 | 2031-32 | 2032-33 | 2033-34 | 2034-35 | 2035-36 | 2036-37 | 2037-38 | 2038-39 | 2039-40 | 2040-41 | 2041-42 | 2042-43 | 2043-44 | 2044-45 | 2045-46 | 2046-47 | 2047-48 | 2048-49 | 2049-50
TAS1 | Grid Battery pump | 0 | 0 | 0 | 0 | 0 | 0 | 0 | 0 | 0 | 0 | 0 | 0 | 0 | 0 | 0 | 0 | 0 | 0 | 0 | 0 | 0 | 0 | 0 | 0 | 0 | 0 | 0 | 0 | 0
TAS1 | Pumped Hydro Pump | 0 | 0 | 0 | 0 | 0 | 0 | 0 | 0 | 0 | 0 | 0 | 0 | 0 | 0 | 0 | 0 | 0 | 0 | 0 | 0 | 0 | 0 | 0 | 0 | 0 | 0 | 0 | 0 | 0
TAS1 | VPP pump | 0.44 | 0.556 | 0.666 | 0.899 | 1.187 | 1.539 | 1.937 | 2.273 | 2.657 | 2.881 | 3.642 | 3.97 | 4.496 | 4.849 | 5.053 | 5.218 | 5.369 | 5.522 | 5.695 | 5.875 | 6.049 | 6.225 | 6.407 | 6.581 | 6.745 | 6.9 | 7.052 | 7.205 | 7.36
Non-controllable capacity
Region | Technology | 2021-22 | 2022-23 | 2023-24 | 2024-25 | 2025-26 | 2026-27 | 2027-28 | 2028-29 | 2029-30 | 2030-31 | 2031-32 | 2032-33 | 2033-34 | 2034-35 | 2035-36 | 2036-37 | 2037-38 | 2038-39 | 2039-40 | 2040-41 | 2041-42 | 2042-43 | 2043-44 | 2044-45 | 2045-46 | 2046-47 | 2047-48 | 2048-49 | 2049-50
NEM | Distributed PV | 12071.9601 | 12836.0361 | 13523.7203 | 14178.8822 | 14835.3555 | 15512.5326 | 16239.5508 | 16947.0386 | 17304.9306 | 17661.8011 | 18071.8312 | 18473.5992 | 18889.9324 | 19279.6463 | 19731.7674 | 20174.5607 | 20632.9484 | 21060.8571 | 21555.5786 | 22035.2366 | 22529.408 | 22994.5294 | 23523.7678 | 24037.3582 | 24568.6893 | 25073.3722 | 25638.2168 | 26197.5392 | 26773.1224
NEM | Behind the meter battery | 514.2 | 585.4 | 595.3 | 686 | 782.7 | 866.9 | 945.3 | 1004.4 | 1060.4 | 1110.7 | 1327.7 | 1440 | 1591.4 | 1670 | 1705.2 | 1728.8 | 1748.8 | 1771.3 | 1798.9 | 1826 | 1850.6 | 1875.9 | 1904.8 | 1932 | 1957.1 | 1979.7 | 2000.5 | 2021.5 | 2042.8
NEM | Behind the meter battery pump | 514.2 | 585.4 | 595.3 | 686 | 782.7 | 866.9 | 945.3 | 1004.4 | 1060.4 | 1110.7 | 1327.7 | 1440 | 1591.4 | 1670 | 1705.2 | 1728.8 | 1748.8 | 1771.3 | 1798.9 | 1826 | 1850.6 | 1875.9 | 1904.8 | 1932 | 1957.1 | 1979.7 | 2000.5 | 2021.5 | 2042.8
Region | Technology | 2021-22 | 2022-23 | 2023-24 | 2024-25 | 2025-26 | 2026-27 | 2027-28 | 2028-29 | 2029-30 | 2030-31 | 2031-32 | 2032-33 | 2033-34 | 2034-35 | 2035-36 | 2036-37 | 2037-38 | 2038-39 | 2039-40 | 2040-41 | 2041-42 | 2042-43 | 2043-44 | 2044-45 | 2045-46 | 2046-47 | 2047-48 | 2048-49 | 2049-50
NSW1 | Distributed PV | 3430.8612 | 3527.2651 | 3614.3143 | 3699.3742 | 3789.5904 | 3891.8215 | 4014.3248 | 4133.0652 | 4245.4669 | 4356.5247 | 4487.0786 | 4613.9457 | 4737.3366 | 4858.6192 | 5000.9756 | 5145.5395 | 5282.184 | 5417.1154 | 5576.6413 | 5731.6154 | 5876.7806 | 6020.8082 | 6185.689 | 6344.5854 | 6498.3271 | 6651.7908 | 6826.6012 | 6999.4085 | 7167.53
NSW1 | Behind the meter battery | 201.8 | 215.1 | 216 | 265.7 | 303.3 | 339.1 | 366.6 | 391.3 | 412.5 | 431 | 514.9 | 565.5 | 621.4 | 651.4 | 662.3 | 668.2 | 672.5 | 677.5 | 684.8 | 692 | 698 | 704.3 | 712.1 | 719.4 | 725.6 | 730.8 | 735.1 | 739.4 | 743.7
NSW1 | Behind the meter battery pump | 201.8 | 215.1 | 216 | 265.7 | 303.3 | 339.1 | 366.6 | 391.3 | 412.5 | 431 | 514.9 | 565.5 | 621.4 | 651.4 | 662.3 | 668.2 | 672.5 | 677.5 | 684.8 | 692 | 698 | 704.3 | 712.1 | 719.4 | 725.6 | 730.8 | 735.1 | 739.4 | 743.7
Region | Technology | 2021-22 | 2022-23 | 2023-24 | 2024-25 | 2025-26 | 2026-27 | 2027-28 | 2028-29 | 2029-30 | 2030-31 | 2031-32 | 2032-33 | 2033-34 | 2034-35 | 2035-36 | 2036-37 | 2037-38 | 2038-39 | 2039-40 | 2040-41 | 2041-42 | 2042-43 | 2043-44 | 2044-45 | 2045-46 | 2046-47 | 2047-48 | 2048-49 | 2049-50
QLD1 | Distributed PV | 3741.7238 | 3869.0981 | 3973.6735 | 4075.8552 | 4172.314 | 4278.4141 | 4391.7895 | 4494.34 | 4600.5328 | 4727.8011 | 4862.3166 | 4995.4091 | 5135.1279 | 5271.4915 | 5416.5844 | 5560.3624 | 5711.0651 | 5858.7107 | 6015.515 | 6171.571 | 6334.8512 | 6495.4532 | 6665.5414 | 6835.2177 | 7012.493 | 7187.5078 | 7372.4627 | 7557.1951 | 7749.9919
QLD1 | Behind the meter battery | 79.2 | 80.1 | 80.3 | 92 | 113.9 | 128.2 | 144.3 | 154.2 | 164.6 | 173.1 | 216.9 | 231 | 257 | 270.1 | 275.5 | 278.8 | 282.2 | 286.3 | 291 | 294.6 | 297.3 | 300.2 | 304.1 | 307.9 | 311.2 | 313.8 | 316.2 | 318.6 | 320.9
QLD1 | Behind the meter battery pump | 79.2 | 80.1 | 80.3 | 92 | 113.9 | 128.2 | 144.3 | 154.2 | 164.6 | 173.1 | 216.9 | 231 | 257 | 270.1 | 275.5 | 278.8 | 282.2 | 286.3 | 291 | 294.6 | 297.3 | 300.2 | 304.1 | 307.9 | 311.2 | 313.8 | 316.2 | 318.6 | 320.9
Region | Technology | 2021-22 | 2022-23 | 2023-24 | 2024-25 | 2025-26 | 2026-27 | 2027-28 | 2028-29 | 2029-30 | 2030-31 | 2031-32 | 2032-33 | 2033-34 | 2034-35 | 2035-36 | 2036-37 | 2037-38 | 2038-39 | 2039-40 | 2040-41 | 2041-42 | 2042-43 | 2043-44 | 2044-45 | 2045-46 | 2046-47 | 2047-48 | 2048-49 | 2049-50
VIC1 | Distributed PV | 3041.4624 | 3518.1757 | 3971.6673 | 4412.0893 | 4853.275 | 5291.2838 | 5750.236 | 6186.4027 | 6286.932 | 6368.0063 | 6473.0152 | 6560.8448 | 6673.5508 | 6766.6424 | 6889.6154 | 6988.2177 | 7116.9713 | 7221.569 | 7356.466 | 7467.3854 | 7608.9017 | 7726.6891 | 7875.322 | 8000.5227 | 8154.3054 | 8285.5073 | 8442.7184 | 8582.5143 | 8748.4613
VIC1 | Behind the meter battery | 115.8 | 132 | 134 | 154.3 | 181.6 | 200.5 | 222.3 | 237.7 | 255.9 | 272.2 | 349.4 | 389.1 | 448 | 474.7 | 488.1 | 497.5 | 505.4 | 513.9 | 524.2 | 535 | 545.4 | 556 | 567.3 | 577.6 | 587.3 | 596.3 | 604.5 | 612.8 | 621.3
VIC1 | Behind the meter battery pump | 115.8 | 132 | 134 | 154.3 | 181.6 | 200.5 | 222.3 | 237.7 | 255.9 | 272.2 | 349.4 | 389.1 | 448 | 474.7 | 488.1 | 497.5 | 505.4 | 513.9 | 524.2 | 535 | 545.4 | 556 | 567.3 | 577.6 | 587.3 | 596.3 | 604.5 | 612.8 | 621.3
Region | Technology | 2021-22 | 2022-23 | 2023-24 | 2024-25 | 2025-26 | 2026-27 | 2027-28 | 2028-29 | 2029-30 | 2030-31 | 2031-32 | 2032-33 | 2033-34 | 2034-35 | 2035-36 | 2036-37 | 2037-38 | 2038-39 | 2039-40 | 2040-41 | 2041-42 | 2042-43 | 2043-44 | 2044-45 | 2045-46 | 2046-47 | 2047-48 | 2048-49 | 2049-50
SA1 | Distributed PV | 1673.4667 | 1732.8694 | 1772.1978 | 1795.6398 | 1822.1359 | 1849.3844 | 1879.1234 | 1926.8971 | 1963.3836 | 1998.2747 | 2035.4872 | 2084.6971 | 2122.6241 | 2158.9148 | 2197.706 | 2248.5938 | 2288.0676 | 2325.98 | 2366.3689 | 2418.8952 | 2460.0783 | 2499.7339 | 2542.0457 | 2596.5163 | 2639.7737 | 2681.556 | 2725.882 | 2782.2745 | 2827.4561
SA1 | Behind the meter battery | 103.9 | 144.7 | 151.6 | 158.6 | 166.2 | 178.9 | 189.4 | 197.3 | 202.1 | 207.8 | 213.7 | 219.9 | 227 | 234 | 239.2 | 244 | 248.5 | 253.4 | 258.6 | 263.9 | 269.2 | 274.6 | 280.4 | 286.2 | 292 | 297.9 | 303.9 | 310 | 316.3
SA1 | Behind the meter battery pump | 103.9 | 144.7 | 151.6 | 158.6 | 166.2 | 178.9 | 189.4 | 197.3 | 202.1 | 207.8 | 213.7 | 219.9 | 227 | 234 | 239.2 | 244 | 248.5 | 253.4 | 258.6 | 263.9 | 269.2 | 274.6 | 280.4 | 286.2 | 292 | 297.9 | 303.9 | 310 | 316.3
Region | Technology | 2021-22 | 2022-23 | 2023-24 | 2024-25 | 2025-26 | 2026-27 | 2027-28 | 2028-29 | 2029-30 | 2030-31 | 2031-32 | 2032-33 | 2033-34 | 2034-35 | 2035-36 | 2036-37 | 2037-38 | 2038-39 | 2039-40 | 2040-41 | 2041-42 | 2042-43 | 2043-44 | 2044-45 | 2045-46 | 2046-47 | 2047-48 | 2048-49 | 2049-50
TAS1 | Distributed PV | 184.446 | 188.6279 | 191.8675 | 195.9237 | 198.0401 | 201.6287 | 204.0771 | 206.3336 | 208.6153 | 211.1944 | 213.9334 | 218.7025 | 221.2929 | 223.9783 | 226.886 | 231.8473 | 234.6604 | 237.482 | 240.5874 | 245.7697 | 248.7962 | 251.845 | 255.1696 | 260.5161 | 263.7902 | 267.0104 | 270.5525 | 276.1467 | 279.6832
TAS1 | Behind the meter battery | 13.5 | 13.5 | 13.4 | 15.4 | 17.7 | 20.2 | 22.7 | 23.9 | 25.3 | 26.6 | 32.8 | 34.5 | 38 | 39.8 | 40.1 | 40.3 | 40.2 | 40.2 | 40.3 | 40.5 | 40.7 | 40.8 | 40.9 | 40.9 | 41 | 40.9 | 40.8 | 40.7 | 40.6
TAS1 | Behind the meter battery pump | 13.5 | 13.5 | 13.4 | 15.4 | 17.7 | 20.2 | 22.7 | 23.9 | 25.3 | 26.6 | 32.8 | 34.5 | 38 | 39.8 | 40.1 | 40.3 | 40.2 | 40.2 | 40.3 | 40.5 | 40.7 | 40.8 | 40.9 | 40.9 | 41 | 40.9 | 40.8 | 40.7 | 40.6

## BaseCase_VOM Cost
VOM cost by technology ($000s) - Base Case, Slow Change Scenario
VOM | Real June 2020 dollars discounted to 1 July 2020
Explicitly modelled generation
Region | Technology | 2021-22 | 2022-23 | 2023-24 | 2024-25 | 2025-26 | 2026-27 | 2027-28 | 2028-29 | 2029-30 | 2030-31 | 2031-32 | 2032-33 | 2033-34 | 2034-35 | 2035-36 | 2036-37 | 2037-38 | 2038-39 | 2039-40 | 2040-41 | 2041-42 | 2042-43 | 2043-44 | 2044-45 | 2045-46 | 2046-47 | 2047-48 | 2048-49 | 2049-50
NEM | Black Coal | 323163.8149 | 279744.186 | 265177.6078 | 254614.8362 | 230299.117 | 200741.5701 | 182823.0183 | 181126.8765 | 127987.5501 | 107943.5872 | 75073.4198 | 78700.673 | 82768.074 | 75952.6769 | 65947.6425 | 68384.28 | 68534.0992 | 65485.3595 | 57957.2451 | 53689.7148 | 48578.6998 | 32680.2101 | 25884.1707 | 20929.6843 | 17704.2779 | 13686.1004 | 12427.6564 | 11303.0531 | 9980.4248
NEM | Brown Coal | 105318.7815 | 87405.841 | 92487.8465 | 61863.5928 | 62627.0653 | 60917.3198 | 53688.9108 | 53248.7263 | 50591.9627 | 51772.9101 | 46631.7325 | 45830.4525 | 45880.933 | 43922.0278 | 43002.797 | 40664.1205 | 37582.595 | 37221.6447 | 31964.3748 | 32461.0568 | 33681.5015 | 32203.7677 | 29696.4508 | 28654.602 | 26507.105 | 27122.8505 | 15953.6847 | 0 | 0
NEM | CCGT | 15859.7042 | 15240.7081 | 11718.5501 | 11377.3986 | 10430.3598 | 11371.7634 | 10392.8211 | 15502.8612 | 8925.4285 | 8605.5757 | 8493.4746 | 9329.8593 | 8327.4764 | 8964.6483 | 7404.3272 | 7100.474 | 6066.7901 | 8953.6382 | 10727.5773 | 10468.4403 | 8074.984 | 11738.5697 | 7588.3086 | 7384.2488 | 3732.265 | 2661.5062 | 2570.0958 | 2468.8371 | 2378.9532
NEM | Gas - Steam | 1675.4216 | 1665.1592 | 1756.184 | 637.3537 | 598.8687 | 588.2081 | 563.5268 | 868.7582 | 513.6004 | 499.2069 | 482.1859 | 470.8392 | 452.4927 | 429.3727 | 326.6808 | 308.3773 | 318.1437 | 291.7014 | 264.9968 | 258.2686 | 241.8587 | 349.7453 | 392.5068 | 364.1661 | 499.1818 | 0 | 0 | 0 | 0
NEM | OCGT / Diesel | 251.3488 | 146.9945 | 685.4849 | 547.4867 | 143.1779 | 444.7323 | 217.6919 | 1432.3178 | 28.0744 | 20.2071 | 28.7795 | 389.9921 | 224.9002 | 87.5343 | 483.093 | 421.4715 | 1024.2874 | 1307.5099 | 3587.1112 | 3990.0123 | 2775.5749 | 2383.2524 | 8328.3161 | 3052.5661 | 4276.8713 | 3538.8189 | 6614.1349 | 9688.745 | 9384.3531
NEM | Hydro | 90433.4665 | 87366.629 | 81323.252 | 97963.0275 | 94061.8831 | 67937.0639 | 61404.8138 | 68599.0917 | 55179.1211 | 49016.1013 | 43517.9959 | 42925.5155 | 43485.8391 | 42549.2037 | 37541.2216 | 34335.0292 | 39721.6617 | 32841.6419 | 28993.4556 | 26188.1157 | 24928.3409 | 26687.7992 | 25705.8926 | 23733.368 | 22048.3824 | 26502.6319 | 21268.8928 | 18302.0922 | 16746.1209
NEM | Wind | 66817.2229 | 78927.2762 | 68709.9262 | 70145.9614 | 70038.6646 | 70177.6696 | 67855.2009 | 58476.7473 | 55288.8105 | 52262.206 | 52091.5766 | 45245.0886 | 43138.8121 | 42541.1665 | 41858.6027 | 40362.96 | 33889.6013 | 29885.5809 | 27175.7326 | 26035.1441 | 23196.4423 | 21482.4472 | 16909.2306 | 15834.1505 | 10570.104 | 8183.1565 | 6577.9799 | 4590.5544 | 2892.5576
NEM | Solar PV | 13.7055 | 16.2002 | 15.8302 | 14.6652 | 13.8273 | 16.2329 | 21.7282 | 23.5453 | 36.6329 | 50.606 | 92.7172 | 87.7558 | 82.2684 | 76.9116 | 79.4288 | 76.492 | 65.7818 | 65.3664 | 67.0783 | 66.343 | 62.8364 | 79.2045 | 78.7171 | 80.4005 | 87.7525 | 106.6312 | 113.4849 | 127.9715 | 138.8849
NEM | Grid Battery | 0.13854 | 0.20463 | 0.22796 | 0.28754 | 0.29087 | 0.2896 | 0.27489 | 0.25121 | 0.22358 | 0.21984 | 0.21128 | 0.20741 | 0.18041 | 0.15846 | 0.1563 | 0.15116 | 0.54522 | 0.52666 | 0.70187 | 0.75613 | 2.5521 | 2.7822 | 2.8299 | 4.156 | 4.0462 | 3.7509 | 3.6329 | 4.1505 | 4.1144
NEM | Pumped Hydro | 585.7679 | 1400.8401 | 1563.1016 | 3330.9852 | 3350.2784 | 3451.6718 | 2936.7089 | 4088.2168 | 2032.7416 | 2418.6415 | 2668.5979 | 4300.2065 | 3514.9774 | 3621.3669 | 3339.4745 | 3149.8975 | 3382.0707 | 3159.5629 | 2915.3699 | 2414.9287 | 2382.0604 | 2037.1948 | 1614.9986 | 1369.001 | 1075.3064 | 1004.6246 | 912.8488 | 787.5177 | 490.1308
NEM | VPP | 0.11126 | 0.15851 | 0.18667 | 0.26935 | 0.37559 | 0.44879 | 0.53321 | 0.57367 | 0.5931 | 0.61818 | 0.73038 | 0.81983 | 0.90605 | 0.93354 | 0.92787 | 0.92706 | 0.8962 | 0.8855 | 0.85245 | 0.82744 | 0.74452 | 0.73141 | 0.69468 | 0.67336 | 0.66218 | 0.63366 | 0.61421 | 0.48772 | 0.41329
Total excluding storage |  | 603533.466 | 550512.9941 | 521874.6816 | 497164.3221 | 468212.9636 | 412194.56 | 376967.7119 | 379278.9242 | 298551.1806 | 270170.4002 | 226411.8819 | 222980.1761 | 224360.7959 | 214523.5419 | 196643.7936 | 191653.2045 | 187202.9603 | 176052.4428 | 160737.5716 | 153157.0956 | 141540.2385 | 127604.996 | 114583.5933 | 100033.1864 | 85425.9398 | 81801.6956 | 65525.9294 | 46481.2532 | 41521.2946
Region | Technology | 2021-22 | 2022-23 | 2023-24 | 2024-25 | 2025-26 | 2026-27 | 2027-28 | 2028-29 | 2029-30 | 2030-31 | 2031-32 | 2032-33 | 2033-34 | 2034-35 | 2035-36 | 2036-37 | 2037-38 | 2038-39 | 2039-40 | 2040-41 | 2041-42 | 2042-43 | 2043-44 | 2044-45 | 2045-46 | 2046-47 | 2047-48 | 2048-49 | 2049-50
NSW1 | Black Coal | 161021.7645 | 138928.8835 | 116294.0135 | 126431.647 | 99176.009 | 90679.2417 | 82546.072 | 89777.619 | 48646.5404 | 34927.9696 | 15461.3578 | 14885.7436 | 19524.2551 | 16360.2631 | 12497.599 | 16207.3835 | 18484.997 | 17670.064 | 14927.573 | 12336.202 | 10165.4575 | 0 | 0 | 0 | 0 | 0 | 0 | 0 | 0
NSW1 | Brown Coal | 0 | 0 | 0 | 0 | 0 | 0 | 0 | 0 | 0 | 0 | 0 | 0 | 0 | 0 | 0 | 0 | 0 | 0 | 0 | 0 | 0 | 0 | 0 | 0 | 0 | 0 | 0 | 0 | 0
NSW1 | CCGT | 233.3041 | 225.59 | 653.1457 | 406.8895 | 385.6405 | 373.8635 | 360.6593 | 348.1848 | 326.9575 | 318.347 | 305.3 | 293.6862 | 285.2128 | 389.0268 | 268.6224 | 253.138 | 250.1126 | 2182.9812 | 3832.9689 | 3939.6336 | 2476.4305 | 3866.7308 | 2.8407 | 1.1677e-05 | 1.156e-05 | 1.4549e-05 | 1.4544e-05 | 1.3713e-05 | 1.2954e-05
NSW1 | Gas - Steam | 0 | 0 | 0 | 0 | 0 | 0 | 0 | 0 | 0 | 0 | 0 | 0 | 0 | 0 | 0 | 0 | 0 | 0 | 0 | 0 | 0 | 0 | 0 | 0 | 0 | 0 | 0 | 0 | 0
NSW1 | OCGT / Diesel | 1.0904e-05 | 1.0421e-05 | 29.7929 | 303.4418 | 49.7592 | 106.699 | 44.9496 | 88.0114 | 1.065e-05 | 1.0551e-05 | 9.6819e-06 | 88.505 | 16.9146 | 23.5701 | 75.3744 | 39.9737 | 113.1003 | 34.8284 | 620.1583 | 685.2273 | 518.3576 | 380.2648 | 3427.0802 | 1080.5546 | 1141.3089 | 839.4005 | 3710.7672 | 3333.9596 | 4371.5914
NSW1 | Hydro | 14179.2441 | 14423.8525 | 12567.7806 | 15860.0884 | 15720.6505 | 14129.1305 | 13111.8749 | 17974.6014 | 12033.165 | 10789.1141 | 10982.3035 | 11792.6188 | 12004.1859 | 13308.953 | 11034.3132 | 10184.7011 | 13835.7723 | 10866.9036 | 8887.2742 | 8306.1087 | 7328.7793 | 9230.1758 | 9307.32 | 8343.5769 | 7967.1098 | 10118.405 | 7892.618 | 6568.8143 | 5836.3595
NSW1 | Wind | 15956.4284 | 17989.4379 | 16313.7791 | 15623.3515 | 15730.9604 | 16077.6597 | 15353.2313 | 12140.4093 | 10929.0532 | 11339.8625 | 11963.1604 | 10946.6388 | 10471.2142 | 10445.8064 | 10317.919 | 9800.3725 | 6992.5848 | 5251.6886 | 5512.4579 | 5131.834 | 4594.2382 | 4297.9972 | 3083.1637 | 3250.6526 | 2945.7941 | 1629.3008 | 1351.3034 | 1007.2196 | 888.8692
NSW1 | Solar PV | 5.0514 | 5.9237 | 5.7448 | 5.3285 | 4.8812 | 7.2176 | 12.9041 | 16.1929 | 29.062 | 43.1162 | 85.3864 | 80.5854 | 75.6629 | 70.5447 | 73.0179 | 70.4004 | 60.7625 | 60.1851 | 61.91 | 61.327 | 57.8875 | 63.2668 | 59.5929 | 61.3681 | 62.5405 | 71.7715 | 74.1337 | 75.2258 | 75.3164
NSW1 | Grid Battery | 1.2864e-08 | 1.2561e-08 | 1.2033e-08 | 1.1473e-08 | 1.0692e-08 | 1.056e-08 | 1.1697e-08 | 1.1894e-08 | 3.4666e-08 | 3.4485e-08 | 3.7021e-08 | 3.6113e-08 | 3.5583e-08 | 3.423e-08 | 3.6027e-08 | 3.5175e-08 | 3.2368e-08 | 3.1436e-08 | 3.5324e-08 | 3.4107e-08 | 6.6035e-08 | 6.3665e-08 | 0.15844 | 0.40489 | 0.43047 | 0.40656 | 0.38875 | 0.38016 | 0.34791
NSW1 | Pumped Hydro | 302.5831 | 645.2678 | 737.2156 | 818.5314 | 378.3712 | 455.3366 | 453.5671 | 554.3776 | 214.8026 | 364.8264 | 594.1863 | 1257.8023 | 969.3189 | 811.0057 | 963.8617 | 900.241 | 865.8969 | 764.9522 | 769.1682 | 570.8636 | 632.7922 | 599.0567 | 420.0558 | 404.6989 | 405.8865 | 502.5848 | 427.8268 | 413.3812 | 272.8038
NSW1 | VPP | 0.055248 | 0.072318 | 0.072994 | 0.098185 | 0.13668 | 0.16902 | 0.20005 | 0.21674 | 0.2215 | 0.22489 | 0.25981 | 0.29666 | 0.33177 | 0.34018 | 0.33518 | 0.33645 | 0.325 | 0.31108 | 0.31286 | 0.2981 | 0.30457 | 0.29686 | 0.27787 | 0.27136 | 0.25924 | 0.25472 | 0.23813 | 0.19328 | 0.17358
Total excluding storage |  | 191395.7926 | 171573.6876 | 145864.2566 | 158630.7466 | 131067.9007 | 121373.8121 | 111429.6912 | 120345.0188 | 71964.7781 | 57418.4094 | 38797.5081 | 38087.7778 | 42377.4456 | 40598.1641 | 34266.846 | 36555.9692 | 39737.3294 | 36066.651 | 33842.3423 | 30460.3327 | 25141.1505 | 17838.4354 | 15879.9975 | 12736.1522 | 12116.7533 | 12658.8778 | 13028.8223 | 10985.2193 | 11172.1364
Region | Technology | 2021-22 | 2022-23 | 2023-24 | 2024-25 | 2025-26 | 2026-27 | 2027-28 | 2028-29 | 2029-30 | 2030-31 | 2031-32 | 2032-33 | 2033-34 | 2034-35 | 2035-36 | 2036-37 | 2037-38 | 2038-39 | 2039-40 | 2040-41 | 2041-42 | 2042-43 | 2043-44 | 2044-45 | 2045-46 | 2046-47 | 2047-48 | 2048-49 | 2049-50
QLD1 | Black Coal | 162142.0504 | 140815.3025 | 148883.5943 | 128183.1892 | 131123.108 | 110062.3284 | 100276.9463 | 91349.2575 | 79341.0098 | 73015.6177 | 59612.062 | 63814.9294 | 63243.8189 | 59592.4137 | 53450.0435 | 52176.8965 | 50049.1022 | 47815.2955 | 43029.6721 | 41353.5128 | 38413.2423 | 32680.2101 | 25884.1707 | 20929.6843 | 17704.2779 | 13686.1004 | 12427.6564 | 11303.0531 | 9980.4248
QLD1 | Brown Coal | 0 | 0 | 0 | 0 | 0 | 0 | 0 | 0 | 0 | 0 | 0 | 0 | 0 | 0 | 0 | 0 | 0 | 0 | 0 | 0 | 0 | 0 | 0 | 0 | 0 | 0 | 0 | 0 | 0
QLD1 | CCGT | 7779.5601 | 7479.0746 | 8043.2436 | 8128.0633 | 7326.2881 | 8369.3894 | 7505.9559 | 12704.6391 | 6251.025 | 6029.3866 | 6014.7177 | 6950.8577 | 6012.1338 | 6633.2884 | 5254.3622 | 5052.6484 | 5816.6775 | 6770.657 | 6894.6084 | 6528.8067 | 5598.5535 | 7871.8388 | 7585.4679 | 7384.2488 | 3732.265 | 2661.5062 | 2570.0958 | 2468.837 | 2378.9532
QLD1 | Gas - Steam | 261.4149 | 251.6153 | 478.6228 | 461.2483 | 440.7283 | 427.186 | 410.323 | 715.2457 | 379.5124 | 367.1098 | 353.5555 | 338.2995 | 327.9086 | 315.87 | 305.4553 | 291.2503 | 281.8632 | 270.6646 | 264.9968 | 258.2686 | 241.8587 | 349.7453 | 392.5068 | 364.1661 | 499.1818 | 0 | 0 | 0 | 0
QLD1 | OCGT / Diesel | 2.1266e-05 | 2.0502e-05 | 2.0656e-05 | 173.152 | 55.7336 | 258.3864 | 117.3083 | 1243.4802 | 28.0744 | 4.8325 | 10.8617 | 195.5579 | 166.4126 | 34.7443 | 140.5104 | 143.4375 | 316.932 | 173.025 | 610.0245 | 383.9632 | 547.0048 | 391.023 | 1064.341 | 1408.8155 | 2612.2261 | 2255.9162 | 2143.5551 | 2554.1028 | 1481.5727
QLD1 | Hydro | 4661.4252 | 4471.4565 | 4299.379 | 4101.7158 | 3927.7766 | 3770.1835 | 3623.6934 | 3460.4302 | 3313.1543 | 3136.6967 | 3045.9806 | 2910.6535 | 2786.9017 | 2670.3125 | 2566.7799 | 2449.6189 | 883.1183 | 848.0604 | 813.5236 | 776.8212 | 744.7715 | 0 | 0 | 0 | 0 | 0 | 0 | 0 | 0
QLD1 | Wind | 5433.6388 | 8786.9076 | 8426.761 | 7575.8777 | 8659.416 | 8391.0323 | 8703.2766 | 8051.2026 | 7253.9416 | 7239.1175 | 5905.2461 | 5639.5513 | 4968.1488 | 5662.3752 | 5262.9435 | 5610.3754 | 5121.5034 | 4754.127 | 4727.5632 | 4059.1803 | 3924.9114 | 3386.0874 | 3112.0724 | 1754.9478 | 1868.2115 | 1605.7323 | 1446.8557 | 1135.0786 | 689.2224
QLD1 | Solar PV | 5.2511 | 6.872 | 6.7387 | 6.2134 | 6.0678 | 6.1227 | 5.9702 | 4.8016 | 5.0135 | 5.0224 | 4.9163 | 4.8054 | 4.4292 | 4.3335 | 4.3809 | 4.0713 | 3.2097 | 3.3577 | 3.3711 | 3.28 | 3.2199 | 13.9001 | 13.9287 | 14.0726 | 18.9838 | 29.3997 | 29.4063 | 28.9499 | 35.5672
QLD1 | Grid Battery | 8.713e-09 | 0.026778 | 0.025194 | 0.026886 | 0.02884 | 0.027208 | 0.026116 | 0.025246 | 0.022457 | 0.02175 | 0.02064 | 0.02022 | 0.019775 | 0.01949 | 0.018223 | 0.017545 | 0.42226 | 0.40592 | 0.39313 | 0.46482 | 1.1313 | 1.4411 | 1.4051 | 1.8565 | 1.7777 | 1.6416 | 1.6135 | 1.5347 | 1.7868
QLD1 | Pumped Hydro | 283.1848 | 755.5723 | 825.8861 | 2512.4538 | 2971.9072 | 2996.3352 | 2483.1418 | 3533.8392 | 1817.939 | 2053.8151 | 2074.4116 | 3042.4042 | 2545.6585 | 2810.3612 | 2375.6128 | 2249.6565 | 2516.1738 | 2394.5712 | 2145.2698 | 1843.2261 | 1748.4468 | 1437.3741 | 1194.2698 | 963.6269 | 668.4607 | 501.1435 | 483.8165 | 371.6152 | 215.0761
QLD1 | VPP | 0.017368 | 0.022991 | 0.024555 | 0.036027 | 0.059022 | 0.067432 | 0.084581 | 0.094382 | 0.094508 | 0.099016 | 0.12139 | 0.1314 | 0.15023 | 0.15654 | 0.15182 | 0.15242 | 0.14085 | 0.13779 | 0.1401 | 0.13763 | 0.11377 | 0.11014 | 0.10754 | 0.10167 | 0.10132 | 0.088538 | 0.090958 | 0.073231 | 0.055849
Total excluding storage |  | 180283.3405 | 161811.2285 | 170138.3395 | 148629.4596 | 151539.1182 | 131284.6287 | 120643.4737 | 117529.0569 | 96571.7309 | 89797.7832 | 74947.3399 | 79854.6548 | 77509.7537 | 74913.3377 | 66984.4757 | 65728.2984 | 62472.4064 | 60635.1872 | 56343.7598 | 53363.8328 | 49473.5621 | 44692.8047 | 38052.4875 | 31855.935 | 26435.146 | 20238.6548 | 18617.5692 | 17490.0214 | 14565.7403
Region | Technology | 2021-22 | 2022-23 | 2023-24 | 2024-25 | 2025-26 | 2026-27 | 2027-28 | 2028-29 | 2029-30 | 2030-31 | 2031-32 | 2032-33 | 2033-34 | 2034-35 | 2035-36 | 2036-37 | 2037-38 | 2038-39 | 2039-40 | 2040-41 | 2041-42 | 2042-43 | 2043-44 | 2044-45 | 2045-46 | 2046-47 | 2047-48 | 2048-49 | 2049-50
VIC1 | Black Coal | 0 | 0 | 0 | 0 | 0 | 0 | 0 | 0 | 0 | 0 | 0 | 0 | 0 | 0 | 0 | 0 | 0 | 0 | 0 | 0 | 0 | 0 | 0 | 0 | 0 | 0 | 0 | 0 | 0
VIC1 | Brown Coal | 105318.7815 | 87405.841 | 92487.8465 | 61863.5928 | 62627.0653 | 60917.3198 | 53688.9108 | 53248.7263 | 50591.9627 | 51772.9101 | 46631.7325 | 45830.4525 | 45880.933 | 43922.0278 | 43002.797 | 40664.1205 | 37582.595 | 37221.6447 | 31964.3748 | 32461.0568 | 33681.5015 | 32203.7677 | 29696.4508 | 28654.602 | 26507.105 | 27122.8505 | 15953.6847 | 0 | 0
VIC1 | CCGT | 4.8382e-06 | 4.62e-06 | 4.4556e-06 | 4.8278e-06 | 4.7465e-06 | 4.53e-06 | 4.6338e-06 | 4.7014e-06 | 4.4852e-06 | 4.3358e-06 | 4.1494e-06 | 4.6813e-06 | 4.4505e-06 | 4.5347e-06 | 4.2294e-06 | 4.2186e-06 | 5.6654e-06 | 5.9168e-06 | 6.8329e-06 | 6.5757e-06 | 6.6051e-06 | 6.4386e-06 | 7.4404e-06 | 6.7514e-06 | 6.7971e-06 | 7.017e-06 | 7.8713e-06 | 1.2836e-05 | 1.2314e-05
VIC1 | Gas - Steam | 3.4093 | 7.153e-07 | 6.8221 | 11.5203 | 2.1696 | 10.2547 | 9.043 | 12.2703 | 7.5246e-07 | 2.4136 | 4.0605 | 13.2685 | 7.3611 | 2.7753 | 21.2255 | 17.127 | 36.2805 | 21.0367 | 0 | 0 | 0 | 0 | 0 | 0 | 0 | 0 | 0 | 0 | 0
VIC1 | OCGT / Diesel | 0.4577 | 1.8963e-05 | 15.6857 | 4.5927 | 2.2074e-05 | 0.83648 | 6.8171 | 2.2512e-05 | 2.0626e-05 | 0.25046 | 3.3454 | 29.2708 | 10.6402 | 2.0408e-05 | 52.3195 | 65.6016 | 68.1122 | 58.9091 | 142.4917 | 170.1339 | 121.2542 | 32.5628 | 91.846 | 270.4675 | 271.2697 | 118.4479 | 164.1761 | 2654.7378 | 2498.3566
VIC1 | Hydro | 18584.2841 | 18009.5308 | 15710.9688 | 18582.4142 | 18253.1142 | 16601.9846 | 16077.6627 | 19603.2297 | 15525.2642 | 12763.2794 | 12333.285 | 10716.4239 | 12743.5175 | 12576.521 | 11469.0854 | 11016.5361 | 13408.6292 | 10688.8469 | 8799.9448 | 8432.9969 | 7393.3358 | 8720.8665 | 8657.554 | 7836.634 | 7584.6402 | 9156.5051 | 7332.4156 | 6047.425 | 5824.2247
VIC1 | Wind | 26568.1658 | 31829.6629 | 26400.4 | 27693.0838 | 27186.9929 | 26621.6856 | 25569.8743 | 22263.2885 | 22132.9524 | 20211.7834 | 21344.6048 | 17685.446 | 17444.9173 | 17014.6323 | 17254.4453 | 16981.8302 | 14787.8839 | 13745.01 | 12307.8872 | 12433.2019 | 10586.0533 | 9965.1389 | 8034.3269 | 7784.2017 | 3853.8423 | 3328.6798 | 2416.0103 | 1481.5814 | 503.0883
VIC1 | Solar PV | 2.5104 | 2.4008 | 2.3823 | 2.2203 | 2.0301 | 2.0558 | 2.0228 | 1.7909 | 1.7951 | 1.7303 | 1.6962 | 1.6664 | 1.534 | 1.4276 | 1.4367 | 1.4277 | 1.269 | 1.2798 | 1.2662 | 1.223 | 1.2263 | 1.1334 | 1.0383 | 0.96768 | 0.92041 | 0.83008 | 3.3876 | 17.0624 | 21.4626
VIC1 | Grid Battery | 0.058001 | 0.10584 | 0.11096 | 0.16634 | 0.16638 | 0.16791 | 0.15926 | 0.14318 | 0.12945 | 0.12737 | 0.12386 | 0.12283 | 0.097254 | 0.090534 | 0.091522 | 0.088392 | 0.079493 | 0.078438 | 0.26993 | 0.25585 | 0.63445 | 0.58693 | 0.54081 | 0.9759 | 0.93458 | 0.85213 | 0.81472 | 1.486 | 1.3329
VIC1 | Pumped Hydro | 0 | 0 | 1.0917e-08 | 1.213e-08 | 1.2536e-08 | 1.2695e-08 | 1.4834e-08 | 1.4256e-08 | 1.3784e-08 | 1.3438e-08 | 1.3369e-08 | 1.8782e-08 | 1.8127e-08 | 2.1712e-08 | 2.3898e-08 | 2.3102e-08 | 1.8272e-07 | 0.039542 | 0.93192 | 0.83894 | 0.82139 | 0.76398 | 0.67309 | 0.67511 | 0.9592 | 0.89625 | 1.2055 | 2.5214 | 2.251
VIC1 | VPP | 0.014607 | 0.026104 | 0.03309 | 0.06736 | 0.094916 | 0.11308 | 0.13415 | 0.14094 | 0.15309 | 0.16478 | 0.21271 | 0.25111 | 0.27792 | 0.28971 | 0.29412 | 0.29032 | 0.28082 | 0.28644 | 0.25757 | 0.25369 | 0.21837 | 0.21731 | 0.20431 | 0.19814 | 0.1958 | 0.18745 | 0.18164 | 0.13565 | 0.11516
Total excluding storage |  | 150477.6088 | 137247.4355 | 134624.1055 | 108157.424 | 108071.3722 | 104154.1371 | 95354.3307 | 95129.3058 | 88251.9743 | 84752.3672 | 80318.7243 | 74276.5281 | 76088.9029 | 73517.384 | 71801.3093 | 68746.6431 | 65884.7698 | 61736.7271 | 53215.9647 | 53498.6125 | 51783.3711 | 50923.4693 | 46481.2161 | 44546.8729 | 38217.7775 | 39727.3133 | 25869.6744 | 10200.8066 | 8847.1322
Region | Technology | 2021-22 | 2022-23 | 2023-24 | 2024-25 | 2025-26 | 2026-27 | 2027-28 | 2028-29 | 2029-30 | 2030-31 | 2031-32 | 2032-33 | 2033-34 | 2034-35 | 2035-36 | 2036-37 | 2037-38 | 2038-39 | 2039-40 | 2040-41 | 2041-42 | 2042-43 | 2043-44 | 2044-45 | 2045-46 | 2046-47 | 2047-48 | 2048-49 | 2049-50
SA1 | Black Coal | 0 | 0 | 0 | 0 | 0 | 0 | 0 | 0 | 0 | 0 | 0 | 0 | 0 | 0 | 0 | 0 | 0 | 0 | 0 | 0 | 0 | 0 | 0 | 0 | 0 | 0 | 0 | 0 | 0
SA1 | Brown Coal | 0 | 0 | 0 | 0 | 0 | 0 | 0 | 0 | 0 | 0 | 0 | 0 | 0 | 0 | 0 | 0 | 0 | 0 | 0 | 0 | 0 | 0 | 0 | 0 | 0 | 0 | 0 | 0 | 0
SA1 | CCGT | 7846.84 | 7536.0435 | 3022.1608 | 2842.4458 | 2718.4312 | 2628.5105 | 2526.206 | 2450.0372 | 2347.446 | 2257.842 | 2173.4568 | 2085.3154 | 2030.1298 | 1942.3331 | 1881.3425 | 1794.6875 | 6.3104e-06 | 6.7949e-06 | 7.9062e-06 | 7.8936e-06 | 8.0216e-06 | 7.8608e-06 | 9.8473e-06 | 8.8426e-06 | 9.0379e-06 | 9.3549e-06 | 9.4164e-06 | 1.1854e-05 | 1.1243e-05
SA1 | Gas - Steam | 1410.5974 | 1413.5439 | 1270.739 | 164.5851 | 155.9709 | 150.7673 | 144.1608 | 141.2422 | 134.088 | 129.6836 | 124.5699 | 119.2712 | 117.2231 | 110.7274 | 0 | 0 | 0 | 0 | 0 | 0 | 0 | 0 | 0 | 0 | 0 | 0 | 0 | 0 | 0
SA1 | OCGT / Diesel | 250.8911 | 146.9945 | 640.0062 | 66.3002 | 37.6851 | 78.8104 | 48.6169 | 100.8262 | 4.3769e-05 | 15.124 | 14.5725 | 76.6583 | 30.9328 | 29.2199 | 214.8887 | 172.4587 | 526.1429 | 1040.7474 | 2214.4367 | 2750.6879 | 1588.9583 | 1579.4017 | 3745.0488 | 292.7285 | 252.0666 | 325.0544 | 595.6364 | 1145.9448 | 1032.8324
SA1 | Hydro | 0 | 0 | 0 | 0 | 0 | 0 | 0 | 0 | 0 | 0 | 0 | 0 | 0 | 0 | 0 | 0 | 0 | 0 | 0 | 0 | 0 | 0 | 0 | 0 | 0 | 0 | 0 | 0 | 0
SA1 | Wind | 15467.2863 | 16366.4806 | 14129.0562 | 15904.5344 | 15021.364 | 15998.9345 | 15342.7565 | 13742.1582 | 12865.3337 | 11921.636 | 11505.2431 | 9877.521 | 9293.1286 | 8625.6079 | 8294.7783 | 7324.3773 | 6484.9967 | 5651.1589 | 4211.8417 | 4032.8466 | 3710.5734 | 3484.3051 | 2361.021 | 2750.9427 | 1637.9772 | 1399.5786 | 1158.3402 | 805.2839 | 657.578
SA1 | Solar PV | 0.89262 | 1.0037 | 0.96442 | 0.90304 | 0.84827 | 0.8367 | 0.83107 | 0.7599 | 0.76231 | 0.73707 | 0.71831 | 0.6986 | 0.64223 | 0.60579 | 0.5934 | 0.59256 | 0.54061 | 0.54394 | 0.53098 | 0.51303 | 0.50275 | 0.90429 | 4.1572 | 3.9921 | 5.3077 | 4.6299 | 6.5573 | 6.7334 | 6.5388
SA1 | Grid Battery | 0.080538 | 0.072012 | 0.091803 | 0.094318 | 0.09565 | 0.094482 | 0.089519 | 0.082791 | 0.071665 | 0.070723 | 0.066778 | 0.064358 | 0.063378 | 0.048434 | 0.046553 | 0.045221 | 0.043465 | 0.042311 | 0.038808 | 0.035462 | 0.78635 | 0.75413 | 0.72559 | 0.91868 | 0.90345 | 0.85063 | 0.81594 | 0.74964 | 0.6468
SA1 | Pumped Hydro | 0 | 0 | 9.097e-09 | 8.336e-09 | 7.876e-09 | 7.8843e-09 | 7.9403e-09 | 8.0284e-09 | 7.7672e-09 | 7.6787e-09 | 7.7297e-09 | 9.3567e-09 | 9.0793e-09 | 9.3996e-09 | 1.0522e-08 | 1.5913e-08 | 1.5095e-08 | 1.4733e-08 | 1.5619e-08 | 1.5064e-08 | 1.6931e-08 | 1.5986e-08 | 1.5236e-08 | 1.8357e-08 | 1.9898e-08 | 1.8725e-08 | 1.893e-08 | 1.8415e-08 | 1.7757e-08
SA1 | VPP | 0.023586 | 0.035933 | 0.055012 | 0.066911 | 0.082479 | 0.094544 | 0.10725 | 0.11361 | 0.11505 | 0.11912 | 0.11974 | 0.12358 | 0.12745 | 0.12914 | 0.12932 | 0.13072 | 0.13375 | 0.13428 | 0.12639 | 0.12377 | 0.093043 | 0.092974 | 0.091686 | 0.089667 | 0.093292 | 0.089684 | 0.089843 | 0.073667 | 0.058894
Total excluding storage |  | 24976.5075 | 25464.0662 | 19062.9267 | 18978.7685 | 17934.2994 | 18857.8594 | 18062.5712 | 16435.0236 | 15347.6301 | 14325.0227 | 13818.5606 | 12159.4645 | 11472.0565 | 10708.494 | 10391.6029 | 9292.116 | 7011.6803 | 6692.4502 | 6426.8094 | 6784.0476 | 5300.0344 | 5064.6111 | 6110.227 | 3047.6633 | 1895.3515 | 1729.2629 | 1760.5339 | 1957.9621 | 1696.9491
Region | Technology | 2021-22 | 2022-23 | 2023-24 | 2024-25 | 2025-26 | 2026-27 | 2027-28 | 2028-29 | 2029-30 | 2030-31 | 2031-32 | 2032-33 | 2033-34 | 2034-35 | 2035-36 | 2036-37 | 2037-38 | 2038-39 | 2039-40 | 2040-41 | 2041-42 | 2042-43 | 2043-44 | 2044-45 | 2045-46 | 2046-47 | 2047-48 | 2048-49 | 2049-50
TAS1 | Black Coal | 0 | 0 | 0 | 0 | 0 | 0 | 0 | 0 | 0 | 0 | 0 | 0 | 0 | 0 | 0 | 0 | 0 | 0 | 0 | 0 | 0 | 0 | 0 | 0 | 0 | 0 | 0 | 0 | 0
TAS1 | Brown Coal | 0 | 0 | 0 | 0 | 0 | 0 | 0 | 0 | 0 | 0 | 0 | 0 | 0 | 0 | 0 | 0 | 0 | 0 | 0 | 0 | 0 | 0 | 0 | 0 | 0 | 0 | 0 | 0 | 0
TAS1 | CCGT | 4.3097e-06 | 4.1246e-06 | 3.9807e-06 | 3.8279e-06 | 3.6872e-06 | 3.5696e-06 | 3.4902e-06 | 3.4501e-06 | 3.4224e-06 | 3.3778e-06 | 3.339e-06 | 3.3169e-06 | 3.3023e-06 | 3.2619e-06 | 3.2392e-06 | 3.2146e-06 | 3.2188e-06 | 3.2106e-06 | 3.2194e-06 | 3.1949e-06 | 3.2006e-06 | 3.1981e-06 | 3.1959e-06 | 3.1846e-06 | 3.1768e-06 | 3.1811e-06 | 3.1822e-06 | 3.1682e-06 | 3.1625e-06
TAS1 | Gas - Steam | 0 | 0 | 0 | 0 | 0 | 0 | 0 | 0 | 0 | 0 | 0 | 0 | 0 | 0 | 0 | 0 | 0 | 0 | 0 | 0 | 0 | 0 | 0 | 0 | 0 | 0 | 0 | 0 | 0
TAS1 | OCGT / Diesel | 5.5593e-06 | 5.2178e-06 | 4.9344e-06 | 4.787e-06 | 4.6111e-06 | 4.6287e-06 | 4.5635e-06 | 4.5339e-06 | 4.5498e-06 | 4.4622e-06 | 4.3777e-06 | 4.3555e-06 | 4.3556e-06 | 4.2828e-06 | 4.2417e-06 | 4.1895e-06 | 4.2408e-06 | 4.1429e-06 | 4.154e-06 | 2.7442e-06 | 2.7461e-06 | 2.775e-06 | 2.7138e-06 | 2.7167e-06 | 2.68e-06 | 2.7411e-06 | 2.7329e-06 | 2.741e-06 | 2.691e-06
TAS1 | Hydro | 53008.513 | 50461.7892 | 48745.1236 | 59418.809 | 56160.3418 | 33435.7652 | 28591.5828 | 27560.8304 | 24307.5376 | 22327.0111 | 17156.4267 | 17505.8194 | 15951.234 | 13993.4172 | 12471.0431 | 10684.1732 | 11594.1418 | 10437.8309 | 10492.713 | 8672.1888 | 9461.4544 | 8736.757 | 7741.0186 | 7553.1571 | 6496.6324 | 7227.7217 | 6043.8592 | 5685.8529 | 5085.5367
TAS1 | Wind | 3391.7036 | 3954.7871 | 3439.9298 | 3349.1142 | 3439.9313 | 3088.3576 | 2886.0623 | 2279.6887 | 2107.5295 | 1549.8066 | 1373.3222 | 1095.9316 | 961.4032 | 792.7448 | 728.5166 | 646.0047 | 502.6326 | 483.5965 | 415.9825 | 378.0811 | 380.6661 | 348.9186 | 318.6466 | 293.4058 | 264.279 | 219.865 | 205.4704 | 161.3909 | 153.7997
TAS1 | Solar PV | 2.5662e-09 | 3.6738e-09 | 6.1365e-09 | 6.6569e-09 | 5.5481e-09 | 6.3768e-09 | 7.068e-09 | 7.4676e-09 | 9.7825e-09 | 1.1984e-08 | 1.6765e-08 | 1.622e-08 | 1.5777e-08 | 1.3456e-08 | 1.3932e-08 | 1.2942e-08 | 1.4988e-08 | 1.7644e-08 | 1.8084e-08 | 2.4739e-08 | 2.395e-08 | 2.3229e-08 | 1.9856e-08 | 2.0618e-08 | 1.8983e-08 | 1.8484e-08 | 1.8595e-08 | 1.742e-08 | 1.6457e-08
TAS1 | Grid Battery | 9.1143e-09 | 8.9019e-09 | 8.5472e-09 | 8.2224e-09 | 8.0883e-09 | 8.1282e-09 | 8.5887e-09 | 9.7139e-09 | 1.3487e-08 | 1.3797e-08 | 1.3907e-08 | 1.4631e-08 | 1.4422e-08 | 1.5368e-08 | 1.5575e-08 | 1.612e-08 | 1.6377e-08 | 1.653e-08 | 1.7145e-08 | 1.8387e-08 | 1.8199e-08 | 1.853e-08 | 1.9279e-08 | 1.9534e-08 | 1.9685e-08 | 2.014e-08 | 2.0584e-08 | 2.0788e-08 | 2.1435e-08
TAS1 | Pumped Hydro | 0 | 0 | 2.5338e-08 | 2.4926e-08 | 2.6536e-08 | 2.7749e-08 | 2.8241e-08 | 2.8212e-08 | 2.856e-08 | 2.872e-08 | 2.9555e-08 | 2.9555e-08 | 2.9873e-08 | 3.0208e-08 | 3.0743e-08 | 3.09e-08 | 3.0826e-08 | 3.1048e-08 | 3.1136e-08 | 3.143e-08 | 3.1326e-08 | 3.1408e-08 | 3.1806e-08 | 3.1857e-08 | 3.2098e-08 | 3.195e-08 | 3.2386e-08 | 3.2448e-08 | 3.2829e-08
TAS1 | VPP | 0.00044555 | 0.0011677 | 0.001019 | 0.00087063 | 0.0024917 | 0.0047112 | 0.0071773 | 0.0079967 | 0.0089529 | 0.010379 | 0.016732 | 0.017081 | 0.018679 | 0.017979 | 0.017433 | 0.017152 | 0.015777 | 0.015897 | 0.015541 | 0.014256 | 0.01476 | 0.014123 | 0.013282 | 0.012529 | 0.012521 | 0.013261 | 0.013643 | 0.011893 | 0.0098091
Total excluding storage |  | 56400.2167 | 54416.5763 | 52185.0534 | 62767.9232 | 59600.2731 | 36524.1228 | 31477.6451 | 29840.5192 | 26415.0672 | 23876.8177 | 18529.749 | 18601.7509 | 16912.6373 | 14786.162 | 13199.5598 | 11330.1778 | 12096.7744 | 10921.4274 | 10908.6955 | 9050.27 | 9842.1204 | 9085.6756 | 8059.6652 | 7846.5629 | 6760.9114 | 7447.5867 | 6249.3296 | 5847.2438 | 5239.3365
Explicitly modelled pumping
Region | Technology | 2021-22 | 2022-23 | 2023-24 | 2024-25 | 2025-26 | 2026-27 | 2027-28 | 2028-29 | 2029-30 | 2030-31 | 2031-32 | 2032-33 | 2033-34 | 2034-35 | 2035-36 | 2036-37 | 2037-38 | 2038-39 | 2039-40 | 2040-41 | 2041-42 | 2042-43 | 2043-44 | 2044-45 | 2045-46 | 2046-47 | 2047-48 | 2048-49 | 2049-50
NEM | Grid Battery pump | 0.17031 | 0.25341 | 0.28108 | 0.35523 | 0.35838 | 0.35752 | 0.34005 | 0.30948 | 0.27659 | 0.27086 | 0.26141 | 0.25551 | 0.22316 | 0.19521 | 0.19297 | 0.18662 | 0.17196 | 0.16849 | 0.15087 | 0.12539 | 0.059434 | 0.032357 | 0.030653 | 0.029211 | 0.029021 | 0.026985 | 0.026617 | 0.024003 | 0.019241
NEM | Pumped Hydro Pump | 1843.6606 | 4520.1863 | 4757.2426 | 8139.0818 | 6783.7363 | 6974.8461 | 6552.7582 | 8183.5781 | 4071.4204 | 5165.8417 | 7618.7968 | 11904.1155 | 9355.9208 | 10046.9292 | 8569.1278 | 8128.4628 | 9291.0337 | 8584.2379 | 7717.5256 | 6728.0839 | 6963.5794 | 7172.2334 | 6142.6774 | 5803.1819 | 5334.4123 | 5860.8722 | 5003.8536 | 4674.261 | 3274.1143
NEM | VPP pump | 0.13089 | 0.18692 | 0.21932 | 0.31722 | 0.44164 | 0.5278 | 0.62789 | 0.67435 | 0.69842 | 0.72666 | 0.86105 | 0.96283 | 1.067 | 1.0979 | 1.0911 | 1.0907 | 1.0556 | 1.042 | 1.0014 | 0.97537 | 0.87406 | 0.86153 | 0.81629 | 0.79257 | 0.77986 | 0.74454 | 0.72423 | 0.57214 | 0.48615
Region | Technology | 2021-22 | 2022-23 | 2023-24 | 2024-25 | 2025-26 | 2026-27 | 2027-28 | 2028-29 | 2029-30 | 2030-31 | 2031-32 | 2032-33 | 2033-34 | 2034-35 | 2035-36 | 2036-37 | 2037-38 | 2038-39 | 2039-40 | 2040-41 | 2041-42 | 2042-43 | 2043-44 | 2044-45 | 2045-46 | 2046-47 | 2047-48 | 2048-49 | 2049-50
NSW1 | Grid Battery pump | 0 | 0 | 0 | 0 | 0 | 0 | 0 | 0 | 0 | 0 | 0 | 0 | 0 | 0 | 0 | 0 | 0 | 0 | 0 | 0 | 0 | 0 | 0 | 0 | 0 | 0 | 0 | 0 | 0
NSW1 | Pumped Hydro Pump | 1448.5504 | 3437.6419 | 3571.9944 | 4557.4876 | 2529.0223 | 2702.9796 | 2994.691 | 3145.4726 | 1474.1032 | 2231.5877 | 4651.8108 | 7560.9405 | 5719.0713 | 6031.941 | 5175.2066 | 4914.4863 | 5684.6199 | 5174.9739 | 4652.6984 | 4094.7491 | 4465.3864 | 5116.7403 | 4438.7202 | 4430.6694 | 4382.0124 | 5145.2894 | 4321.8654 | 4140.9865 | 2977.2388
NSW1 | VPP pump | 0.065 | 0.085252 | 0.085708 | 0.11564 | 0.16077 | 0.19876 | 0.23536 | 0.25499 | 0.2606 | 0.26459 | 0.30641 | 0.34827 | 0.39035 | 0.40072 | 0.39383 | 0.39583 | 0.38324 | 0.3656 | 0.3676 | 0.35157 | 0.35748 | 0.34926 | 0.32692 | 0.31926 | 0.30513 | 0.29956 | 0.28093 | 0.22663 | 0.20422
Region | Technology | 2021-22 | 2022-23 | 2023-24 | 2024-25 | 2025-26 | 2026-27 | 2027-28 | 2028-29 | 2029-30 | 2030-31 | 2031-32 | 2032-33 | 2033-34 | 2034-35 | 2035-36 | 2036-37 | 2037-38 | 2038-39 | 2039-40 | 2040-41 | 2041-42 | 2042-43 | 2043-44 | 2044-45 | 2045-46 | 2046-47 | 2047-48 | 2048-49 | 2049-50
QLD1 | Grid Battery pump | 0 | 0.03303 | 0.031043 | 0.033193 | 0.035626 | 0.033571 | 0.032247 | 0.031164 | 0.027726 | 0.026853 | 0.025524 | 0.024922 | 0.024414 | 0.024063 | 0.022498 | 0.021661 | 0.020153 | 0.019063 | 0.018609 | 0 | 0 | 0 | 0 | 0 | 0 | 0 | 0 | 0 | 0
QLD1 | Pumped Hydro Pump | 395.1102 | 1082.5444 | 1185.2482 | 3581.5942 | 4254.714 | 4271.8665 | 3558.0672 | 5038.1055 | 2597.3172 | 2934.254 | 2966.986 | 4343.175 | 3636.8495 | 4014.9882 | 3393.9212 | 3213.9765 | 3606.4138 | 3409.264 | 3064.8272 | 2633.3348 | 2498.193 | 2055.4931 | 1703.9572 | 1372.5125 | 952.3999 | 715.5828 | 681.9882 | 533.2745 | 296.8755
QLD1 | VPP pump | 0.020434 | 0.027078 | 0.02886 | 0.042386 | 0.069553 | 0.079221 | 0.099512 | 0.11104 | 0.11119 | 0.11649 | 0.1431 | 0.1543 | 0.17675 | 0.18417 | 0.17861 | 0.17933 | 0.16609 | 0.16174 | 0.16482 | 0.16192 | 0.13385 | 0.12959 | 0.12652 | 0.11981 | 0.11901 | 0.10435 | 0.10683 | 0.086261 | 0.06561
Region | Technology | 2021-22 | 2022-23 | 2023-24 | 2024-25 | 2025-26 | 2026-27 | 2027-28 | 2028-29 | 2029-30 | 2030-31 | 2031-32 | 2032-33 | 2033-34 | 2034-35 | 2035-36 | 2036-37 | 2037-38 | 2038-39 | 2039-40 | 2040-41 | 2041-42 | 2042-43 | 2043-44 | 2044-45 | 2045-46 | 2046-47 | 2047-48 | 2048-49 | 2049-50
VIC1 | Grid Battery pump | 0.071172 | 0.1312 | 0.13697 | 0.20534 | 0.20492 | 0.2073 | 0.19706 | 0.17633 | 0.1602 | 0.15688 | 0.1533 | 0.15127 | 0.12036 | 0.11148 | 0.11299 | 0.10913 | 0.098142 | 0.097081 | 0.084459 | 0.081499 | 0.025357 | 0 | 0 | 0 | 0 | 0 | 0 | 0 | 0
VIC1 | Pumped Hydro Pump | 0 | 0 | 0 | 0 | 0 | 0 | 0 | 0 | 0 | 0 | 0 | 0 | 0 | 0 | 0 | 0 | 0 | 0 | 0 | 0 | 0 | 0 | 0 | 0 | 0 | 0 | 0 | 0 | 0
VIC1 | VPP pump | 0.017186 | 0.030818 | 0.038949 | 0.079286 | 0.11151 | 0.13304 | 0.15812 | 0.16552 | 0.18046 | 0.19352 | 0.25077 | 0.29492 | 0.32762 | 0.34018 | 0.34603 | 0.34156 | 0.33039 | 0.33768 | 0.30235 | 0.29915 | 0.25624 | 0.25635 | 0.23969 | 0.23312 | 0.23103 | 0.21987 | 0.21436 | 0.15894 | 0.13549
Region | Technology | 2021-22 | 2022-23 | 2023-24 | 2024-25 | 2025-26 | 2026-27 | 2027-28 | 2028-29 | 2029-30 | 2030-31 | 2031-32 | 2032-33 | 2033-34 | 2034-35 | 2035-36 | 2036-37 | 2037-38 | 2038-39 | 2039-40 | 2040-41 | 2041-42 | 2042-43 | 2043-44 | 2044-45 | 2045-46 | 2046-47 | 2047-48 | 2048-49 | 2049-50
SA1 | Grid Battery pump | 0.09914 | 0.08918 | 0.11307 | 0.1167 | 0.11784 | 0.11665 | 0.11075 | 0.10199 | 0.088672 | 0.087122 | 0.082583 | 0.079319 | 0.078384 | 0.05966 | 0.057474 | 0.05583 | 0.053661 | 0.052351 | 0.047799 | 0.043887 | 0.034077 | 0.032357 | 0.030653 | 0.029211 | 0.029021 | 0.026985 | 0.026617 | 0.024003 | 0.019241
SA1 | Pumped Hydro Pump | 0 | 0 | 0 | 0 | 0 | 0 | 0 | 0 | 0 | 0 | 0 | 0 | 0 | 0 | 0 | 0 | 0 | 0 | 0 | 0 | 0 | 0 | 0 | 0 | 0 | 0 | 0 | 0 | 0
SA1 | VPP pump | 0.02775 | 0.042389 | 0.064609 | 0.07888 | 0.096878 | 0.11123 | 0.12641 | 0.13342 | 0.13562 | 0.13987 | 0.14105 | 0.14522 | 0.15025 | 0.15162 | 0.15215 | 0.15379 | 0.15736 | 0.1583 | 0.14838 | 0.14593 | 0.10915 | 0.1097 | 0.10755 | 0.10566 | 0.10992 | 0.1052 | 0.10602 | 0.086354 | 0.069292
Region | Technology | 2021-22 | 2022-23 | 2023-24 | 2024-25 | 2025-26 | 2026-27 | 2027-28 | 2028-29 | 2029-30 | 2030-31 | 2031-32 | 2032-33 | 2033-34 | 2034-35 | 2035-36 | 2036-37 | 2037-38 | 2038-39 | 2039-40 | 2040-41 | 2041-42 | 2042-43 | 2043-44 | 2044-45 | 2045-46 | 2046-47 | 2047-48 | 2048-49 | 2049-50
TAS1 | Grid Battery pump | 0 | 0 | 0 | 0 | 0 | 0 | 0 | 0 | 0 | 0 | 0 | 0 | 0 | 0 | 0 | 0 | 0 | 0 | 0 | 0 | 0 | 0 | 0 | 0 | 0 | 0 | 0 | 0 | 0
TAS1 | Pumped Hydro Pump | 0 | 0 | 0 | 0 | 0 | 0 | 0 | 0 | 0 | 0 | 0 | 0 | 0 | 0 | 0 | 0 | 0 | 0 | 0 | 0 | 0 | 0 | 0 | 0 | 0 | 0 | 0 | 0 | 0
TAS1 | VPP pump | 0.00052431 | 0.0013845 | 0.0011899 | 0.0010248 | 0.0029298 | 0.0055427 | 0.008474 | 0.0093785 | 0.010551 | 0.012194 | 0.019707 | 0.020125 | 0.021977 | 0.021158 | 0.020455 | 0.020234 | 0.018508 | 0.018722 | 0.018273 | 0.0168 | 0.017352 | 0.016628 | 0.015612 | 0.01473 | 0.014766 | 0.015557 | 0.016092 | 0.013951 | 0.011541

## BaseCase_FOM Cost
FOM cost by technology ($000s) - Base Case, Slow Change Scenario
FOM | Real June 2020 dollars discounted to 1 July 2020. For new entrant capacity, the FOM is incurred annually in modelling. For existing capacity, FOM is considered to be a sunk cost, since the fixed retirement dates are assumed to be the same in the Base Case and the case with Marinus Link. As such, early retirements are presented as an annual FOM saving, or negative cost, that continues until the assumed fixed date retirement.
Explicitly modelled generation
Region | Technology | 2021-22 | 2022-23 | 2023-24 | 2024-25 | 2025-26 | 2026-27 | 2027-28 | 2028-29 | 2029-30 | 2030-31 | 2031-32 | 2032-33 | 2033-34 | 2034-35 | 2035-36 | 2036-37 | 2037-38 | 2038-39 | 2039-40 | 2040-41 | 2041-42 | 2042-43 | 2043-44 | 2044-45 | 2045-46 | 2046-47 | 2047-48 | 2048-49 | 2049-50
NEM | Black Coal | 0 | 0 | 0 | -153888.3511 | -251368.003 | -276543.3922 | -136623.2049 | -256762.6632 | -277103.3129 | -289909.7714 | 122947.244 | 312228.3396 | 133680.4327 | -181689.7277 | -51192.8041 | -30776.6147 | -2230.1377 | -2148.4949 | -2075.4057 | -1993.8627 | 291447.2575 | -1850.548 | -3.9414e-05 | -1.6385e-05 | -6.4464e-06 | 0 | 0 | 0 | 0
NEM | Brown Coal | 0 | 0 | 0 | -221940.7287 | -213815.7311 | -205988.1806 | 127027.0074 | 348613.7684 | -147268.3365 | -106331.5944 | -65925.5326 | -27991.9552 | -26967.2016 | -25979.963 | -25096.1562 | -24110.1241 | 201223.355 | 349287.8707 | -21615.9049 | -20766.6125 | -20006.3704 | -19273.9599 | -18618.2832 | -17886.7678 | -17231.9536 | -16601.1114 | -16036.3604 | 0 | 0
NEM | CCGT | 1.376e-05 | 1.3256e-05 | 1.2805e-05 | 1.2302e-05 | 1.1851e-05 | 1.1418e-05 | 1.1029e-05 | 1.0596e-05 | 1.0208e-05 | 9.8342e-06 | 9.4997e-06 | 9.1264e-06 | 8.7923e-06 | 8.4705e-06 | 8.1823e-06 | 7.8608e-06 | 1.0744e-05 | 1.1088e-05 | 1.1953e-05 | 1.1484e-05 | 1.1654e-05 | 1.2305e-05 | 1.5124e-05 | 1.453e-05 | 1.5983e-05 | 1.7043e-05 | 1.6975e-05 | 2.0364e-05 | 1.9619e-05
NEM | Gas - Steam | 0 | 0 | 0 | 0 | 0 | 0 | 0 | 0 | 0 | 0 | 0 | 0 | 0 | 0 | 0 | 0 | 0 | 0 | 0 | 0 | 0 | 0 | 0 | 0 | 0 | 0 | 0 | 0 | 0
NEM | OCGT / Diesel | 7.2375e-05 | 6.9726e-05 | 6.7354e-05 | 6.4707e-05 | 6.2339e-05 | 6.0056e-05 | 5.8013e-05 | 5.5734e-05 | 5.3694e-05 | 5.1728e-05 | 4.9968e-05 | 4.8005e-05 | 4.6248e-05 | 4.4555e-05 | 4.3039e-05 | 4.6743e-05 | 4.5032e-05 | 4.3383e-05 | 5.3604e-05 | 5.3804e-05 | 9.278e-05 | 9.0878e-05 | 0.00013626 | 2937.3158 | 2829.784 | 5014.3544 | 4843.7721 | 9519.7057 | 9171.2001
NEM | Hydro | 0 | 0 | 0 | 0 | 0 | 0 | 0 | 0 | 0 | 0 | 0 | 0 | 0 | 0 | 0 | 0 | 0 | 0 | 0 | 0 | 0 | 0 | 0 | 0 | 0 | 0 | 0 | 0 | 0
NEM | Wind | 0.0015557 | 15773.1207 | 33690.1175 | 63408.0867 | 78169.4425 | 90204.8005 | 108575.9922 | 118563.9768 | 116829.997 | 115022.8623 | 138720.1084 | 135573.6103 | 132829.9151 | 130105.4064 | 127744.8811 | 124710.1167 | 159968.813 | 167325.3372 | 172870.7843 | 170120.2432 | 193472.9105 | 223409.9266 | 231912.7521 | 223270.0876 | 230818.4951 | 239530.3875 | 254251.4547 | 268243.8756 | 268645.1845
NEM | Solar PV | 0.000119 | 0.00018576 | 0.00018679 | 0.00020057 | 0.00020124 | 1596.3479 | 5995.9296 | 10090.9328 | 20182.2707 | 29521.2199 | 61817.0896 | 59388.2861 | 57214.1486 | 55119.6037 | 53244.5016 | 51152.5165 | 49279.8812 | 47475.8009 | 45860.7318 | 44058.8565 | 42445.9119 | 57768.6993 | 59910.716 | 57556.8143 | 62994.1131 | 88724.8294 | 95138.8876 | 105275.9203 | 115419.6398
NEM | Grid Battery | 0.00013792 | 0.00013287 | 0.00012835 | 0.00012331 | 0.0001188 | 0.00011445 | 0.00012806 | 0.00015747 | 0.00035789 | 0.00034832 | 0.00033647 | 0.00037384 | 0.0003753 | 0.00039314 | 0.00045053 | 0.00069284 | 2515.7831 | 2423.6831 | 3531.1729 | 4006.2022 | 16749.5127 | 18729.9482 | 19249.0472 | 28857.1541 | 28155.7518 | 27125.0018 | 26202.2421 | 30960.9387 | 32490.0115
NEM | Pumped Hydro | 0 | 0 | 0.00016621 | 0.00017268 | 0.00017201 | 0.00017346 | 0.0001762 | 0.00018189 | 25199.0206 | 24276.5131 | 23450.6556 | 22529.2756 | 21704.5044 | 20909.9272 | 20198.5969 | 19404.9907 | 18694.5977 | 18112.0052 | 19905.1325 | 19123.0566 | 18979.5409 | 20684.601 | 19980.936 | 19195.8818 | 23049.0698 | 29379.6466 | 29280.7915 | 33551.2614 | 32322.9879
NEM | VPP | 0 | 0 | 0 | 0 | 0 | 0 | 0 | 0 | 0 | 0 | 0 | 0 | 0 | 0 | 0 | 0 | 0 | 0 | 0 | 0 | 0 | 0 | 0 | 0 | 0 | 0 | 0 | 0 | 0
Total excluding storage |  | 0.0017608 | 15773.121 | 33690.1178 | -312420.9927 | -387014.2914 | -390730.4244 | 104975.7243 | 220506.0149 | -287359.3816 | -251697.2835 | 257558.9094 | 479198.2809 | 296757.2948 | -22444.6805 | 104700.4225 | 120975.8944 | 408241.9116 | 561940.514 | 195040.2056 | 191418.6247 | 507359.7097 | 260054.118 | 273205.1851 | 265877.4498 | 279410.4386 | 316668.4599 | 338197.754 | 383039.5016 | 393236.0244
Region | Technology | 2021-22 | 2022-23 | 2023-24 | 2024-25 | 2025-26 | 2026-27 | 2027-28 | 2028-29 | 2029-30 | 2030-31 | 2031-32 | 2032-33 | 2033-34 | 2034-35 | 2035-36 | 2036-37 | 2037-38 | 2038-39 | 2039-40 | 2040-41 | 2041-42 | 2042-43 | 2043-44 | 2044-45 | 2045-46 | 2046-47 | 2047-48 | 2048-49 | 2049-50
NSW1 | Black Coal | 0 | 0 | 0 | -53277.5684 | -154440.4666 | -148786.5768 | -143725.0379 | -138078.0578 | -159757.546 | -176859.8995 | -193956.6049 | 236652.8733 | -87521.2902 | -84317.2354 | -0.00064094 | -0.00061575 | -0.00059321 | -0.0005715 | -0.00055205 | -0.00053036 | -0.00051095 | 0 | 0 | 0 | 0 | 0 | 0 | 0 | 0
NSW1 | Brown Coal | 0 | 0 | 0 | 0 | 0 | 0 | 0 | 0 | 0 | 0 | 0 | 0 | 0 | 0 | 0 | 0 | 0 | 0 | 0 | 0 | 0 | 0 | 0 | 0 | 0 | 0 | 0 | 0 | 0
NSW1 | CCGT | 3.1751e-06 | 3.0589e-06 | 2.9548e-06 | 2.8387e-06 | 2.7348e-06 | 2.6347e-06 | 2.5451e-06 | 2.4451e-06 | 2.3556e-06 | 2.2693e-06 | 2.1921e-06 | 2.106e-06 | 2.0289e-06 | 1.9546e-06 | 1.8881e-06 | 1.8139e-06 | 2.69e-06 | 3.3289e-06 | 3.2156e-06 | 3.0893e-06 | 3.567e-06 | 3.4364e-06 | 4.9835e-06 | 4.7877e-06 | 4.6125e-06 | 6.0881e-06 | 5.881e-06 | 5.6499e-06 | 5.4431e-06
NSW1 | Gas - Steam | 0 | 0 | 0 | 0 | 0 | 0 | 0 | 0 | 0 | 0 | 0 | 0 | 0 | 0 | 0 | 0 | 0 | 0 | 0 | 0 | 0 | 0 | 0 | 0 | 0 | 0 | 0 | 0 | 0
NSW1 | OCGT / Diesel | 1.5055e-05 | 1.4504e-05 | 1.401e-05 | 1.346e-05 | 1.2967e-05 | 1.2492e-05 | 1.2068e-05 | 1.1593e-05 | 1.1169e-05 | 1.076e-05 | 1.0394e-05 | 9.9856e-06 | 9.6201e-06 | 9.2679e-06 | 8.9526e-06 | 8.6009e-06 | 8.286e-06 | 7.9827e-06 | 1.0593e-05 | 1.0177e-05 | 2.6452e-05 | 2.5484e-05 | 6.6325e-05 | 2650.3993 | 2553.3712 | 2459.8952 | 2376.2125 | 3575.1953 | 3444.3115
NSW1 | Hydro | 0 | 0 | 0 | 0 | 0 | 0 | 0 | 0 | 0 | 0 | 0 | 0 | 0 | 0 | 0 | 0 | 0 | 0 | 0 | 0 | 0 | 0 | 0 | 0 | 0 | 0 | 0 | 0 | 0
NSW1 | Wind | 0.0002794 | 15773.1195 | 30478.3767 | 43918.8306 | 56417.9345 | 66334.19 | 72467.4202 | 77597.3161 | 74756.5667 | 72019.8138 | 94794.7649 | 91070.2632 | 87736.2845 | 84524.359 | 81648.9428 | 78440.9425 | 75569.3089 | 74303.7748 | 71776.0504 | 69047.3389 | 92800.9921 | 113778.2667 | 112842.3314 | 108408.7378 | 104440.0176 | 104708.6362 | 102261.7103 | 98243.8311 | 94647.2387
NSW1 | Solar PV | 2.8204e-05 | 6.3052e-05 | 6.2786e-05 | 7.0913e-05 | 7.6332e-05 | 1596.3478 | 5995.9295 | 10090.9326 | 20182.2706 | 29521.2197 | 61817.0894 | 59388.2859 | 57214.1484 | 55119.6035 | 53244.5014 | 51152.5163 | 49279.8809 | 47475.8005 | 45860.7314 | 44058.8558 | 42445.9112 | 48927.0606 | 47817.1579 | 45938.414 | 46846.4115 | 62078.2983 | 64357.3185 | 61828.709 | 62557.3565
NSW1 | Grid Battery | 4.7604e-05 | 4.5861e-05 | 4.4301e-05 | 4.2561e-05 | 4.1003e-05 | 3.9502e-05 | 4.1563e-05 | 3.993e-05 | 0.00020707 | 0.00019949 | 0.0001927 | 0.0001934 | 0.00018632 | 0.00018349 | 0.00017725 | 0.00017334 | 0.00017451 | 0.00017163 | 0.00018152 | 0.00017438 | 0.00035978 | 0.00034661 | 1156.2694 | 2908.9593 | 3157.4909 | 3041.8988 | 2938.417 | 2822.9662 | 2719.6206
NSW1 | Pumped Hydro | 0 | 0 | 4.9198e-05 | 5.0645e-05 | 4.8791e-05 | 4.7004e-05 | 4.5405e-05 | 4.5696e-05 | 25199.0205 | 24276.513 | 23450.6554 | 22529.2754 | 21704.5043 | 20909.9271 | 20198.5967 | 19404.9905 | 18694.5959 | 18010.208 | 17397.5226 | 16713.9711 | 16102.0917 | 15512.6124 | 14984.8922 | 14396.1334 | 13869.1073 | 13361.3751 | 12906.8373 | 12399.7256 | 11945.7857
NSW1 | VPP | 0 | 0 | 0 | 0 | 0 | 0 | 0 | 0 | 0 | 0 | 0 | 0 | 0 | 0 | 0 | 0 | 0 | 0 | 0 | 0 | 0 | 0 | 0 | 0 | 0 | 0 | 0 | 0 | 0
Total excluding storage |  | 0.00032584 | 15773.1196 | 30478.3768 | -9358.7377 | -98022.532 | -80856.0391 | -65261.6882 | -50389.8091 | -64818.7087 | -75318.8659 | -37344.7505 | 387111.4225 | 57429.1427 | 55326.7271 | 134893.4435 | 129593.4583 | 124849.1892 | 121779.5747 | 117636.7812 | 113106.1942 | 135246.9029 | 162705.3273 | 160659.4893 | 156997.5511 | 153839.8003 | 169246.8296 | 168995.2412 | 163647.7353 | 160648.9067
Region | Technology | 2021-22 | 2022-23 | 2023-24 | 2024-25 | 2025-26 | 2026-27 | 2027-28 | 2028-29 | 2029-30 | 2030-31 | 2031-32 | 2032-33 | 2033-34 | 2034-35 | 2035-36 | 2036-37 | 2037-38 | 2038-39 | 2039-40 | 2040-41 | 2041-42 | 2042-43 | 2043-44 | 2044-45 | 2045-46 | 2046-47 | 2047-48 | 2048-49 | 2049-50
QLD1 | Black Coal | 0 | 0 | 0 | -100610.7827 | -96927.5364 | -127756.8153 | 7101.833 | -118684.6054 | -117345.7669 | -113049.8719 | 316903.8489 | 75575.4663 | 221201.7229 | -97372.4923 | -51192.8035 | -30776.6141 | -2230.1371 | -2148.4943 | -2075.4051 | -1993.8621 | 291447.258 | -1850.548 | -3.9414e-05 | -1.6385e-05 | -6.4464e-06 | 0 | 0 | 0 | 0
QLD1 | Brown Coal | 0 | 0 | 0 | 0 | 0 | 0 | 0 | 0 | 0 | 0 | 0 | 0 | 0 | 0 | 0 | 0 | 0 | 0 | 0 | 0 | 0 | 0 | 0 | 0 | 0 | 0 | 0 | 0 | 0
QLD1 | CCGT | 3.374e-06 | 3.2505e-06 | 3.1399e-06 | 3.0166e-06 | 2.9061e-06 | 2.7997e-06 | 2.7045e-06 | 2.5982e-06 | 2.5031e-06 | 2.4115e-06 | 2.3295e-06 | 2.2379e-06 | 2.156e-06 | 2.0771e-06 | 2.0064e-06 | 1.9276e-06 | 2.5916e-06 | 2.4967e-06 | 2.4118e-06 | 2.317e-06 | 2.2322e-06 | 3.228e-06 | 3.1182e-06 | 2.9957e-06 | 4.8713e-06 | 4.693e-06 | 4.5334e-06 | 4.3552e-06 | 4.1958e-06
QLD1 | Gas - Steam | 0 | 0 | 0 | 0 | 0 | 0 | 0 | 0 | 0 | 0 | 0 | 0 | 0 | 0 | 0 | 0 | 0 | 0 | 0 | 0 | 0 | 0 | 0 | 0 | 0 | 0 | 0 | 0 | 0
QLD1 | OCGT / Diesel | 1.5011e-05 | 1.4462e-05 | 1.397e-05 | 1.3421e-05 | 1.2929e-05 | 1.2456e-05 | 1.2032e-05 | 1.156e-05 | 1.1136e-05 | 1.0729e-05 | 1.0364e-05 | 9.9566e-06 | 9.5921e-06 | 9.2409e-06 | 8.9266e-06 | 8.5758e-06 | 8.2619e-06 | 7.9594e-06 | 9.9406e-06 | 9.5501e-06 | 9.2004e-06 | 1.0359e-05 | 1.0006e-05 | 9.613e-06 | 2.5856e-05 | 2288.1656 | 2210.325 | 4558.049 | 4391.184
QLD1 | Hydro | 0 | 0 | 0 | 0 | 0 | 0 | 0 | 0 | 0 | 0 | 0 | 0 | 0 | 0 | 0 | 0 | 0 | 0 | 0 | 0 | 0 | 0 | 0 | 0 | 0 | 0 | 0 | 0 | 0
QLD1 | Wind | 0.00072225 | 0.00070271 | 0.00069395 | 13318.1506 | 12830.5884 | 12360.8884 | 22174.1827 | 24874.196 | 23963.58 | 23086.3006 | 22300.9326 | 21424.7253 | 20640.3905 | 19884.7693 | 19208.3136 | 18453.6158 | 42049.4813 | 40510.0976 | 39131.9932 | 38066.9208 | 39972.5123 | 47610.7229 | 52283.8457 | 50229.6049 | 51226.5094 | 58682.1696 | 56685.8733 | 54458.6761 | 56997.5445
QLD1 | Solar PV | 3.9887e-05 | 5.6842e-05 | 5.4909e-05 | 5.4282e-05 | 5.2295e-05 | 5.038e-05 | 5.1834e-05 | 7.7445e-05 | 0.00012013 | 0.00011573 | 0.0001118 | 0.0001074 | 0.00010347 | 9.9684e-05 | 9.6293e-05 | 9.251e-05 | 0.0001078 | 0.00010385 | 0.00010032 | 0.00010336 | 0.00010914 | 8473.6295 | 8944.1472 | 8592.7302 | 12105.1272 | 22751.9466 | 21977.953 | 21114.4356 | 26619.0879
QLD1 | Grid Battery | 2.2638e-05 | 2.1809e-05 | 2.1067e-05 | 2.024e-05 | 1.9499e-05 | 1.8785e-05 | 2.5297e-05 | 4.7453e-05 | 4.5715e-05 | 4.4042e-05 | 4.2544e-05 | 5.4131e-05 | 6.7293e-05 | 6.483e-05 | 6.2624e-05 | 6.0164e-05 | 2515.7825 | 2423.6825 | 2341.2318 | 2863.0141 | 7659.7357 | 9972.9376 | 9633.6704 | 13357.3824 | 12868.3839 | 12397.287 | 11975.5463 | 11505.0251 | 13746.3569
QLD1 | Pumped Hydro | 0 | 0 | 2.1688e-05 | 2.5423e-05 | 2.4492e-05 | 2.7453e-05 | 2.6519e-05 | 3.6013e-05 | 3.4694e-05 | 3.3424e-05 | 3.2287e-05 | 3.9911e-05 | 4.0393e-05 | 3.8915e-05 | 3.7591e-05 | 3.6114e-05 | 0.0012035 | 0.0011595 | 0.00112 | 0.001076 | 556.5586 | 2936.0631 | 2836.1818 | 2724.7477 | 6211.77 | 13158.7412 | 12711.0968 | 12211.6757 | 11764.6202
QLD1 | VPP | 0 | 0 | 0 | 0 | 0 | 0 | 0 | 0 | 0 | 0 | 0 | 0 | 0 | 0 | 0 | 0 | 0 | 0 | 0 | 0 | 0 | 0 | 0 | 0 | 0 | 0 | 0 | 0 | 0
Total excluding storage |  | 0.00078052 | 0.00077726 | 0.00076596 | -87292.632 | -84096.948 | -115395.9269 | 29276.0157 | -93810.4093 | -93382.1868 | -89963.5712 | 339204.7816 | 97000.1918 | 241842.1136 | -77487.7229 | -31984.4898 | -12322.9981 | 39819.3443 | 38361.6034 | 37056.5882 | 36073.0588 | 331419.7705 | 54233.8044 | 61227.9929 | 58822.3352 | 63331.6366 | 83722.2818 | 80874.1513 | 80131.1608 | 88007.8164
Region | Technology | 2021-22 | 2022-23 | 2023-24 | 2024-25 | 2025-26 | 2026-27 | 2027-28 | 2028-29 | 2029-30 | 2030-31 | 2031-32 | 2032-33 | 2033-34 | 2034-35 | 2035-36 | 2036-37 | 2037-38 | 2038-39 | 2039-40 | 2040-41 | 2041-42 | 2042-43 | 2043-44 | 2044-45 | 2045-46 | 2046-47 | 2047-48 | 2048-49 | 2049-50
VIC1 | Black Coal | 0 | 0 | 0 | 0 | 0 | 0 | 0 | 0 | 0 | 0 | 0 | 0 | 0 | 0 | 0 | 0 | 0 | 0 | 0 | 0 | 0 | 0 | 0 | 0 | 0 | 0 | 0 | 0 | 0
VIC1 | Brown Coal | 0 | 0 | 0 | -221940.7287 | -213815.7311 | -205988.1806 | 127027.0074 | 348613.7684 | -147268.3365 | -106331.5944 | -65925.5326 | -27991.9552 | -26967.2016 | -25979.963 | -25096.1562 | -24110.1241 | 201223.355 | 349287.8707 | -21615.9049 | -20766.6125 | -20006.3704 | -19273.9599 | -18618.2832 | -17886.7678 | -17231.9536 | -16601.1114 | -16036.3604 | 0 | 0
VIC1 | CCGT | 2.516e-06 | 2.4239e-06 | 2.3414e-06 | 2.2494e-06 | 2.1671e-06 | 2.0877e-06 | 2.0167e-06 | 1.9375e-06 | 1.8666e-06 | 1.7982e-06 | 1.7371e-06 | 1.6688e-06 | 1.6077e-06 | 1.5489e-06 | 1.4962e-06 | 1.4374e-06 | 2.1945e-06 | 2.1142e-06 | 2.5991e-06 | 2.497e-06 | 2.4056e-06 | 2.3175e-06 | 2.7764e-06 | 2.6673e-06 | 2.5697e-06 | 2.4756e-06 | 2.9034e-06 | 5.4255e-06 | 5.2269e-06
VIC1 | Gas - Steam | 0 | 0 | 0 | 0 | 0 | 0 | 0 | 0 | 0 | 0 | 0 | 0 | 0 | 0 | 0 | 0 | 0 | 0 | 0 | 0 | 0 | 0 | 0 | 0 | 0 | 0 | 0 | 0 | 0
VIC1 | OCGT / Diesel | 1.405e-05 | 1.3536e-05 | 1.3075e-05 | 1.2562e-05 | 1.2102e-05 | 1.1659e-05 | 1.1262e-05 | 1.082e-05 | 1.0424e-05 | 1.0042e-05 | 9.7003e-06 | 9.3192e-06 | 8.978e-06 | 8.6493e-06 | 8.3551e-06 | 1.0022e-05 | 9.6553e-06 | 9.3019e-06 | 1.2064e-05 | 1.2109e-05 | 2.2237e-05 | 2.1423e-05 | 2.0694e-05 | 3.7336e-05 | 3.597e-05 | 3.4653e-05 | 3.3474e-05 | 555.2618 | 534.9343
VIC1 | Hydro | 0 | 0 | 0 | 0 | 0 | 0 | 0 | 0 | 0 | 0 | 0 | 0 | 0 | 0 | 0 | 0 | 0 | 0 | 0 | 0 | 0 | 0 | 0 | 0 | 0 | 0 | 0 | 0 | 0
VIC1 | Wind | 0.00016114 | 0.00015524 | 0.00014996 | 0.00016509 | 0.00015904 | 0.00015322 | 0.00014801 | 0.00014659 | 0.00014123 | 0.00013606 | 0.00013143 | 0.00013869 | 0.00013361 | 0.00015197 | 0.0001468 | 0.0001673 | 0.00034989 | 43.9728 | 3808.6637 | 5365.6719 | 5169.2408 | 6376.5706 | 13035.1625 | 12523.0089 | 24950.8737 | 26241.3743 | 46430.5498 | 67374.173 | 70117.8285
VIC1 | Solar PV | 1.0778e-05 | 1.231e-05 | 1.1891e-05 | 2.0417e-05 | 1.9669e-05 | 1.8949e-05 | 1.8304e-05 | 1.7585e-05 | 1.6941e-05 | 1.6321e-05 | 1.5766e-05 | 2.1604e-05 | 2.0813e-05 | 2.0051e-05 | 1.9369e-05 | 2.2283e-05 | 3.686e-05 | 4.4544e-05 | 6.8461e-05 | 7.016e-05 | 6.7591e-05 | 9.5007e-05 | 0.00014776 | 0.00014195 | 0.00020139 | 0.0043005 | 2345.2447 | 14900.1586 | 19082.678
VIC1 | Grid Battery | 2.1948e-05 | 2.1145e-05 | 2.0425e-05 | 1.9623e-05 | 1.8905e-05 | 1.8212e-05 | 2.0168e-05 | 2.3398e-05 | 3.4761e-05 | 3.5094e-05 | 3.39e-05 | 4.489e-05 | 4.3247e-05 | 5.316e-05 | 8.7968e-05 | 8.4512e-05 | 8.1418e-05 | 9.5148e-05 | 1189.9401 | 1143.1871 | 3945.3107 | 3800.8774 | 3671.5762 | 6354.7017 | 6122.0633 | 5897.9415 | 5697.3007 | 11261.6397 | 10849.3639
VIC1 | Pumped Hydro | 0 | 0 | 2.1784e-05 | 2.5961e-05 | 2.7338e-05 | 2.6337e-05 | 3.122e-05 | 2.9994e-05 | 2.8896e-05 | 2.7838e-05 | 2.6891e-05 | 3.9968e-05 | 3.8505e-05 | 4.8985e-05 | 5.0739e-05 | 4.8746e-05 | 0.00045826 | 101.7959 | 2507.6087 | 2409.0843 | 2320.8905 | 2235.9253 | 2159.8619 | 2075.0006 | 2968.1924 | 2859.5302 | 3662.8573 | 8939.86 | 8612.5819
VIC1 | VPP | 0 | 0 | 0 | 0 | 0 | 0 | 0 | 0 | 0 | 0 | 0 | 0 | 0 | 0 | 0 | 0 | 0 | 0 | 0 | 0 | 0 | 0 | 0 | 0 | 0 | 0 | 0 | 0 | 0
Total excluding storage |  | 0.00018848 | 0.00018351 | 0.00017727 | -221940.7285 | -213815.7309 | -205988.1805 | 127027.0076 | 348613.7686 | -147268.3363 | -106331.5942 | -65925.5324 | -27991.9551 | -26967.2014 | -25979.9629 | -25096.156 | -24110.1239 | 201223.3554 | 349331.8436 | -17807.2411 | -15400.9404 | -14837.1295 | -12897.3893 | -5583.1205 | -5363.7588 | 7718.9203 | 9640.2672 | 32739.434 | 82829.5934 | 89735.4408
Region | Technology | 2021-22 | 2022-23 | 2023-24 | 2024-25 | 2025-26 | 2026-27 | 2027-28 | 2028-29 | 2029-30 | 2030-31 | 2031-32 | 2032-33 | 2033-34 | 2034-35 | 2035-36 | 2036-37 | 2037-38 | 2038-39 | 2039-40 | 2040-41 | 2041-42 | 2042-43 | 2043-44 | 2044-45 | 2045-46 | 2046-47 | 2047-48 | 2048-49 | 2049-50
SA1 | Black Coal | 0 | 0 | 0 | 0 | 0 | 0 | 0 | 0 | 0 | 0 | 0 | 0 | 0 | 0 | 0 | 0 | 0 | 0 | 0 | 0 | 0 | 0 | 0 | 0 | 0 | 0 | 0 | 0 | 0
SA1 | Brown Coal | 0 | 0 | 0 | 0 | 0 | 0 | 0 | 0 | 0 | 0 | 0 | 0 | 0 | 0 | 0 | 0 | 0 | 0 | 0 | 0 | 0 | 0 | 0 | 0 | 0 | 0 | 0 | 0 | 0
SA1 | CCGT | 2.449e-06 | 2.3593e-06 | 2.2791e-06 | 2.1895e-06 | 2.1094e-06 | 2.0321e-06 | 1.963e-06 | 1.8859e-06 | 1.8168e-06 | 1.7503e-06 | 1.6908e-06 | 1.6244e-06 | 1.5649e-06 | 1.5076e-06 | 1.4563e-06 | 1.3991e-06 | 2.0318e-06 | 1.9574e-06 | 2.5768e-06 | 2.4755e-06 | 2.3849e-06 | 2.2976e-06 | 3.2552e-06 | 3.1273e-06 | 3.0128e-06 | 2.9025e-06 | 2.8038e-06 | 4.114e-06 | 3.9634e-06
SA1 | Gas - Steam | 0 | 0 | 0 | 0 | 0 | 0 | 0 | 0 | 0 | 0 | 0 | 0 | 0 | 0 | 0 | 0 | 0 | 0 | 0 | 0 | 0 | 0 | 0 | 0 | 0 | 0 | 0 | 0 | 0
SA1 | OCGT / Diesel | 1.4094e-05 | 1.3578e-05 | 1.3116e-05 | 1.2601e-05 | 1.214e-05 | 1.1695e-05 | 1.1297e-05 | 1.0853e-05 | 1.0456e-05 | 1.0073e-05 | 9.7306e-06 | 9.3483e-06 | 9.0061e-06 | 8.6764e-06 | 8.3812e-06 | 1.1452e-05 | 1.1032e-05 | 1.0629e-05 | 1.3752e-05 | 1.4998e-05 | 2.8175e-05 | 2.7144e-05 | 3.2981e-05 | 286.9164 | 276.4127 | 266.2936 | 257.2346 | 831.1996 | 800.7703
SA1 | Hydro | 0 | 0 | 0 | 0 | 0 | 0 | 0 | 0 | 0 | 0 | 0 | 0 | 0 | 0 | 0 | 0 | 0 | 0 | 0 | 0 | 0 | 0 | 0 | 0 | 0 | 0 | 0 | 0 | 0
SA1 | Wind | 0.00026528 | 0.00025556 | 0.00030828 | 0.00029617 | 0.00028533 | 0.00027488 | 0.00026553 | 0.00027658 | 0.00026646 | 0.0002567 | 0.00024797 | 0.00028231 | 0.00027197 | 0.00030356 | 0.00029324 | 0.00054871 | 13641.0566 | 22965.7348 | 27812.3796 | 26719.6267 | 25741.4516 | 26946.1835 | 26029.5071 | 25476.0287 | 24543.3803 | 25179.793 | 24995.7974 | 25227.8231 | 24782.985
SA1 | Solar PV | 3.565e-05 | 4.7156e-05 | 4.7218e-05 | 4.5363e-05 | 4.3702e-05 | 4.2102e-05 | 4.067e-05 | 3.9072e-05 | 3.7642e-05 | 3.6264e-05 | 3.503e-05 | 5.5008e-05 | 5.2995e-05 | 5.7888e-05 | 5.5919e-05 | 6.4212e-05 | 0.00017121 | 0.00017373 | 0.0002356 | 0.00052627 | 0.000507 | 368.0091 | 3149.4108 | 3025.6699 | 4042.5742 | 3894.5802 | 6458.3714 | 7432.617 | 7160.5174
SA1 | Grid Battery | 2.3512e-05 | 2.2651e-05 | 2.1881e-05 | 2.1021e-05 | 2.0252e-05 | 1.951e-05 | 2.1492e-05 | 2.439e-05 | 3.8733e-05 | 3.7315e-05 | 3.6046e-05 | 4.825e-05 | 4.6484e-05 | 5.7458e-05 | 8.8025e-05 | 0.00033882 | 0.00032642 | 0.00031447 | 0.00076685 | 0.00074287 | 5144.4658 | 4956.1328 | 4787.5311 | 6236.1107 | 6007.8137 | 5787.8745 | 5590.978 | 5371.3076 | 5174.6701
SA1 | Pumped Hydro | 0 | 0 | 1.837e-05 | 1.7648e-05 | 1.7002e-05 | 1.638e-05 | 1.5822e-05 | 1.5201e-05 | 1.4644e-05 | 1.4108e-05 | 1.3628e-05 | 1.7869e-05 | 1.7215e-05 | 1.8738e-05 | 2.0236e-05 | 3.282e-05 | 3.1618e-05 | 3.0461e-05 | 3.3141e-05 | 3.1839e-05 | 3.6857e-05 | 3.5508e-05 | 3.43e-05 | 3.9583e-05 | 4.4282e-05 | 4.2661e-05 | 4.1209e-05 | 3.959e-05 | 3.8141e-05
SA1 | VPP | 0 | 0 | 0 | 0 | 0 | 0 | 0 | 0 | 0 | 0 | 0 | 0 | 0 | 0 | 0 | 0 | 0 | 0 | 0 | 0 | 0 | 0 | 0 | 0 | 0 | 0 | 0 | 0 | 0
Total excluding storage |  | 0.00031747 | 0.00031866 | 0.00037089 | 0.00035632 | 0.00034328 | 0.00033071 | 0.00031946 | 0.00032839 | 0.00031637 | 0.00030479 | 0.00029442 | 0.00034829 | 0.00033554 | 0.00037164 | 0.00035899 | 0.00062577 | 13641.0568 | 22965.735 | 27812.3798 | 26719.6272 | 25741.4521 | 27314.1927 | 29178.9179 | 28788.615 | 28862.3672 | 29340.6668 | 31711.4034 | 33491.6398 | 32744.2727
Region | Technology | 2021-22 | 2022-23 | 2023-24 | 2024-25 | 2025-26 | 2026-27 | 2027-28 | 2028-29 | 2029-30 | 2030-31 | 2031-32 | 2032-33 | 2033-34 | 2034-35 | 2035-36 | 2036-37 | 2037-38 | 2038-39 | 2039-40 | 2040-41 | 2041-42 | 2042-43 | 2043-44 | 2044-45 | 2045-46 | 2046-47 | 2047-48 | 2048-49 | 2049-50
TAS1 | Black Coal | 0 | 0 | 0 | 0 | 0 | 0 | 0 | 0 | 0 | 0 | 0 | 0 | 0 | 0 | 0 | 0 | 0 | 0 | 0 | 0 | 0 | 0 | 0 | 0 | 0 | 0 | 0 | 0 | 0
TAS1 | Brown Coal | 0 | 0 | 0 | 0 | 0 | 0 | 0 | 0 | 0 | 0 | 0 | 0 | 0 | 0 | 0 | 0 | 0 | 0 | 0 | 0 | 0 | 0 | 0 | 0 | 0 | 0 | 0 | 0 | 0
TAS1 | CCGT | 2.2454e-06 | 2.1632e-06 | 2.0897e-06 | 2.0075e-06 | 1.9341e-06 | 1.8633e-06 | 1.7999e-06 | 1.7291e-06 | 1.6658e-06 | 1.6049e-06 | 1.5503e-06 | 1.4894e-06 | 1.4348e-06 | 1.3823e-06 | 1.3353e-06 | 1.2828e-06 | 1.2359e-06 | 1.1906e-06 | 1.1501e-06 | 1.1049e-06 | 1.0645e-06 | 1.0255e-06 | 9.9062e-07 | 9.5169e-07 | 9.1685e-07 | 8.8329e-07 | 8.5324e-07 | 8.1972e-07 | 7.8971e-07
TAS1 | Gas - Steam | 0 | 0 | 0 | 0 | 0 | 0 | 0 | 0 | 0 | 0 | 0 | 0 | 0 | 0 | 0 | 0 | 0 | 0 | 0 | 0 | 0 | 0 | 0 | 0 | 0 | 0 | 0 | 0 | 0
TAS1 | OCGT / Diesel | 1.4165e-05 | 1.3646e-05 | 1.3182e-05 | 1.2664e-05 | 1.2201e-05 | 1.1754e-05 | 1.1354e-05 | 1.0908e-05 | 1.0509e-05 | 1.0124e-05 | 9.7796e-06 | 9.3953e-06 | 9.0514e-06 | 8.72e-06 | 8.4234e-06 | 8.0924e-06 | 7.7961e-06 | 7.5107e-06 | 7.2552e-06 | 6.9702e-06 | 6.715e-06 | 6.4692e-06 | 6.2491e-06 | 6.0036e-06 | 5.7838e-06 | 5.5721e-06 | 5.3825e-06 | 5.171e-06 | 4.9817e-06
TAS1 | Hydro | 0 | 0 | 0 | 0 | 0 | 0 | 0 | 0 | 0 | 0 | 0 | 0 | 0 | 0 | 0 | 0 | 0 | 0 | 0 | 0 | 0 | 0 | 0 | 0 | 0 | 0 | 0 | 0 | 0
TAS1 | Wind | 0.0001276 | 0.00012293 | 3211.7397 | 6171.105 | 8920.9192 | 11509.7217 | 13934.3889 | 16092.4644 | 18109.85 | 19916.7475 | 21624.4105 | 23078.6213 | 24453.2396 | 25696.2777 | 26887.6243 | 27815.5576 | 28708.9659 | 29501.7573 | 30341.6974 | 30920.6849 | 29788.7138 | 28698.1829 | 27721.9055 | 26632.7073 | 25657.7142 | 24718.4145 | 23877.524 | 22939.3722 | 22099.5879
TAS1 | Solar PV | 4.4834e-06 | 6.4024e-06 | 9.9889e-06 | 9.5964e-06 | 9.2451e-06 | 8.9067e-06 | 1.058e-05 | 1.0164e-05 | 1.3084e-05 | 1.6872e-05 | 2.4858e-05 | 2.3882e-05 | 2.3007e-05 | 2.2165e-05 | 2.1411e-05 | 2.057e-05 | 2.3835e-05 | 2.6773e-05 | 2.8049e-05 | 3.901e-05 | 3.7582e-05 | 3.6206e-05 | 3.4974e-05 | 3.36e-05 | 3.237e-05 | 3.1185e-05 | 3.0124e-05 | 2.894e-05 | 2.7881e-05
TAS1 | Grid Battery | 2.222e-05 | 2.1407e-05 | 2.0679e-05 | 1.9866e-05 | 1.9139e-05 | 1.8438e-05 | 1.9543e-05 | 2.2298e-05 | 3.1612e-05 | 3.2377e-05 | 3.1276e-05 | 3.3168e-05 | 3.1954e-05 | 3.4205e-05 | 3.4665e-05 | 3.6001e-05 | 3.6778e-05 | 3.7178e-05 | 3.8792e-05 | 4.1691e-05 | 5.1957e-05 | 5.2466e-05 | 5.384e-05 | 5.4105e-05 | 5.4097e-05 | 5.5382e-05 | 5.6935e-05 | 5.8755e-05 | 6.4636e-05
TAS1 | Pumped Hydro | 0 | 0 | 5.517e-05 | 5.3002e-05 | 5.439e-05 | 5.6289e-05 | 5.7233e-05 | 5.4984e-05 | 5.5748e-05 | 5.6053e-05 | 5.7392e-05 | 5.7517e-05 | 5.814e-05 | 5.8614e-05 | 5.9549e-05 | 5.9797e-05 | 5.9861e-05 | 6.0288e-05 | 6.0577e-05 | 6.0918e-05 | 6.0979e-05 | 6.1254e-05 | 6.1904e-05 | 6.2054e-05 | 6.2483e-05 | 6.247e-05 | 6.3273e-05 | 6.3378e-05 | 6.4022e-05
TAS1 | VPP | 0 | 0 | 0 | 0 | 0 | 0 | 0 | 0 | 0 | 0 | 0 | 0 | 0 | 0 | 0 | 0 | 0 | 0 | 0 | 0 | 0 | 0 | 0 | 0 | 0 | 0 | 0 | 0 | 0
Total excluding storage |  | 0.0001485 | 0.00014514 | 3211.7397 | 6171.105 | 8920.9193 | 11509.7217 | 13934.3889 | 16092.4644 | 18109.85 | 19916.7476 | 21624.4105 | 23078.6213 | 24453.2396 | 25696.2777 | 26887.6244 | 27815.5576 | 28708.9659 | 29501.7574 | 30341.6974 | 30920.6849 | 29788.7138 | 28698.1829 | 27721.9055 | 26632.7073 | 25657.7142 | 24718.4145 | 23877.524 | 22939.3722 | 22099.5879

## BaseCase_Fuel Cost
Fuel cost by technology ($000s) - Base Case, Slow Change Scenario
Fuel | Real June 2020 dollars discounted to 1 July 2020
Explicitly modelled generation
Region | Technology | 2021-22 | 2022-23 | 2023-24 | 2024-25 | 2025-26 | 2026-27 | 2027-28 | 2028-29 | 2029-30 | 2030-31 | 2031-32 | 2032-33 | 2033-34 | 2034-35 | 2035-36 | 2036-37 | 2037-38 | 2038-39 | 2039-40 | 2040-41 | 2041-42 | 2042-43 | 2043-44 | 2044-45 | 2045-46 | 2046-47 | 2047-48 | 2048-49 | 2049-50
NEM | Black Coal | 1579899.1413 | 1399110.279 | 1333566.4802 | 1221747.0982 | 1163812.4098 | 1005009.8545 | 927163.7891 | 939594.8725 | 634221.335 | 526992.2459 | 358289.04 | 374770.0223 | 389292.1561 | 354338.9924 | 304144.0595 | 317133.2043 | 318748.6857 | 303302.2906 | 270654.934 | 248514.4725 | 225750.2915 | 157904.894 | 122154.691 | 90752.3982 | 73709.8674 | 49821.8202 | 45953.9645 | 41602.178 | 37716.273
NEM | Brown Coal | 205786.7499 | 173251.0959 | 182107.2011 | 116840.3577 | 118382.5404 | 115355.2011 | 101621.9941 | 100727.2697 | 95737.9488 | 98047.3728 | 88716.6937 | 86981.149 | 86920.296 | 83260.1317 | 81583.0963 | 77035.3288 | 71001.5711 | 70464.9242 | 60544.2926 | 61536.875 | 63746.063 | 61011.3564 | 56504.1077 | 54558.4074 | 50408.8274 | 51565.0555 | 30249.3627 | 0 | 0
NEM | CCGT | 203162.7756 | 201897.9325 | 155430.8799 | 160059.6345 | 157954.6499 | 163978.4192 | 142766.5724 | 186003.6875 | 118846.6739 | 123529.1546 | 130032.7552 | 140070.1387 | 124875.619 | 126601.9804 | 107876.2042 | 103001.2799 | 85618.2121 | 120075.9804 | 143606.294 | 140987.3491 | 111959.7834 | 156240.1101 | 104361.0309 | 102142.269 | 59578.1851 | 46147.8972 | 44991.7572 | 43665.4054 | 42505.6853
NEM | Gas - Steam | 90124.4015 | 91789.7245 | 86344.2035 | 15176.525 | 14423.1626 | 14332.8568 | 13176.1724 | 15986.522 | 11610.4055 | 11862.6396 | 11987.0148 | 12292.7566 | 11504.6117 | 10588.267 | 4984.4478 | 4530.1534 | 5645.2343 | 4533.1861 | 3123.6212 | 3078.4892 | 2912.4305 | 4257.868 | 4830.394 | 4526.1015 | 6270.2225 | 0 | 0 | 0 | 0
NEM | OCGT / Diesel | 2150.4629 | 1288.7985 | 6374.8791 | 6558.1859 | 1618.0054 | 5081.1981 | 2534.38 | 17095.7489 | 322.4311 | 196.0189 | 306.2456 | 4860.0379 | 2728.9665 | 1051.2542 | 6094.7687 | 5552.4739 | 12557.997 | 14181.3508 | 41100.1089 | 46157.1929 | 32724.1434 | 26725.1897 | 105158.6817 | 55816.5992 | 80730.5171 | 94016.9115 | 159643.5062 | 279541.6048 | 273967.4844
NEM | Hydro | 0 | 0 | 0 | 0 | 0 | 0 | 0 | 0 | 0 | 0 | 0 | 0 | 0 | 0 | 0 | 0 | 0 | 0 | 0 | 0 | 0 | 0 | 0 | 0 | 0 | 0 | 0 | 0 | 0
NEM | Wind | 0 | 0 | 0 | 0 | 0 | 0 | 0 | 0 | 0 | 0 | 0 | 0 | 0 | 0 | 0 | 0 | 0 | 0 | 0 | 0 | 0 | 0 | 0 | 0 | 0 | 0 | 0 | 0 | 0
NEM | Solar PV | 0 | 0 | 0 | 0 | 0 | 0 | 0 | 0 | 0 | 0 | 0 | 0 | 0 | 0 | 0 | 0 | 0 | 0 | 0 | 0 | 0 | 0 | 0 | 0 | 0 | 0 | 0 | 0 | 0
NEM | Grid Battery | 0 | 0 | 0 | 0 | 0 | 0 | 0 | 0 | 0 | 0 | 0 | 0 | 0 | 0 | 0 | 0 | 0 | 0 | 0 | 0 | 0 | 0 | 0 | 0 | 0 | 0 | 0 | 0 | 0
NEM | Pumped Hydro | 0 | 0 | 0 | 0 | 0 | 0 | 0 | 0 | 0 | 0 | 0 | 0 | 0 | 0 | 0 | 0 | 0 | 0 | 0 | 0 | 0 | 0 | 0 | 0 | 0 | 0 | 0 | 0 | 0
NEM | VPP | 0 | 0 | 0 | 0 | 0 | 0 | 0 | 0 | 0 | 0 | 0 | 0 | 0 | 0 | 0 | 0 | 0 | 0 | 0 | 0 | 0 | 0 | 0 | 0 | 0 | 0 | 0 | 0 | 0
Total excluding storage |  | 2081123.5313 | 1867337.8305 | 1763823.6438 | 1520381.8014 | 1456190.768 | 1303757.5297 | 1187262.9079 | 1259408.1005 | 860738.7942 | 760627.4319 | 589331.7493 | 618974.1045 | 615321.6493 | 575840.6257 | 504682.5764 | 507252.4403 | 493571.7002 | 512557.7321 | 519029.2508 | 500274.3787 | 437092.7118 | 406139.4181 | 393008.9053 | 307795.7753 | 270697.6195 | 241551.6843 | 280838.5906 | 364809.1882 | 354189.4427
Region | Technology | 2021-22 | 2022-23 | 2023-24 | 2024-25 | 2025-26 | 2026-27 | 2027-28 | 2028-29 | 2029-30 | 2030-31 | 2031-32 | 2032-33 | 2033-34 | 2034-35 | 2035-36 | 2036-37 | 2037-38 | 2038-39 | 2039-40 | 2040-41 | 2041-42 | 2042-43 | 2043-44 | 2044-45 | 2045-46 | 2046-47 | 2047-48 | 2048-49 | 2049-50
NSW1 | Black Coal | 826738.417 | 732629.37 | 643114.8333 | 673917.2182 | 596275.918 | 531516.4671 | 484407.3572 | 528219.6678 | 283223.1944 | 203211.2257 | 90980.4105 | 84499.3963 | 110213.6061 | 92104.3972 | 70395.4857 | 89763.841 | 101323.4762 | 96350.736 | 81791.812 | 68150.9286 | 55964.3776 | 0 | 0 | 0 | 0 | 0 | 0 | 0 | 0
NSW1 | Brown Coal | 0 | 0 | 0 | 0 | 0 | 0 | 0 | 0 | 0 | 0 | 0 | 0 | 0 | 0 | 0 | 0 | 0 | 0 | 0 | 0 | 0 | 0 | 0 | 0 | 0 | 0 | 0 | 0 | 0
NSW1 | CCGT | 2480.8384 | 2468.5554 | 7330.7272 | 4653.1532 | 4433.0987 | 4332.7437 | 4223.6437 | 4110.178 | 3896.3564 | 3841.4644 | 3732.6522 | 3629.1797 | 3553.864 | 4865.6507 | 3369.792 | 3180.2874 | 3148.1575 | 27446.2303 | 48330.8233 | 49722.7779 | 31321.7293 | 48945.5478 | 50.3271 | 0.0002815 | 0.00027907 | 0.00035172 | 0.00035233 | 0.00033266 | 0.00031469
NSW1 | Gas - Steam | 0 | 0 | 0 | 0 | 0 | 0 | 0 | 0 | 0 | 0 | 0 | 0 | 0 | 0 | 0 | 0 | 0 | 0 | 0 | 0 | 0 | 0 | 0 | 0 | 0 | 0 | 0 | 0 | 0
NSW1 | OCGT / Diesel | 0.00022054 | 0.00021606 | 376.1068 | 3914.7279 | 644.2263 | 1390.959 | 596.5263 | 1167.9314 | 0.00023367 | 0.00023372 | 0.00021784 | 1238.1976 | 236.0846 | 332.0829 | 1066.8985 | 565.5197 | 1602.6539 | 491.5688 | 8778.6125 | 9697.8807 | 7370.0573 | 5421.3405 | 49161.3931 | 27697.6122 | 37995.6472 | 31604.6157 | 93118.1724 | 104779.2106 | 127064.6685
NSW1 | Hydro | 0 | 0 | 0 | 0 | 0 | 0 | 0 | 0 | 0 | 0 | 0 | 0 | 0 | 0 | 0 | 0 | 0 | 0 | 0 | 0 | 0 | 0 | 0 | 0 | 0 | 0 | 0 | 0 | 0
NSW1 | Wind | 0 | 0 | 0 | 0 | 0 | 0 | 0 | 0 | 0 | 0 | 0 | 0 | 0 | 0 | 0 | 0 | 0 | 0 | 0 | 0 | 0 | 0 | 0 | 0 | 0 | 0 | 0 | 0 | 0
NSW1 | Solar PV | 0 | 0 | 0 | 0 | 0 | 0 | 0 | 0 | 0 | 0 | 0 | 0 | 0 | 0 | 0 | 0 | 0 | 0 | 0 | 0 | 0 | 0 | 0 | 0 | 0 | 0 | 0 | 0 | 0
NSW1 | Grid Battery | 0 | 0 | 0 | 0 | 0 | 0 | 0 | 0 | 0 | 0 | 0 | 0 | 0 | 0 | 0 | 0 | 0 | 0 | 0 | 0 | 0 | 0 | 0 | 0 | 0 | 0 | 0 | 0 | 0
NSW1 | Pumped Hydro | 0 | 0 | 0 | 0 | 0 | 0 | 0 | 0 | 0 | 0 | 0 | 0 | 0 | 0 | 0 | 0 | 0 | 0 | 0 | 0 | 0 | 0 | 0 | 0 | 0 | 0 | 0 | 0 | 0
NSW1 | VPP | 0 | 0 | 0 | 0 | 0 | 0 | 0 | 0 | 0 | 0 | 0 | 0 | 0 | 0 | 0 | 0 | 0 | 0 | 0 | 0 | 0 | 0 | 0 | 0 | 0 | 0 | 0 | 0 | 0
Total excluding storage |  | 829219.2556 | 735097.9256 | 650821.6673 | 682485.0993 | 601353.243 | 537240.1698 | 489227.5272 | 533497.7771 | 287119.551 | 207052.6903 | 94713.0629 | 89366.7736 | 114003.5547 | 97302.1308 | 74832.1761 | 93509.648 | 106074.2876 | 124288.5351 | 138901.2478 | 127571.5873 | 94656.1642 | 54366.8884 | 49211.7202 | 27697.6125 | 37995.6475 | 31604.6161 | 93118.1727 | 104779.2109 | 127064.6689
Region | Technology | 2021-22 | 2022-23 | 2023-24 | 2024-25 | 2025-26 | 2026-27 | 2027-28 | 2028-29 | 2029-30 | 2030-31 | 2031-32 | 2032-33 | 2033-34 | 2034-35 | 2035-36 | 2036-37 | 2037-38 | 2038-39 | 2039-40 | 2040-41 | 2041-42 | 2042-43 | 2043-44 | 2044-45 | 2045-46 | 2046-47 | 2047-48 | 2048-49 | 2049-50
QLD1 | Black Coal | 753160.7243 | 666480.909 | 690451.6469 | 547829.88 | 567536.4917 | 473493.3874 | 442756.4318 | 411375.2047 | 350998.1405 | 323781.0203 | 267308.6295 | 290270.626 | 279078.55 | 262234.5953 | 233748.5738 | 227369.3633 | 217425.2095 | 206951.5546 | 188863.122 | 180363.5439 | 169785.9139 | 157904.894 | 122154.691 | 90752.3982 | 73709.8674 | 49821.8202 | 45953.9645 | 41602.178 | 37716.273
QLD1 | Brown Coal | 0 | 0 | 0 | 0 | 0 | 0 | 0 | 0 | 0 | 0 | 0 | 0 | 0 | 0 | 0 | 0 | 0 | 0 | 0 | 0 | 0 | 0 | 0 | 0 | 0 | 0 | 0 | 0 | 0
QLD1 | CCGT | 99873.8649 | 100156.4048 | 110068.9763 | 119608.8649 | 119232.2348 | 126309.4111 | 106379.7723 | 150579.4971 | 84762.6092 | 90296.5559 | 97579.4127 | 108515.3906 | 93895.3266 | 95381.2533 | 78904.8038 | 75327.9121 | 82470.0542 | 92629.7497 | 95275.4702 | 91264.5707 | 80638.0537 | 107294.5617 | 104310.7032 | 102142.2682 | 59578.1843 | 46147.8963 | 44991.7563 | 43665.4042 | 42505.6842
QLD1 | Gas - Steam | 2551.867 | 2563.7765 | 5130.1595 | 5465.0845 | 5657.1155 | 5409.367 | 4669.5685 | 7375.2 | 3978.9855 | 4278.687 | 4545.3785 | 4459.439 | 4145.5628 | 3803.6642 | 3612.9578 | 3418.2578 | 3285.1335 | 3162.8782 | 3123.6212 | 3078.4892 | 2912.4305 | 4257.868 | 4830.394 | 4526.1015 | 6270.2225 | 0 | 0 | 0 | 0
QLD1 | OCGT / Diesel | 0.00038743 | 0.00038062 | 0.00038288 | 1933.9845 | 616.5944 | 2913.6098 | 1344.3915 | 14969.9897 | 322.4295 | 54.1664 | 122.7483 | 2341.0875 | 2022.3197 | 414.7474 | 1711.4803 | 1741.3415 | 3946.577 | 2109.2055 | 7558.3902 | 4716.4365 | 6856.3072 | 4900.0407 | 13234.4756 | 17831.9457 | 33334.1014 | 54126.1213 | 51995.8409 | 80281.0088 | 57926.6597
QLD1 | Hydro | 0 | 0 | 0 | 0 | 0 | 0 | 0 | 0 | 0 | 0 | 0 | 0 | 0 | 0 | 0 | 0 | 0 | 0 | 0 | 0 | 0 | 0 | 0 | 0 | 0 | 0 | 0 | 0 | 0
QLD1 | Wind | 0 | 0 | 0 | 0 | 0 | 0 | 0 | 0 | 0 | 0 | 0 | 0 | 0 | 0 | 0 | 0 | 0 | 0 | 0 | 0 | 0 | 0 | 0 | 0 | 0 | 0 | 0 | 0 | 0
QLD1 | Solar PV | 0 | 0 | 0 | 0 | 0 | 0 | 0 | 0 | 0 | 0 | 0 | 0 | 0 | 0 | 0 | 0 | 0 | 0 | 0 | 0 | 0 | 0 | 0 | 0 | 0 | 0 | 0 | 0 | 0
QLD1 | Grid Battery | 0 | 0 | 0 | 0 | 0 | 0 | 0 | 0 | 0 | 0 | 0 | 0 | 0 | 0 | 0 | 0 | 0 | 0 | 0 | 0 | 0 | 0 | 0 | 0 | 0 | 0 | 0 | 0 | 0
QLD1 | Pumped Hydro | 0 | 0 | 0 | 0 | 0 | 0 | 0 | 0 | 0 | 0 | 0 | 0 | 0 | 0 | 0 | 0 | 0 | 0 | 0 | 0 | 0 | 0 | 0 | 0 | 0 | 0 | 0 | 0 | 0
QLD1 | VPP | 0 | 0 | 0 | 0 | 0 | 0 | 0 | 0 | 0 | 0 | 0 | 0 | 0 | 0 | 0 | 0 | 0 | 0 | 0 | 0 | 0 | 0 | 0 | 0 | 0 | 0 | 0 | 0 | 0
Total excluding storage |  | 855586.4566 | 769201.0907 | 805650.7831 | 674837.814 | 693042.4364 | 608125.7754 | 555150.1642 | 584299.8915 | 440062.1647 | 418410.4296 | 369556.169 | 405586.5431 | 379141.7591 | 361834.2602 | 317977.8157 | 307856.8747 | 307126.9742 | 304853.3879 | 294820.6035 | 279423.0403 | 260192.7053 | 274357.3644 | 244530.2637 | 215252.7135 | 172892.3756 | 150095.8378 | 142941.5616 | 165548.591 | 138148.617
Region | Technology | 2021-22 | 2022-23 | 2023-24 | 2024-25 | 2025-26 | 2026-27 | 2027-28 | 2028-29 | 2029-30 | 2030-31 | 2031-32 | 2032-33 | 2033-34 | 2034-35 | 2035-36 | 2036-37 | 2037-38 | 2038-39 | 2039-40 | 2040-41 | 2041-42 | 2042-43 | 2043-44 | 2044-45 | 2045-46 | 2046-47 | 2047-48 | 2048-49 | 2049-50
VIC1 | Black Coal | 0 | 0 | 0 | 0 | 0 | 0 | 0 | 0 | 0 | 0 | 0 | 0 | 0 | 0 | 0 | 0 | 0 | 0 | 0 | 0 | 0 | 0 | 0 | 0 | 0 | 0 | 0 | 0 | 0
VIC1 | Brown Coal | 205786.7499 | 173251.0959 | 182107.2011 | 116840.3577 | 118382.5404 | 115355.2011 | 101621.9941 | 100727.2697 | 95737.9488 | 98047.3728 | 88716.6937 | 86981.149 | 86920.296 | 83260.1317 | 81583.0963 | 77035.3288 | 71001.5711 | 70464.9242 | 60544.2926 | 61536.875 | 63746.063 | 61011.3564 | 56504.1077 | 54558.4074 | 50408.8274 | 51565.0555 | 30249.3627 | 0 | 0
VIC1 | CCGT | 0.00010686 | 0.00010958 | 0.00011362 | 0.00012792 | 0.00012595 | 0.00011977 | 0.00012295 | 0.00012577 | 0.00012168 | 0.00011994 | 0.00011659 | 0.00013267 | 0.00012679 | 0.00013085 | 0.00012368 | 0.00012394 | 0.00016674 | 0.00017445 | 0.00020193 | 0.00019466 | 0.00019586 | 0.00019125 | 0.00022138 | 0.00020122 | 0.00020292 | 0.00020984 | 0.00023578 | 0.00038515 | 0.0003701
VIC1 | Gas - Steam | 164.5115 | 3.72e-05 | 382.474 | 672.0081 | 126.7455 | 596.8423 | 528.2924 | 722.7182 | 4.4976e-05 | 147.2138 | 251.74 | 830.1389 | 462.7903 | 176.7849 | 1371.49 | 1111.8956 | 2360.1008 | 1370.3079 | 0 | 0 | 0 | 0 | 0 | 0 | 0 | 0 | 0 | 0 | 0
VIC1 | OCGT / Diesel | 4.9839 | 0.00032065 | 205.0174 | 61.8262 | 0.00041842 | 11.1018 | 91.1615 | 0.00042896 | 0.00039982 | 3.4474 | 47.7143 | 432.2057 | 156.0555 | 0.00042046 | 832.2922 | 1105.3583 | 1058.908 | 1106.4241 | 2230.893 | 2655.2653 | 1914.2669 | 525.5339 | 1427.6127 | 4296.6267 | 4300.2458 | 1859.2719 | 2741.7368 | 60543.2801 | 58152.1867
VIC1 | Hydro | 0 | 0 | 0 | 0 | 0 | 0 | 0 | 0 | 0 | 0 | 0 | 0 | 0 | 0 | 0 | 0 | 0 | 0 | 0 | 0 | 0 | 0 | 0 | 0 | 0 | 0 | 0 | 0 | 0
VIC1 | Wind | 0 | 0 | 0 | 0 | 0 | 0 | 0 | 0 | 0 | 0 | 0 | 0 | 0 | 0 | 0 | 0 | 0 | 0 | 0 | 0 | 0 | 0 | 0 | 0 | 0 | 0 | 0 | 0 | 0
VIC1 | Solar PV | 0 | 0 | 0 | 0 | 0 | 0 | 0 | 0 | 0 | 0 | 0 | 0 | 0 | 0 | 0 | 0 | 0 | 0 | 0 | 0 | 0 | 0 | 0 | 0 | 0 | 0 | 0 | 0 | 0
VIC1 | Grid Battery | 0 | 0 | 0 | 0 | 0 | 0 | 0 | 0 | 0 | 0 | 0 | 0 | 0 | 0 | 0 | 0 | 0 | 0 | 0 | 0 | 0 | 0 | 0 | 0 | 0 | 0 | 0 | 0 | 0
VIC1 | Pumped Hydro | 0 | 0 | 0 | 0 | 0 | 0 | 0 | 0 | 0 | 0 | 0 | 0 | 0 | 0 | 0 | 0 | 0 | 0 | 0 | 0 | 0 | 0 | 0 | 0 | 0 | 0 | 0 | 0 | 0
VIC1 | VPP | 0 | 0 | 0 | 0 | 0 | 0 | 0 | 0 | 0 | 0 | 0 | 0 | 0 | 0 | 0 | 0 | 0 | 0 | 0 | 0 | 0 | 0 | 0 | 0 | 0 | 0 | 0 | 0 | 0
Total excluding storage |  | 205956.2455 | 173251.0964 | 182694.6926 | 117574.192 | 118509.2864 | 115963.1453 | 102241.4481 | 101449.9884 | 95737.9493 | 98198.0342 | 89016.1482 | 88243.4938 | 87539.1419 | 83436.9171 | 83786.8786 | 79252.5829 | 74420.5801 | 72941.6564 | 62775.1859 | 64192.1405 | 65660.3301 | 61536.8905 | 57931.7206 | 58855.0342 | 54709.0735 | 53424.3276 | 32991.0997 | 60543.2805 | 58152.1871
Region | Technology | 2021-22 | 2022-23 | 2023-24 | 2024-25 | 2025-26 | 2026-27 | 2027-28 | 2028-29 | 2029-30 | 2030-31 | 2031-32 | 2032-33 | 2033-34 | 2034-35 | 2035-36 | 2036-37 | 2037-38 | 2038-39 | 2039-40 | 2040-41 | 2041-42 | 2042-43 | 2043-44 | 2044-45 | 2045-46 | 2046-47 | 2047-48 | 2048-49 | 2049-50
SA1 | Black Coal | 0 | 0 | 0 | 0 | 0 | 0 | 0 | 0 | 0 | 0 | 0 | 0 | 0 | 0 | 0 | 0 | 0 | 0 | 0 | 0 | 0 | 0 | 0 | 0 | 0 | 0 | 0 | 0 | 0
SA1 | Brown Coal | 0 | 0 | 0 | 0 | 0 | 0 | 0 | 0 | 0 | 0 | 0 | 0 | 0 | 0 | 0 | 0 | 0 | 0 | 0 | 0 | 0 | 0 | 0 | 0 | 0 | 0 | 0 | 0 | 0
SA1 | CCGT | 100808.0721 | 99272.9721 | 38031.1761 | 35797.6161 | 34289.3161 | 33336.2641 | 32163.1561 | 31314.0121 | 30187.7081 | 29391.1341 | 28720.6901 | 27925.5681 | 27426.4281 | 26355.0761 | 25601.6081 | 24493.0801 | 0.00017137 | 0.00018464 | 0.00021522 | 0.0002152 | 0.00021903 | 0.00021496 | 0.00026969 | 0.00024254 | 0.00024827 | 0.00025737 | 0.00025945 | 0.0003271 | 0.00031071
SA1 | Gas - Steam | 87408.023 | 89225.948 | 80831.57 | 9039.4325 | 8639.3016 | 8326.6475 | 7978.3115 | 7888.6038 | 7631.42 | 7436.7388 | 7189.8963 | 7003.1786 | 6896.2586 | 6607.8179 | 0 | 0 | 0 | 0 | 0 | 0 | 0 | 0 | 0 | 0 | 0 | 0 | 0 | 0 | 0
SA1 | OCGT / Diesel | 2145.4782 | 1288.7975 | 5793.7544 | 647.6472 | 357.1841 | 765.5274 | 502.3006 | 957.8273 | 0.00079579 | 138.4047 | 135.7827 | 848.547 | 314.5066 | 304.4234 | 2484.0976 | 2140.2544 | 5949.8579 | 10474.1523 | 22532.2131 | 29087.6102 | 16583.5118 | 15878.2745 | 41335.2003 | 5990.4145 | 5100.5225 | 6426.9024 | 11787.7561 | 33938.1052 | 30823.9692
SA1 | Hydro | 0 | 0 | 0 | 0 | 0 | 0 | 0 | 0 | 0 | 0 | 0 | 0 | 0 | 0 | 0 | 0 | 0 | 0 | 0 | 0 | 0 | 0 | 0 | 0 | 0 | 0 | 0 | 0 | 0
SA1 | Wind | 0 | 0 | 0 | 0 | 0 | 0 | 0 | 0 | 0 | 0 | 0 | 0 | 0 | 0 | 0 | 0 | 0 | 0 | 0 | 0 | 0 | 0 | 0 | 0 | 0 | 0 | 0 | 0 | 0
SA1 | Solar PV | 0 | 0 | 0 | 0 | 0 | 0 | 0 | 0 | 0 | 0 | 0 | 0 | 0 | 0 | 0 | 0 | 0 | 0 | 0 | 0 | 0 | 0 | 0 | 0 | 0 | 0 | 0 | 0 | 0
SA1 | Grid Battery | 0 | 0 | 0 | 0 | 0 | 0 | 0 | 0 | 0 | 0 | 0 | 0 | 0 | 0 | 0 | 0 | 0 | 0 | 0 | 0 | 0 | 0 | 0 | 0 | 0 | 0 | 0 | 0 | 0
SA1 | Pumped Hydro | 0 | 0 | 0 | 0 | 0 | 0 | 0 | 0 | 0 | 0 | 0 | 0 | 0 | 0 | 0 | 0 | 0 | 0 | 0 | 0 | 0 | 0 | 0 | 0 | 0 | 0 | 0 | 0 | 0
SA1 | VPP | 0 | 0 | 0 | 0 | 0 | 0 | 0 | 0 | 0 | 0 | 0 | 0 | 0 | 0 | 0 | 0 | 0 | 0 | 0 | 0 | 0 | 0 | 0 | 0 | 0 | 0 | 0 | 0 | 0
Total excluding storage |  | 190361.5733 | 189787.7176 | 124656.5006 | 45484.6958 | 43285.8018 | 42428.4389 | 40643.7683 | 40160.4432 | 37819.1289 | 36966.2776 | 36046.3691 | 35777.2937 | 34637.1934 | 33267.3174 | 28085.7057 | 26633.3345 | 5949.8581 | 10474.1524 | 22532.2133 | 29087.6104 | 16583.512 | 15878.2747 | 41335.2006 | 5990.4148 | 5100.5228 | 6426.9027 | 11787.7564 | 33938.1056 | 30823.9696
Region | Technology | 2021-22 | 2022-23 | 2023-24 | 2024-25 | 2025-26 | 2026-27 | 2027-28 | 2028-29 | 2029-30 | 2030-31 | 2031-32 | 2032-33 | 2033-34 | 2034-35 | 2035-36 | 2036-37 | 2037-38 | 2038-39 | 2039-40 | 2040-41 | 2041-42 | 2042-43 | 2043-44 | 2044-45 | 2045-46 | 2046-47 | 2047-48 | 2048-49 | 2049-50
TAS1 | Black Coal | 0 | 0 | 0 | 0 | 0 | 0 | 0 | 0 | 0 | 0 | 0 | 0 | 0 | 0 | 0 | 0 | 0 | 0 | 0 | 0 | 0 | 0 | 0 | 0 | 0 | 0 | 0 | 0 | 0
TAS1 | Brown Coal | 0 | 0 | 0 | 0 | 0 | 0 | 0 | 0 | 0 | 0 | 0 | 0 | 0 | 0 | 0 | 0 | 0 | 0 | 0 | 0 | 0 | 0 | 0 | 0 | 0 | 0 | 0 | 0 | 0
TAS1 | CCGT | 0.00010711 | 0.00010849 | 0.00011106 | 0.00011043 | 0.00010679 | 0.0001033 | 0.00010144 | 0.0001009 | 0.00010104 | 0.00010107 | 0.00010102 | 0.0001009 | 0.00010081 | 0.00010063 | 0.00010097 | 0.00010051 | 0.00010074 | 0.00010063 | 0.00010111 | 0.0001005 | 0.00010083 | 0.0001009 | 0.00010098 | 0.00010078 | 0.00010068 | 0.00010097 | 0.00010116 | 0.00010087 | 0.00010084
TAS1 | Gas - Steam | 0 | 0 | 0 | 0 | 0 | 0 | 0 | 0 | 0 | 0 | 0 | 0 | 0 | 0 | 0 | 0 | 0 | 0 | 0 | 0 | 0 | 0 | 0 | 0 | 0 | 0 | 0 | 0 | 0
TAS1 | OCGT / Diesel | 0.00013307 | 0.00013198 | 0.00013302 | 0.00013323 | 0.0001292 | 0.00012892 | 0.0001281 | 0.00012787 | 0.00012885 | 0.00012835 | 0.00012768 | 0.00012762 | 0.0001279 | 0.00012734 | 0.00012752 | 0.00012659 | 0.00012772 | 0.00012592 | 0.00012645 | 0.00010071 | 0.00010091 | 0.00010156 | 0.00010053 | 0.00010053 | 9.9852e-05 | 0.00010121 | 0.00010122 | 0.0001013 | 0.00010035
TAS1 | Hydro | 0 | 0 | 0 | 0 | 0 | 0 | 0 | 0 | 0 | 0 | 0 | 0 | 0 | 0 | 0 | 0 | 0 | 0 | 0 | 0 | 0 | 0 | 0 | 0 | 0 | 0 | 0 | 0 | 0
TAS1 | Wind | 0 | 0 | 0 | 0 | 0 | 0 | 0 | 0 | 0 | 0 | 0 | 0 | 0 | 0 | 0 | 0 | 0 | 0 | 0 | 0 | 0 | 0 | 0 | 0 | 0 | 0 | 0 | 0 | 0
TAS1 | Solar PV | 0 | 0 | 0 | 0 | 0 | 0 | 0 | 0 | 0 | 0 | 0 | 0 | 0 | 0 | 0 | 0 | 0 | 0 | 0 | 0 | 0 | 0 | 0 | 0 | 0 | 0 | 0 | 0 | 0
TAS1 | Grid Battery | 0 | 0 | 0 | 0 | 0 | 0 | 0 | 0 | 0 | 0 | 0 | 0 | 0 | 0 | 0 | 0 | 0 | 0 | 0 | 0 | 0 | 0 | 0 | 0 | 0 | 0 | 0 | 0 | 0
TAS1 | Pumped Hydro | 0 | 0 | 0 | 0 | 0 | 0 | 0 | 0 | 0 | 0 | 0 | 0 | 0 | 0 | 0 | 0 | 0 | 0 | 0 | 0 | 0 | 0 | 0 | 0 | 0 | 0 | 0 | 0 | 0
TAS1 | VPP | 0 | 0 | 0 | 0 | 0 | 0 | 0 | 0 | 0 | 0 | 0 | 0 | 0 | 0 | 0 | 0 | 0 | 0 | 0 | 0 | 0 | 0 | 0 | 0 | 0 | 0 | 0 | 0 | 0
Total excluding storage |  | 0.00024018 | 0.00024047 | 0.00024408 | 0.00024367 | 0.00023599 | 0.00023221 | 0.00022954 | 0.00022877 | 0.00022989 | 0.00022942 | 0.0002287 | 0.00022852 | 0.00022871 | 0.00022797 | 0.00022849 | 0.0002271 | 0.00022846 | 0.00022655 | 0.00022756 | 0.0002012 | 0.00020173 | 0.00020246 | 0.00020151 | 0.00020132 | 0.00020054 | 0.00020219 | 0.00020239 | 0.00020217 | 0.00020119

## BaseCase_Build Cost
New generation build cost (CAPEX) by technology ($000s) - Base Case, Slow Change Scenario
CAPEX (Install) | Real June 2020 dollars discounted to 1 July 2020. The total capital costs are annualised for modelling purposes.
Explicitly modelled generation
Region | Technology | 2021-22 | 2022-23 | 2023-24 | 2024-25 | 2025-26 | 2026-27 | 2027-28 | 2028-29 | 2029-30 | 2030-31 | 2031-32 | 2032-33 | 2033-34 | 2034-35 | 2035-36 | 2036-37 | 2037-38 | 2038-39 | 2039-40 | 2040-41 | 2041-42 | 2042-43 | 2043-44 | 2044-45 | 2045-46 | 2046-47 | 2047-48 | 2048-49 | 2049-50
NEM | Black Coal | 0 | 0 | 0 | 0 | 0 | 0 | 0 | 0 | 0 | 0 | 0 | 0 | 0 | 0 | 0 | 0 | 0 | 0 | 0 | 0 | 0 | 0 | 0 | 0 | 0 | 0 | 0 | 0 | 0
NEM | Brown Coal | 0 | 0 | 0 | 0 | 0 | 0 | 0 | 0 | 0 | 0 | 0 | 0 | 0 | 0 | 0 | 0 | 0 | 0 | 0 | 0 | 0 | 0 | 0 | 0 | 0 | 0 | 0 | 0 | 0
NEM | CCGT | 0.00015049 | 0.00014498 | 0.00014005 | 0.00013455 | 0.00012962 | 0.00012488 | 0.00012063 | 0.00011589 | 0.00011165 | 0.00010756 | 0.0001039 | 9.9819e-05 | 9.6165e-05 | 9.2645e-05 | 8.9493e-05 | 8.5977e-05 | 0.00011649 | 0.00011973 | 0.00012917 | 0.0001241 | 0.00012554 | 0.00013218 | 0.00016146 | 0.00015512 | 0.00017003 | 0.0001211 | 0.00012247 | 0.00016101 | 0.00015512
NEM | Gas - Steam | 0 | 0 | 0 | 0 | 0 | 0 | 0 | 0 | 0 | 0 | 0 | 0 | 0 | 0 | 0 | 0 | 0 | 0 | 0 | 0 | 0 | 0 | 0 | 0 | 0 | 0 | 0 | 0 | 0
NEM | OCGT / Diesel | 0.00052314 | 0.00050399 | 0.00048685 | 0.00046772 | 0.0004506 | 0.0004341 | 0.00041933 | 0.00040286 | 0.00038811 | 0.0003739 | 0.00036118 | 0.00034699 | 0.00033429 | 0.00032205 | 0.00031109 | 0.00033713 | 0.00032479 | 0.0003129 | 0.00038315 | 0.00038413 | 0.00063936 | 0.00062632 | 0.0009137 | 17561.3436 | 16918.4429 | 30238.6695 | 29209.9867 | 57631.0902 | 55521.2816
NEM | Hydro | 0 | 0 | 0 | 0 | 0 | 0 | 0 | 0 | 0 | 0 | 0 | 0 | 0 | 0 | 0 | 0 | 0 | 0 | 0 | 0 | 0 | 0 | 0 | 0 | 0 | 0 | 0 | 0 | 0
NEM | Wind | 0.0069025 | 66811.4596 | 142863.4828 | 270083.2715 | 331737.3758 | 381693.8169 | 459418.1935 | 500731.7252 | 493462.9662 | 485938.8803 | 581206.9735 | 568073.7164 | 556524.6743 | 544924.1475 | 534765.6527 | 521717.5867 | 660585.2242 | 688854.1145 | 710828.6541 | 698799.7982 | 780585.1384 | 889607.2092 | 920477.9854 | 886080.7253 | 913624.4039 | 943755.8474 | 972433.3013 | 995576.7926 | 945136.3553
NEM | Solar PV | 0.00058817 | 0.00088839 | 0.00089018 | 0.0009436 | 0.00094015 | 5976.6485 | 21860.243 | 36310.2203 | 70937.6213 | 102026.0521 | 206809.1377 | 198683.5732 | 191409.9936 | 184402.6916 | 178129.5356 | 171130.7973 | 164865.894 | 158830.3413 | 153427.1259 | 147398.9502 | 142002.8424 | 183378.2504 | 188663.6103 | 181250.9865 | 194260.2516 | 256677.7078 | 271852.7332 | 297523.2505 | 321573.8886
NEM | Grid Battery | 0.0010634 | 0.0010244 | 0.00098958 | 0.0009507 | 0.0009159 | 0.00088237 | 0.00095621 | 0.0011101 | 0.0020423 | 0.001986 | 0.0019184 | 0.0020952 | 0.0020914 | 0.0021686 | 0.0024385 | 0.0035764 | 11231.6413 | 10820.4638 | 15838.3998 | 17806.4595 | 72607.4522 | 80630.316 | 82388.7444 | 121381.7908 | 118290.4244 | 113959.9468 | 110083.1675 | 129078.1501 | 134384.178
NEM | Pumped Hydro | 0 | 0 | 0.0015424 | 0.0016071 | 0.0015961 | 0.001604 | 0.0016284 | 0.0016868 | 230474.5377 | 222037.1272 | 214483.6933 | 206056.5946 | 198513.0972 | 191245.7587 | 184739.81 | 177481.3531 | 170983.9781 | 165728.7291 | 183823.0875 | 176600.6485 | 175474.6454 | 192037.2699 | 185504.3949 | 178215.8976 | 215305.2917 | 275658.2989 | 275031.4916 | 316794.3159 | 305196.8365
NEM | VPP | 0 | 0 | 0 | 0 | 0 | 0 | 0 | 0 | 0 | 0 | 0 | 0 | 0 | 0 | 0 | 0 | 0 | 0 | 0 | 0 | 0 | 0 | 0 | 0 | 0 | 0 | 0 | 0 | 0
Total excluding storage |  | 0.0081644 | 66811.4611 | 142863.4843 | 270083.273 | 331737.3773 | 387670.466 | 481278.437 | 537041.9461 | 564400.5879 | 587964.9329 | 788016.1117 | 766757.29 | 747934.6684 | 729326.8395 | 712895.1887 | 692848.3845 | 825451.1186 | 847684.4563 | 864255.7806 | 846198.7489 | 922587.9816 | 1072985.4603 | 1109141.5968 | 1084893.0556 | 1124803.0986 | 1230672.2248 | 1273496.0213 | 1350731.1334 | 1322231.5257
Region | Technology | 2021-22 | 2022-23 | 2023-24 | 2024-25 | 2025-26 | 2026-27 | 2027-28 | 2028-29 | 2029-30 | 2030-31 | 2031-32 | 2032-33 | 2033-34 | 2034-35 | 2035-36 | 2036-37 | 2037-38 | 2038-39 | 2039-40 | 2040-41 | 2041-42 | 2042-43 | 2043-44 | 2044-45 | 2045-46 | 2046-47 | 2047-48 | 2048-49 | 2049-50
NSW1 | Black Coal | 0 | 0 | 0 | 0 | 0 | 0 | 0 | 0 | 0 | 0 | 0 | 0 | 0 | 0 | 0 | 0 | 0 | 0 | 0 | 0 | 0 | 0 | 0 | 0 | 0 | 0 | 0 | 0 | 0
NSW1 | Brown Coal | 0 | 0 | 0 | 0 | 0 | 0 | 0 | 0 | 0 | 0 | 0 | 0 | 0 | 0 | 0 | 0 | 0 | 0 | 0 | 0 | 0 | 0 | 0 | 0 | 0 | 0 | 0 | 0 | 0
NSW1 | CCGT | 3.3407e-05 | 3.2184e-05 | 3.1089e-05 | 2.9867e-05 | 2.8774e-05 | 2.7721e-05 | 2.6778e-05 | 2.5726e-05 | 2.4784e-05 | 2.3876e-05 | 2.3064e-05 | 2.2158e-05 | 2.1347e-05 | 2.0565e-05 | 1.9866e-05 | 1.9085e-05 | 2.8002e-05 | 3.4486e-05 | 3.3313e-05 | 3.2004e-05 | 3.6814e-05 | 3.5466e-05 | 5.105e-05 | 4.9044e-05 | 4.7249e-05 | 4.8869e-05 | 4.7207e-05 | 4.5352e-05 | 4.3692e-05
NSW1 | Gas - Steam | 0 | 0 | 0 | 0 | 0 | 0 | 0 | 0 | 0 | 0 | 0 | 0 | 0 | 0 | 0 | 0 | 0 | 0 | 0 | 0 | 0 | 0 | 0 | 0 | 0 | 0 | 0 | 0 | 0
NSW1 | OCGT / Diesel | 0.00010474 | 0.0001009 | 9.7468e-05 | 9.3639e-05 | 9.0211e-05 | 8.6908e-05 | 8.3952e-05 | 8.0653e-05 | 7.7701e-05 | 7.4856e-05 | 7.231e-05 | 6.9469e-05 | 6.6925e-05 | 6.4475e-05 | 6.2282e-05 | 5.9835e-05 | 5.7644e-05 | 5.5534e-05 | 7.2859e-05 | 6.9996e-05 | 0.00017323 | 0.00016689 | 0.00042139 | 15741.6749 | 15165.3901 | 14610.2024 | 14113.181 | 21180.4689 | 20405.0761
NSW1 | Hydro | 0 | 0 | 0 | 0 | 0 | 0 | 0 | 0 | 0 | 0 | 0 | 0 | 0 | 0 | 0 | 0 | 0 | 0 | 0 | 0 | 0 | 0 | 0 | 0 | 0 | 0 | 0 | 0 | 0
NSW1 | Wind | 0.001182 | 66811.454 | 128556.0321 | 184507.5148 | 236222.9135 | 277117.3467 | 302322.8365 | 322996.2477 | 311171.7226 | 299780.0799 | 391243.0242 | 375871.0223 | 362110.8118 | 348854.3471 | 336986.7451 | 323746.4812 | 311894.491 | 305981.3516 | 295572.237 | 284290.8163 | 368624.8132 | 444039.9297 | 439393.3764 | 422129.5393 | 406675.8583 | 406426.7037 | 370213.0773 | 330554.9758 | 294457.2742
NSW1 | Solar PV | 0.00013199 | 0.00028401 | 0.00028221 | 0.00031278 | 0.00033242 | 5976.648 | 21860.2424 | 36310.2197 | 70937.6205 | 102026.0513 | 206809.1369 | 198683.5723 | 191409.9928 | 184402.6908 | 178129.5348 | 171130.7965 | 164865.8928 | 158830.34 | 153427.1244 | 147398.9478 | 142002.84 | 158146.2671 | 154200.6884 | 148142.1183 | 149084.4316 | 184424.7564 | 188546.8187 | 181138.7835 | 181568.939
NSW1 | Grid Battery | 0.00034223 | 0.0003297 | 0.00031848 | 0.00030597 | 0.00029477 | 0.00028398 | 0.00029353 | 0.000282 | 0.001042 | 0.0010039 | 0.00096974 | 0.0009704 | 0.00093488 | 0.00091866 | 0.00088741 | 0.00086586 | 0.00086632 | 0.00084941 | 0.00088531 | 0.00085053 | 0.0014252 | 0.0013731 | 4501.3752 | 11249.0681 | 12189.5354 | 11743.2906 | 11343.7981 | 10898.0984 | 10499.1311
NSW1 | Pumped Hydro | 0 | 0 | 0.00042457 | 0.00043697 | 0.00042097 | 0.00040556 | 0.00039177 | 0.00039539 | 230474.5364 | 222037.1259 | 214483.6921 | 206056.5931 | 198513.0957 | 191245.7571 | 184739.8083 | 177481.3513 | 170983.961 | 164724.4328 | 159120.7073 | 152868.8289 | 147272.4754 | 141880.9976 | 137054.3782 | 131669.4898 | 126849.2196 | 122205.414 | 118048.134 | 113410.0037 | 109258.1925
NSW1 | VPP | 0 | 0 | 0 | 0 | 0 | 0 | 0 | 0 | 0 | 0 | 0 | 0 | 0 | 0 | 0 | 0 | 0 | 0 | 0 | 0 | 0 | 0 | 0 | 0 | 0 | 0 | 0 | 0 | 0
Total excluding storage |  | 0.0014521 | 66811.4545 | 128556.0325 | 184507.5153 | 236222.9139 | 283093.9948 | 324183.079 | 359306.4674 | 382109.3432 | 401806.1313 | 598052.1611 | 574554.5946 | 553520.8047 | 533257.038 | 515116.28 | 494877.2778 | 476760.3838 | 464811.6917 | 448999.3615 | 431689.7642 | 510627.6535 | 602186.197 | 593594.0653 | 586013.3326 | 570925.68 | 605461.6625 | 572873.077 | 532874.2283 | 496431.2893
Region | Technology | 2021-22 | 2022-23 | 2023-24 | 2024-25 | 2025-26 | 2026-27 | 2027-28 | 2028-29 | 2029-30 | 2030-31 | 2031-32 | 2032-33 | 2033-34 | 2034-35 | 2035-36 | 2036-37 | 2037-38 | 2038-39 | 2039-40 | 2040-41 | 2041-42 | 2042-43 | 2043-44 | 2044-45 | 2045-46 | 2046-47 | 2047-48 | 2048-49 | 2049-50
QLD1 | Black Coal | 0 | 0 | 0 | 0 | 0 | 0 | 0 | 0 | 0 | 0 | 0 | 0 | 0 | 0 | 0 | 0 | 0 | 0 | 0 | 0 | 0 | 0 | 0 | 0 | 0 | 0 | 0 | 0 | 0
QLD1 | Brown Coal | 0 | 0 | 0 | 0 | 0 | 0 | 0 | 0 | 0 | 0 | 0 | 0 | 0 | 0 | 0 | 0 | 0 | 0 | 0 | 0 | 0 | 0 | 0 | 0 | 0 | 0 | 0 | 0 | 0
QLD1 | CCGT | 3.6636e-05 | 3.5295e-05 | 3.4094e-05 | 3.2755e-05 | 3.1555e-05 | 3.04e-05 | 2.9366e-05 | 2.8212e-05 | 2.7179e-05 | 2.6184e-05 | 2.5294e-05 | 2.43e-05 | 2.341e-05 | 2.2553e-05 | 2.1786e-05 | 2.093e-05 | 2.7897e-05 | 2.6876e-05 | 2.5962e-05 | 2.4942e-05 | 2.4029e-05 | 3.4388e-05 | 3.3218e-05 | 3.1913e-05 | 5.1336e-05 | 3.5045e-05 | 3.3853e-05 | 3.2523e-05 | 3.1332e-05
QLD1 | Gas - Steam | 0 | 0 | 0 | 0 | 0 | 0 | 0 | 0 | 0 | 0 | 0 | 0 | 0 | 0 | 0 | 0 | 0 | 0 | 0 | 0 | 0 | 0 | 0 | 0 | 0 | 0 | 0 | 0 | 0
QLD1 | OCGT / Diesel | 0.00010766 | 0.00010372 | 0.00010019 | 9.6253e-05 | 9.2729e-05 | 8.9334e-05 | 8.6295e-05 | 8.2905e-05 | 7.987e-05 | 7.6946e-05 | 7.4328e-05 | 7.1408e-05 | 6.8794e-05 | 6.6275e-05 | 6.4021e-05 | 6.1505e-05 | 5.9253e-05 | 5.7084e-05 | 7.0553e-05 | 6.7781e-05 | 6.53e-05 | 7.3269e-05 | 7.0776e-05 | 6.7996e-05 | 0.00017466 | 13939.5919 | 13465.3839 | 27722.8872 | 26707.9839
QLD1 | Hydro | 0 | 0 | 0 | 0 | 0 | 0 | 0 | 0 | 0 | 0 | 0 | 0 | 0 | 0 | 0 | 0 | 0 | 0 | 0 | 0 | 0 | 0 | 0 | 0 | 0 | 0 | 0 | 0 | 0
QLD1 | Wind | 0.0032339 | 0.0031461 | 0.0031058 | 58185.2409 | 56055.1457 | 54003.0881 | 96169.1274 | 107665.2862 | 103723.7826 | 99926.573 | 96527.1921 | 92734.6231 | 89339.714 | 86069.0888 | 83141.1227 | 79874.4945 | 172559.6967 | 166242.4826 | 160587.1148 | 156097.7759 | 163009.2593 | 191659.47 | 209152.6532 | 200935.0115 | 204212.5911 | 231549.4885 | 223672.4556 | 214884.3285 | 200679.765
QLD1 | Solar PV | 0.00019803 | 0.00027624 | 0.00026684 | 0.00026292 | 0.0002533 | 0.00024403 | 0.00024794 | 0.00034129 | 0.00049374 | 0.00047566 | 0.00045948 | 0.00044143 | 0.00042527 | 0.0004097 | 0.00039576 | 0.00038021 | 0.00042405 | 0.00040853 | 0.00039463 | 0.00040002 | 0.0004134 | 24176.606 | 25463.7518 | 24463.2768 | 33691.524 | 61189.0714 | 59107.4933 | 56785.1503 | 70329.1466
QLD1 | Grid Battery | 0.00017578 | 0.00016934 | 0.00016358 | 0.00015715 | 0.0001514 | 0.00014586 | 0.00018297 | 0.00030285 | 0.00029176 | 0.00028108 | 0.00027152 | 0.00032568 | 0.00038661 | 0.00037246 | 0.00035979 | 0.00034565 | 11231.6382 | 10820.4607 | 10452.3617 | 12632.0397 | 32641.2648 | 42127.2453 | 40694.1276 | 55569.486 | 53535.1503 | 51575.2894 | 49820.7606 | 47863.2947 | 56142.5065
QLD1 | Pumped Hydro | 0 | 0 | 0.00021454 | 0.00025142 | 0.00024221 | 0.00027132 | 0.00026209 | 0.00035514 | 0.00034214 | 0.00032962 | 0.0003184 | 0.00039253 | 0.00039706 | 0.00038252 | 0.00036951 | 0.00035499 | 0.011628 | 0.011202 | 0.010821 | 0.010396 | 5339.1552 | 28130.2464 | 27173.2895 | 26105.6465 | 59317.1505 | 125380.706 | 121115.4064 | 116356.7624 | 112097.0738
QLD1 | VPP | 0 | 0 | 0 | 0 | 0 | 0 | 0 | 0 | 0 | 0 | 0 | 0 | 0 | 0 | 0 | 0 | 0 | 0 | 0 | 0 | 0 | 0 | 0 | 0 | 0 | 0 | 0 | 0 | 0
Total excluding storage |  | 0.0035762 | 0.0035614 | 0.0035069 | 58185.2413 | 56055.1461 | 54003.0884 | 96169.1277 | 107665.2867 | 103723.7832 | 99926.5735 | 96527.1927 | 92734.6236 | 89339.7145 | 86069.0893 | 83141.1232 | 79874.495 | 172559.6972 | 166242.483 | 160587.1153 | 156097.7764 | 163009.2598 | 215836.0761 | 234616.405 | 225398.2884 | 237904.1154 | 306678.1518 | 296245.3329 | 299392.3661 | 297716.8956
Region | Technology | 2021-22 | 2022-23 | 2023-24 | 2024-25 | 2025-26 | 2026-27 | 2027-28 | 2028-29 | 2029-30 | 2030-31 | 2031-32 | 2032-33 | 2033-34 | 2034-35 | 2035-36 | 2036-37 | 2037-38 | 2038-39 | 2039-40 | 2040-41 | 2041-42 | 2042-43 | 2043-44 | 2044-45 | 2045-46 | 2046-47 | 2047-48 | 2048-49 | 2049-50
VIC1 | Black Coal | 0 | 0 | 0 | 0 | 0 | 0 | 0 | 0 | 0 | 0 | 0 | 0 | 0 | 0 | 0 | 0 | 0 | 0 | 0 | 0 | 0 | 0 | 0 | 0 | 0 | 0 | 0 | 0 | 0
VIC1 | Brown Coal | 0 | 0 | 0 | 0 | 0 | 0 | 0 | 0 | 0 | 0 | 0 | 0 | 0 | 0 | 0 | 0 | 0 | 0 | 0 | 0 | 0 | 0 | 0 | 0 | 0 | 0 | 0 | 0 | 0
VIC1 | CCGT | 2.8331e-05 | 2.7294e-05 | 2.6365e-05 | 2.5329e-05 | 2.4402e-05 | 2.3509e-05 | 2.2709e-05 | 2.1817e-05 | 2.1018e-05 | 2.0249e-05 | 1.956e-05 | 1.8791e-05 | 1.8103e-05 | 1.7441e-05 | 1.6847e-05 | 1.6185e-05 | 2.4433e-05 | 2.3539e-05 | 2.8794e-05 | 2.7663e-05 | 2.665e-05 | 2.5674e-05 | 3.0606e-05 | 2.9404e-05 | 2.8327e-05 | 1.6146e-05 | 2.1081e-05 | 4.8429e-05 | 4.6656e-05
VIC1 | Gas - Steam | 0 | 0 | 0 | 0 | 0 | 0 | 0 | 0 | 0 | 0 | 0 | 0 | 0 | 0 | 0 | 0 | 0 | 0 | 0 | 0 | 0 | 0 | 0 | 0 | 0 | 0 | 0 | 0 | 0
VIC1 | OCGT / Diesel | 0.00010415 | 0.00010034 | 9.6927e-05 | 9.3118e-05 | 8.9709e-05 | 8.6425e-05 | 8.3485e-05 | 8.0205e-05 | 7.7269e-05 | 7.444e-05 | 7.1908e-05 | 6.9083e-05 | 6.6553e-05 | 6.4117e-05 | 6.1936e-05 | 7.3678e-05 | 7.0981e-05 | 6.8383e-05 | 8.7686e-05 | 8.7541e-05 | 0.00015592 | 0.00015021 | 0.0001451 | 0.00025482 | 0.0002455 | 0.00019554 | 0.00018889 | 3482.162 | 3354.6841
VIC1 | Hydro | 0 | 0 | 0 | 0 | 0 | 0 | 0 | 0 | 0 | 0 | 0 | 0 | 0 | 0 | 0 | 0 | 0 | 0 | 0 | 0 | 0 | 0 | 0 | 0 | 0 | 0 | 0 | 0 | 0
VIC1 | Wind | 0.00069479 | 0.00066935 | 0.00064658 | 0.00071635 | 0.00069013 | 0.00066486 | 0.00064225 | 0.0006366 | 0.00061329 | 0.00059084 | 0.00057074 | 0.0006021 | 0.00058006 | 0.00065622 | 0.0006339 | 0.00071669 | 0.0014585 | 179.052 | 15413.6674 | 21647.3977 | 20854.9111 | 25616.6823 | 51407.0157 | 49387.2257 | 96927.7184 | 101775.9199 | 178873.5742 | 259283.0977 | 269685.7629
VIC1 | Solar PV | 5.5766e-05 | 6.2993e-05 | 6.085e-05 | 9.8631e-05 | 9.502e-05 | 9.1542e-05 | 8.8427e-05 | 8.4953e-05 | 8.1843e-05 | 7.8847e-05 | 7.6165e-05 | 9.5905e-05 | 9.2394e-05 | 8.9012e-05 | 8.5983e-05 | 9.4684e-05 | 0.00014081 | 0.00016449 | 0.00023914 | 0.00024341 | 0.0002345 | 0.00031466 | 0.00046603 | 0.00044772 | 0.00060934 | 0.011647 | 6231.5209 | 39064.7362 | 49892.9701
VIC1 | Grid Battery | 0.00017944 | 0.00017287 | 0.00016699 | 0.00016043 | 0.00015456 | 0.0001489 | 0.00015979 | 0.00017676 | 0.00023697 | 0.00023688 | 0.00022882 | 0.00028326 | 0.00027289 | 0.00031991 | 0.00048756 | 0.0004684 | 0.00045125 | 0.00051192 | 5386.0334 | 5174.4153 | 17492.695 | 16852.3074 | 16279.0123 | 27595.9069 | 26585.6521 | 25612.3817 | 24741.0795 | 47089.1666 | 45365.2857
VIC1 | Pumped Hydro | 0 | 0 | 0.00022049 | 0.00026269 | 0.00027655 | 0.00026643 | 0.00031547 | 0.00030307 | 0.00029198 | 0.00028129 | 0.00027172 | 0.00040194 | 0.00038723 | 0.00049117 | 0.00050838 | 0.0004884 | 0.0045345 | 1004.2842 | 24702.3684 | 23731.8083 | 22863.0138 | 22026.0249 | 21276.7262 | 20440.7602 | 29138.9205 | 28072.1778 | 35867.9501 | 87027.5488 | 83841.5692
VIC1 | VPP | 0 | 0 | 0 | 0 | 0 | 0 | 0 | 0 | 0 | 0 | 0 | 0 | 0 | 0 | 0 | 0 | 0 | 0 | 0 | 0 | 0 | 0 | 0 | 0 | 0 | 0 | 0 | 0 | 0
Total excluding storage |  | 0.00088304 | 0.00085998 | 0.00083073 | 0.00093343 | 0.00089926 | 0.00086634 | 0.00083687 | 0.00082357 | 0.00079342 | 0.00076438 | 0.00073837 | 0.00078588 | 0.00075711 | 0.00082679 | 0.00079866 | 0.00090124 | 0.0016947 | 179.0522 | 15413.6678 | 21647.398 | 20854.9115 | 25616.6828 | 51407.0164 | 49387.2265 | 96927.7193 | 101775.9318 | 185105.0953 | 301829.996 | 322933.4171
Region | Technology | 2021-22 | 2022-23 | 2023-24 | 2024-25 | 2025-26 | 2026-27 | 2027-28 | 2028-29 | 2029-30 | 2030-31 | 2031-32 | 2032-33 | 2033-34 | 2034-35 | 2035-36 | 2036-37 | 2037-38 | 2038-39 | 2039-40 | 2040-41 | 2041-42 | 2042-43 | 2043-44 | 2044-45 | 2045-46 | 2046-47 | 2047-48 | 2048-49 | 2049-50
SA1 | Black Coal | 0 | 0 | 0 | 0 | 0 | 0 | 0 | 0 | 0 | 0 | 0 | 0 | 0 | 0 | 0 | 0 | 0 | 0 | 0 | 0 | 0 | 0 | 0 | 0 | 0 | 0 | 0 | 0 | 0
SA1 | Brown Coal | 0 | 0 | 0 | 0 | 0 | 0 | 0 | 0 | 0 | 0 | 0 | 0 | 0 | 0 | 0 | 0 | 0 | 0 | 0 | 0 | 0 | 0 | 0 | 0 | 0 | 0 | 0 | 0 | 0
SA1 | CCGT | 2.7577e-05 | 2.6568e-05 | 2.5664e-05 | 2.4655e-05 | 2.3753e-05 | 2.2883e-05 | 2.2105e-05 | 2.1236e-05 | 2.0459e-05 | 1.971e-05 | 1.9039e-05 | 1.8291e-05 | 1.7622e-05 | 1.6977e-05 | 1.6399e-05 | 1.5755e-05 | 2.2646e-05 | 2.1817e-05 | 2.8535e-05 | 2.7414e-05 | 2.641e-05 | 2.5443e-05 | 3.5763e-05 | 3.4358e-05 | 3.31e-05 | 2.104e-05 | 2.0325e-05 | 3.4711e-05 | 3.344e-05
SA1 | Gas - Steam | 0 | 0 | 0 | 0 | 0 | 0 | 0 | 0 | 0 | 0 | 0 | 0 | 0 | 0 | 0 | 0 | 0 | 0 | 0 | 0 | 0 | 0 | 0 | 0 | 0 | 0 | 0 | 0 | 0
SA1 | OCGT / Diesel | 0.00010472 | 0.00010089 | 9.7455e-05 | 9.3626e-05 | 9.0198e-05 | 8.6896e-05 | 8.394e-05 | 8.0642e-05 | 7.769e-05 | 7.4846e-05 | 7.2299e-05 | 6.9459e-05 | 6.6916e-05 | 6.4466e-05 | 6.2273e-05 | 8.391e-05 | 8.0838e-05 | 7.7879e-05 | 9.9871e-05 | 0.00010868 | 0.00019661 | 0.00018942 | 0.00023149 | 1819.6683 | 1753.0524 | 1688.8751 | 1631.4216 | 5245.572 | 5053.5376
SA1 | Hydro | 0 | 0 | 0 | 0 | 0 | 0 | 0 | 0 | 0 | 0 | 0 | 0 | 0 | 0 | 0 | 0 | 0 | 0 | 0 | 0 | 0 | 0 | 0 | 0 | 0 | 0 | 0 | 0 | 0
SA1 | Wind | 0.0012175 | 0.0011729 | 0.0014102 | 0.0013548 | 0.0013052 | 0.0012574 | 0.0012146 | 0.0012598 | 0.0012137 | 0.0011693 | 0.0011295 | 0.0012745 | 0.0012278 | 0.0013563 | 0.0013101 | 0.0023365 | 54733.8939 | 92190.6886 | 111960.7545 | 107561.7983 | 103624.0833 | 108375.8366 | 104689.0222 | 102344.243 | 98597.5367 | 100717.8978 | 99902.0157 | 100614.7156 | 98745.0501
SA1 | Solar PV | 0.00018035 | 0.00023438 | 0.00023385 | 0.00022466 | 0.00021643 | 0.00020851 | 0.00020142 | 0.0001935 | 0.00018642 | 0.00017959 | 0.00017348 | 0.0002403 | 0.00023151 | 0.0002459 | 0.00023754 | 0.00026199 | 0.00059585 | 0.00060187 | 0.00078932 | 0.0016626 | 0.0016017 | 1055.3769 | 8999.1696 | 8645.5908 | 11484.2953 | 11063.8682 | 17966.9002 | 20534.5803 | 19782.8327
SA1 | Grid Battery | 0.00019094 | 0.00018395 | 0.00017769 | 0.00017071 | 0.00016446 | 0.00015844 | 0.00016933 | 0.00018416 | 0.00026 | 0.00025048 | 0.00024196 | 0.00030211 | 0.00029105 | 0.00034282 | 0.00048867 | 0.0016775 | 0.0016161 | 0.0015569 | 0.0035859 | 0.0034722 | 22473.4907 | 21650.7618 | 20914.2291 | 26967.3296 | 25980.0863 | 25028.9849 | 24177.5292 | 23227.5902 | 22377.2545
SA1 | Pumped Hydro | 0 | 0 | 0.00027772 | 0.00026681 | 0.00025704 | 0.00024763 | 0.00023921 | 0.00022981 | 0.0002214 | 0.00021329 | 0.00020603 | 0.00026905 | 0.0002592 | 0.00028167 | 0.00030371 | 0.00048962 | 0.0004717 | 0.00045443 | 0.00049365 | 0.00047425 | 0.00054756 | 0.00052751 | 0.00050957 | 0.00058626 | 0.00065431 | 0.00063035 | 0.00060891 | 0.00058499 | 0.00056357
SA1 | VPP | 0 | 0 | 0 | 0 | 0 | 0 | 0 | 0 | 0 | 0 | 0 | 0 | 0 | 0 | 0 | 0 | 0 | 0 | 0 | 0 | 0 | 0 | 0 | 0 | 0 | 0 | 0 | 0 | 0
Total excluding storage |  | 0.0015301 | 0.0015347 | 0.0017671 | 0.0016977 | 0.0016355 | 0.0015757 | 0.0015221 | 0.0015552 | 0.0014983 | 0.0014434 | 0.0013943 | 0.0016025 | 0.0015439 | 0.0016836 | 0.0016263 | 0.0026981 | 54733.8946 | 92190.6893 | 111960.7554 | 107561.8001 | 103624.0851 | 109431.2137 | 113688.1921 | 112809.5021 | 111834.8844 | 113470.6411 | 119500.3376 | 126394.868 | 123581.4205
Region | Technology | 2021-22 | 2022-23 | 2023-24 | 2024-25 | 2025-26 | 2026-27 | 2027-28 | 2028-29 | 2029-30 | 2030-31 | 2031-32 | 2032-33 | 2033-34 | 2034-35 | 2035-36 | 2036-37 | 2037-38 | 2038-39 | 2039-40 | 2040-41 | 2041-42 | 2042-43 | 2043-44 | 2044-45 | 2045-46 | 2046-47 | 2047-48 | 2048-49 | 2049-50
TAS1 | Black Coal | 0 | 0 | 0 | 0 | 0 | 0 | 0 | 0 | 0 | 0 | 0 | 0 | 0 | 0 | 0 | 0 | 0 | 0 | 0 | 0 | 0 | 0 | 0 | 0 | 0 | 0 | 0 | 0 | 0
TAS1 | Brown Coal | 0 | 0 | 0 | 0 | 0 | 0 | 0 | 0 | 0 | 0 | 0 | 0 | 0 | 0 | 0 | 0 | 0 | 0 | 0 | 0 | 0 | 0 | 0 | 0 | 0 | 0 | 0 | 0 | 0
TAS1 | CCGT | 2.4543e-05 | 2.3644e-05 | 2.284e-05 | 2.1943e-05 | 2.1139e-05 | 2.0365e-05 | 1.9673e-05 | 1.89e-05 | 1.8208e-05 | 1.7541e-05 | 1.6945e-05 | 1.6279e-05 | 1.5683e-05 | 1.5109e-05 | 1.4595e-05 | 1.4021e-05 | 1.3508e-05 | 1.3013e-05 | 1.2571e-05 | 1.2077e-05 | 1.1635e-05 | 1.1209e-05 | 1.0828e-05 | 1.0402e-05 | 1.0021e-05 | 0 | 0 | 0 | 0
TAS1 | Gas - Steam | 0 | 0 | 0 | 0 | 0 | 0 | 0 | 0 | 0 | 0 | 0 | 0 | 0 | 0 | 0 | 0 | 0 | 0 | 0 | 0 | 0 | 0 | 0 | 0 | 0 | 0 | 0 | 0 | 0
TAS1 | OCGT / Diesel | 0.00010188 | 9.8147e-05 | 9.4808e-05 | 9.1083e-05 | 8.7749e-05 | 8.4536e-05 | 8.166e-05 | 7.8452e-05 | 7.558e-05 | 7.2813e-05 | 7.0336e-05 | 6.7573e-05 | 6.5099e-05 | 6.2716e-05 | 6.0582e-05 | 5.8202e-05 | 5.6071e-05 | 5.4018e-05 | 5.2181e-05 | 5.0131e-05 | 4.8295e-05 | 4.6527e-05 | 4.4944e-05 | 4.3179e-05 | 4.1598e-05 | 0 | 0 | 0 | 0
TAS1 | Hydro | 0 | 0 | 0 | 0 | 0 | 0 | 0 | 0 | 0 | 0 | 0 | 0 | 0 | 0 | 0 | 0 | 0 | 0 | 0 | 0 | 0 | 0 | 0 | 0 | 0 | 0 | 0 | 0 | 0
TAS1 | Wind | 0.00057443 | 0.0005534 | 14307.4455 | 27390.5137 | 39459.3146 | 50573.3802 | 60926.2278 | 70070.1894 | 78567.4591 | 86232.2257 | 93436.7556 | 99468.0692 | 105074.1467 | 110000.7096 | 114637.783 | 118096.608 | 121397.1411 | 124260.5398 | 127294.8804 | 129202.0101 | 124472.0715 | 119915.2906 | 115835.9178 | 111284.7058 | 107210.6994 | 103285.8374 | 99772.1785 | 90239.6749 | 81568.5031
TAS1 | Solar PV | 2.2035e-05 | 3.076e-05 | 4.6436e-05 | 4.4611e-05 | 4.2978e-05 | 4.1405e-05 | 4.7515e-05 | 4.5648e-05 | 5.575e-05 | 6.8556e-05 | 9.533e-05 | 9.1584e-05 | 8.8231e-05 | 8.5001e-05 | 8.211e-05 | 7.8884e-05 | 8.8268e-05 | 9.6562e-05 | 9.9823e-05 | 0.00013148 | 0.00012666 | 0.00012203 | 0.00011788 | 0.00011324 | 0.0001091 | 9.6436e-05 | 8.9396e-05 | 7.9324e-05 | 7.642e-05
TAS1 | Grid Battery | 0.00017498 | 0.00016857 | 0.00016284 | 0.00015644 | 0.00015071 | 0.0001452 | 0.00015059 | 0.00016428 | 0.00021151 | 0.00021367 | 0.0002064 | 0.00021377 | 0.00020594 | 0.00021474 | 0.00021506 | 0.00021904 | 0.00022051 | 0.00022021 | 0.00022526 | 0.00023534 | 0.00019373 | 0.00019671 | 0.00020302 | 0.00020474 | 0.00020519 | 0.00021064 | 0.00021207 | 0.00021018 | 0.00020794
TAS1 | Pumped Hydro | 0 | 0 | 0.00040511 | 0.00038919 | 0.00039929 | 0.00041311 | 0.00041986 | 0.00040336 | 0.00040878 | 0.00041084 | 0.00042035 | 0.00042107 | 0.00042535 | 0.00042857 | 0.00043505 | 0.0004366 | 0.00043672 | 0.00043949 | 0.00044131 | 0.00044334 | 0.00044343 | 0.00044506 | 0.00044931 | 0.00044998 | 0.00045257 | 0.00045207 | 0.00045734 | 0.00045759 | 0.00046166
TAS1 | VPP | 0 | 0 | 0 | 0 | 0 | 0 | 0 | 0 | 0 | 0 | 0 | 0 | 0 | 0 | 0 | 0 | 0 | 0 | 0 | 0 | 0 | 0 | 0 | 0 | 0 | 0 | 0 | 0 | 0
Total excluding storage |  | 0.00072288 | 0.00070595 | 14307.4456 | 27390.5138 | 39459.3147 | 50573.3804 | 60926.2279 | 70070.1896 | 78567.4593 | 86232.2258 | 93436.7557 | 99468.0694 | 105074.1468 | 110000.7098 | 114637.7831 | 118096.6081 | 121397.1413 | 124260.54 | 127294.8806 | 129202.0103 | 124472.0717 | 119915.2908 | 115835.918 | 111284.706 | 107210.6995 | 103285.8375 | 99772.1786 | 90239.675 | 81568.5032

## BaseCase_REHAB Cost
Rehabilition cost by technology ($000s) - Base Case, Slow Change Scenario
REHAB | Real June 2020 dollars discounted to 1 July 2020
Explicitly modelled generation
Region | Technology | 2021-22 | 2022-23 | 2023-24 | 2024-25 | 2025-26 | 2026-27 | 2027-28 | 2028-29 | 2029-30 | 2030-31 | 2031-32 | 2032-33 | 2033-34 | 2034-35 | 2035-36 | 2036-37 | 2037-38 | 2038-39 | 2039-40 | 2040-41 | 2041-42 | 2042-43 | 2043-44 | 2044-45 | 2045-46 | 2046-47 | 2047-48 | 2048-49 | 2049-50
NEM | Black Coal | 0 | 0 | 0 | 144338.3256 | 100254.5053 | 35381.4603 | 123.9203 | 0 | 23049.8945 | 5156.6897 | 2641.5167 | 0 | 0 | 0 | 1584.759 | 181.2267 | 0 | 0 | 0 | 0 | 0 | 0 | 0 | 0 | 0 | 0 | 0 | 0 | 0
NEM | Brown Coal | 0 | 0 | 0 | 69106.4732 | 0 | 2.0699e-05 | 0 | 0 | 4.9032e-06 | 1.3087e-06 | 5.3182e-06 | 0 | 0 | 0 | 0 | 0 | 0 | 0 | 0 | 0 | 0 | 0 | 0 | 0 | 0 | 0 | 0 | 0 | 0
NEM | CCGT | 0 | 0 | 0 | 0 | 0 | 0 | 0 | 0 | 0 | 0 | 0 | 0 | 0 | 0 | 0 | 0 | 0 | 0 | 0 | 0 | 0 | 0 | 0 | 0 | 0 | 0 | 0 | 0 | 0
NEM | Gas - Steam | 0 | 0 | 0 | 0 | 0 | 0 | 0 | 0 | 0 | 0 | 0 | 0 | 0 | 0 | 0 | 0 | 0 | 0 | 0 | 0 | 0 | 0 | 0 | 0 | 0 | 0 | 0 | 0 | 0
NEM | OCGT / Diesel | 0 | 0 | 0 | 0 | 0 | 0 | 0 | 0 | 0 | 0 | 0 | 0 | 0 | 0 | 0 | 0 | 0 | 0 | 0 | 0 | 0 | 0 | 0 | 0 | 0 | 0 | 0 | 0 | 0
NEM | Hydro | 0 | 0 | 0 | 0 | 0 | 0 | 0 | 0 | 0 | 0 | 0 | 0 | 0 | 0 | 0 | 0 | 0 | 0 | 0 | 0 | 0 | 0 | 0 | 0 | 0 | 0 | 0 | 0 | 0
NEM | Wind | 0 | 0 | 0 | 0 | 0 | 0 | 0 | 0 | 0 | 0 | 0 | 0 | 0 | 0 | 0 | 0 | 0 | 0 | 0 | 0 | 0 | 0 | 0 | 0 | 0 | 0 | 0 | 0 | 0
NEM | Solar PV | 0 | 0 | 0 | 0 | 0 | 0 | 0 | 0 | 0 | 0 | 0 | 0 | 0 | 0 | 0 | 0 | 0 | 0 | 0 | 0 | 0 | 0 | 0 | 0 | 0 | 0 | 0 | 0 | 0
NEM | Grid Battery | 0 | 0 | 0 | 0 | 0 | 0 | 0 | 0 | 0 | 0 | 0 | 0 | 0 | 0 | 0 | 0 | 0 | 0 | 0 | 0 | 0 | 0 | 0 | 0 | 0 | 0 | 0 | 0 | 0
NEM | Pumped Hydro | 0 | 0 | 0 | 0 | 0 | 0 | 0 | 0 | 0 | 0 | 0 | 0 | 0 | 0 | 0 | 0 | 0 | 0 | 0 | 0 | 0 | 0 | 0 | 0 | 0 | 0 | 0 | 0 | 0
NEM | VPP | 0 | 0 | 0 | 0 | 0 | 0 | 0 | 0 | 0 | 0 | 0 | 0 | 0 | 0 | 0 | 0 | 0 | 0 | 0 | 0 | 0 | 0 | 0 | 0 | 0 | 0 | 0 | 0 | 0
Total excluding storage |  | 0 | 0 | 0 | 213444.7988 | 100254.5053 | 35381.4603 | 123.9203 | 0 | 23049.8945 | 5156.6897 | 2641.5167 | 0 | 0 | 0 | 1584.759 | 181.2267 | 0 | 0 | 0 | 0 | 0 | 0 | 0 | 0 | 0 | 0 | 0 | 0 | 0
Region | Technology | 2021-22 | 2022-23 | 2023-24 | 2024-25 | 2025-26 | 2026-27 | 2027-28 | 2028-29 | 2029-30 | 2030-31 | 2031-32 | 2032-33 | 2033-34 | 2034-35 | 2035-36 | 2036-37 | 2037-38 | 2038-39 | 2039-40 | 2040-41 | 2041-42 | 2042-43 | 2043-44 | 2044-45 | 2045-46 | 2046-47 | 2047-48 | 2048-49 | 2049-50
NSW1 | Black Coal | 0 | 0 | 0 | 36323.9035 | 100254.5053 | 0 | 0 | 0 | 19231.0897 | 5156.6897 | 2641.5167 | 0 | 0 | 0 | 0 | 0 | 0 | 0 | 0 | 0 | 0 | 0 | 0 | 0 | 0 | 0 | 0 | 0 | 0
NSW1 | Brown Coal | 0 | 0 | 0 | 0 | 0 | 0 | 0 | 0 | 0 | 0 | 0 | 0 | 0 | 0 | 0 | 0 | 0 | 0 | 0 | 0 | 0 | 0 | 0 | 0 | 0 | 0 | 0 | 0 | 0
NSW1 | CCGT | 0 | 0 | 0 | 0 | 0 | 0 | 0 | 0 | 0 | 0 | 0 | 0 | 0 | 0 | 0 | 0 | 0 | 0 | 0 | 0 | 0 | 0 | 0 | 0 | 0 | 0 | 0 | 0 | 0
NSW1 | Gas - Steam | 0 | 0 | 0 | 0 | 0 | 0 | 0 | 0 | 0 | 0 | 0 | 0 | 0 | 0 | 0 | 0 | 0 | 0 | 0 | 0 | 0 | 0 | 0 | 0 | 0 | 0 | 0 | 0 | 0
NSW1 | OCGT / Diesel | 0 | 0 | 0 | 0 | 0 | 0 | 0 | 0 | 0 | 0 | 0 | 0 | 0 | 0 | 0 | 0 | 0 | 0 | 0 | 0 | 0 | 0 | 0 | 0 | 0 | 0 | 0 | 0 | 0
NSW1 | Hydro | 0 | 0 | 0 | 0 | 0 | 0 | 0 | 0 | 0 | 0 | 0 | 0 | 0 | 0 | 0 | 0 | 0 | 0 | 0 | 0 | 0 | 0 | 0 | 0 | 0 | 0 | 0 | 0 | 0
NSW1 | Wind | 0 | 0 | 0 | 0 | 0 | 0 | 0 | 0 | 0 | 0 | 0 | 0 | 0 | 0 | 0 | 0 | 0 | 0 | 0 | 0 | 0 | 0 | 0 | 0 | 0 | 0 | 0 | 0 | 0
NSW1 | Solar PV | 0 | 0 | 0 | 0 | 0 | 0 | 0 | 0 | 0 | 0 | 0 | 0 | 0 | 0 | 0 | 0 | 0 | 0 | 0 | 0 | 0 | 0 | 0 | 0 | 0 | 0 | 0 | 0 | 0
NSW1 | Grid Battery | 0 | 0 | 0 | 0 | 0 | 0 | 0 | 0 | 0 | 0 | 0 | 0 | 0 | 0 | 0 | 0 | 0 | 0 | 0 | 0 | 0 | 0 | 0 | 0 | 0 | 0 | 0 | 0 | 0
NSW1 | Pumped Hydro | 0 | 0 | 0 | 0 | 0 | 0 | 0 | 0 | 0 | 0 | 0 | 0 | 0 | 0 | 0 | 0 | 0 | 0 | 0 | 0 | 0 | 0 | 0 | 0 | 0 | 0 | 0 | 0 | 0
NSW1 | VPP | 0 | 0 | 0 | 0 | 0 | 0 | 0 | 0 | 0 | 0 | 0 | 0 | 0 | 0 | 0 | 0 | 0 | 0 | 0 | 0 | 0 | 0 | 0 | 0 | 0 | 0 | 0 | 0 | 0
Total excluding storage |  | 0 | 0 | 0 | 36323.9035 | 100254.5053 | 0 | 0 | 0 | 19231.0897 | 5156.6897 | 2641.5167 | 0 | 0 | 0 | 0 | 0 | 0 | 0 | 0 | 0 | 0 | 0 | 0 | 0 | 0 | 0 | 0 | 0 | 0
Region | Technology | 2021-22 | 2022-23 | 2023-24 | 2024-25 | 2025-26 | 2026-27 | 2027-28 | 2028-29 | 2029-30 | 2030-31 | 2031-32 | 2032-33 | 2033-34 | 2034-35 | 2035-36 | 2036-37 | 2037-38 | 2038-39 | 2039-40 | 2040-41 | 2041-42 | 2042-43 | 2043-44 | 2044-45 | 2045-46 | 2046-47 | 2047-48 | 2048-49 | 2049-50
QLD1 | Black Coal | 0 | 0 | 0 | 108014.4221 | 0 | 35381.4603 | 123.9203 | 0 | 3818.8048 | 0 | 0 | 0 | 0 | 0 | 1584.759 | 181.2267 | 0 | 0 | 0 | 0 | 0 | 0 | 0 | 0 | 0 | 0 | 0 | 0 | 0
QLD1 | Brown Coal | 0 | 0 | 0 | 0 | 0 | 0 | 0 | 0 | 0 | 0 | 0 | 0 | 0 | 0 | 0 | 0 | 0 | 0 | 0 | 0 | 0 | 0 | 0 | 0 | 0 | 0 | 0 | 0 | 0
QLD1 | CCGT | 0 | 0 | 0 | 0 | 0 | 0 | 0 | 0 | 0 | 0 | 0 | 0 | 0 | 0 | 0 | 0 | 0 | 0 | 0 | 0 | 0 | 0 | 0 | 0 | 0 | 0 | 0 | 0 | 0
QLD1 | Gas - Steam | 0 | 0 | 0 | 0 | 0 | 0 | 0 | 0 | 0 | 0 | 0 | 0 | 0 | 0 | 0 | 0 | 0 | 0 | 0 | 0 | 0 | 0 | 0 | 0 | 0 | 0 | 0 | 0 | 0
QLD1 | OCGT / Diesel | 0 | 0 | 0 | 0 | 0 | 0 | 0 | 0 | 0 | 0 | 0 | 0 | 0 | 0 | 0 | 0 | 0 | 0 | 0 | 0 | 0 | 0 | 0 | 0 | 0 | 0 | 0 | 0 | 0
QLD1 | Hydro | 0 | 0 | 0 | 0 | 0 | 0 | 0 | 0 | 0 | 0 | 0 | 0 | 0 | 0 | 0 | 0 | 0 | 0 | 0 | 0 | 0 | 0 | 0 | 0 | 0 | 0 | 0 | 0 | 0
QLD1 | Wind | 0 | 0 | 0 | 0 | 0 | 0 | 0 | 0 | 0 | 0 | 0 | 0 | 0 | 0 | 0 | 0 | 0 | 0 | 0 | 0 | 0 | 0 | 0 | 0 | 0 | 0 | 0 | 0 | 0
QLD1 | Solar PV | 0 | 0 | 0 | 0 | 0 | 0 | 0 | 0 | 0 | 0 | 0 | 0 | 0 | 0 | 0 | 0 | 0 | 0 | 0 | 0 | 0 | 0 | 0 | 0 | 0 | 0 | 0 | 0 | 0
QLD1 | Grid Battery | 0 | 0 | 0 | 0 | 0 | 0 | 0 | 0 | 0 | 0 | 0 | 0 | 0 | 0 | 0 | 0 | 0 | 0 | 0 | 0 | 0 | 0 | 0 | 0 | 0 | 0 | 0 | 0 | 0
QLD1 | Pumped Hydro | 0 | 0 | 0 | 0 | 0 | 0 | 0 | 0 | 0 | 0 | 0 | 0 | 0 | 0 | 0 | 0 | 0 | 0 | 0 | 0 | 0 | 0 | 0 | 0 | 0 | 0 | 0 | 0 | 0
QLD1 | VPP | 0 | 0 | 0 | 0 | 0 | 0 | 0 | 0 | 0 | 0 | 0 | 0 | 0 | 0 | 0 | 0 | 0 | 0 | 0 | 0 | 0 | 0 | 0 | 0 | 0 | 0 | 0 | 0 | 0
Total excluding storage |  | 0 | 0 | 0 | 108014.4221 | 0 | 35381.4603 | 123.9203 | 0 | 3818.8048 | 0 | 0 | 0 | 0 | 0 | 1584.759 | 181.2267 | 0 | 0 | 0 | 0 | 0 | 0 | 0 | 0 | 0 | 0 | 0 | 0 | 0
Region | Technology | 2021-22 | 2022-23 | 2023-24 | 2024-25 | 2025-26 | 2026-27 | 2027-28 | 2028-29 | 2029-30 | 2030-31 | 2031-32 | 2032-33 | 2033-34 | 2034-35 | 2035-36 | 2036-37 | 2037-38 | 2038-39 | 2039-40 | 2040-41 | 2041-42 | 2042-43 | 2043-44 | 2044-45 | 2045-46 | 2046-47 | 2047-48 | 2048-49 | 2049-50
VIC1 | Black Coal | 0 | 0 | 0 | 0 | 0 | 0 | 0 | 0 | 0 | 0 | 0 | 0 | 0 | 0 | 0 | 0 | 0 | 0 | 0 | 0 | 0 | 0 | 0 | 0 | 0 | 0 | 0 | 0 | 0
VIC1 | Brown Coal | 0 | 0 | 0 | 69106.4732 | 0 | 2.0699e-05 | 0 | 0 | 4.9032e-06 | 1.3087e-06 | 5.3182e-06 | 0 | 0 | 0 | 0 | 0 | 0 | 0 | 0 | 0 | 0 | 0 | 0 | 0 | 0 | 0 | 0 | 0 | 0
VIC1 | CCGT | 0 | 0 | 0 | 0 | 0 | 0 | 0 | 0 | 0 | 0 | 0 | 0 | 0 | 0 | 0 | 0 | 0 | 0 | 0 | 0 | 0 | 0 | 0 | 0 | 0 | 0 | 0 | 0 | 0
VIC1 | Gas - Steam | 0 | 0 | 0 | 0 | 0 | 0 | 0 | 0 | 0 | 0 | 0 | 0 | 0 | 0 | 0 | 0 | 0 | 0 | 0 | 0 | 0 | 0 | 0 | 0 | 0 | 0 | 0 | 0 | 0
VIC1 | OCGT / Diesel | 0 | 0 | 0 | 0 | 0 | 0 | 0 | 0 | 0 | 0 | 0 | 0 | 0 | 0 | 0 | 0 | 0 | 0 | 0 | 0 | 0 | 0 | 0 | 0 | 0 | 0 | 0 | 0 | 0
VIC1 | Hydro | 0 | 0 | 0 | 0 | 0 | 0 | 0 | 0 | 0 | 0 | 0 | 0 | 0 | 0 | 0 | 0 | 0 | 0 | 0 | 0 | 0 | 0 | 0 | 0 | 0 | 0 | 0 | 0 | 0
VIC1 | Wind | 0 | 0 | 0 | 0 | 0 | 0 | 0 | 0 | 0 | 0 | 0 | 0 | 0 | 0 | 0 | 0 | 0 | 0 | 0 | 0 | 0 | 0 | 0 | 0 | 0 | 0 | 0 | 0 | 0
VIC1 | Solar PV | 0 | 0 | 0 | 0 | 0 | 0 | 0 | 0 | 0 | 0 | 0 | 0 | 0 | 0 | 0 | 0 | 0 | 0 | 0 | 0 | 0 | 0 | 0 | 0 | 0 | 0 | 0 | 0 | 0
VIC1 | Grid Battery | 0 | 0 | 0 | 0 | 0 | 0 | 0 | 0 | 0 | 0 | 0 | 0 | 0 | 0 | 0 | 0 | 0 | 0 | 0 | 0 | 0 | 0 | 0 | 0 | 0 | 0 | 0 | 0 | 0
VIC1 | Pumped Hydro | 0 | 0 | 0 | 0 | 0 | 0 | 0 | 0 | 0 | 0 | 0 | 0 | 0 | 0 | 0 | 0 | 0 | 0 | 0 | 0 | 0 | 0 | 0 | 0 | 0 | 0 | 0 | 0 | 0
VIC1 | VPP | 0 | 0 | 0 | 0 | 0 | 0 | 0 | 0 | 0 | 0 | 0 | 0 | 0 | 0 | 0 | 0 | 0 | 0 | 0 | 0 | 0 | 0 | 0 | 0 | 0 | 0 | 0 | 0 | 0
Total excluding storage |  | 0 | 0 | 0 | 69106.4732 | 0 | 2.0699e-05 | 0 | 0 | 4.9032e-06 | 1.3087e-06 | 5.3182e-06 | 0 | 0 | 0 | 0 | 0 | 0 | 0 | 0 | 0 | 0 | 0 | 0 | 0 | 0 | 0 | 0 | 0 | 0
Region | Technology | 2021-22 | 2022-23 | 2023-24 | 2024-25 | 2025-26 | 2026-27 | 2027-28 | 2028-29 | 2029-30 | 2030-31 | 2031-32 | 2032-33 | 2033-34 | 2034-35 | 2035-36 | 2036-37 | 2037-38 | 2038-39 | 2039-40 | 2040-41 | 2041-42 | 2042-43 | 2043-44 | 2044-45 | 2045-46 | 2046-47 | 2047-48 | 2048-49 | 2049-50
SA1 | Black Coal | 0 | 0 | 0 | 0 | 0 | 0 | 0 | 0 | 0 | 0 | 0 | 0 | 0 | 0 | 0 | 0 | 0 | 0 | 0 | 0 | 0 | 0 | 0 | 0 | 0 | 0 | 0 | 0 | 0
SA1 | Brown Coal | 0 | 0 | 0 | 0 | 0 | 0 | 0 | 0 | 0 | 0 | 0 | 0 | 0 | 0 | 0 | 0 | 0 | 0 | 0 | 0 | 0 | 0 | 0 | 0 | 0 | 0 | 0 | 0 | 0
SA1 | CCGT | 0 | 0 | 0 | 0 | 0 | 0 | 0 | 0 | 0 | 0 | 0 | 0 | 0 | 0 | 0 | 0 | 0 | 0 | 0 | 0 | 0 | 0 | 0 | 0 | 0 | 0 | 0 | 0 | 0
SA1 | Gas - Steam | 0 | 0 | 0 | 0 | 0 | 0 | 0 | 0 | 0 | 0 | 0 | 0 | 0 | 0 | 0 | 0 | 0 | 0 | 0 | 0 | 0 | 0 | 0 | 0 | 0 | 0 | 0 | 0 | 0
SA1 | OCGT / Diesel | 0 | 0 | 0 | 0 | 0 | 0 | 0 | 0 | 0 | 0 | 0 | 0 | 0 | 0 | 0 | 0 | 0 | 0 | 0 | 0 | 0 | 0 | 0 | 0 | 0 | 0 | 0 | 0 | 0
SA1 | Hydro | 0 | 0 | 0 | 0 | 0 | 0 | 0 | 0 | 0 | 0 | 0 | 0 | 0 | 0 | 0 | 0 | 0 | 0 | 0 | 0 | 0 | 0 | 0 | 0 | 0 | 0 | 0 | 0 | 0
SA1 | Wind | 0 | 0 | 0 | 0 | 0 | 0 | 0 | 0 | 0 | 0 | 0 | 0 | 0 | 0 | 0 | 0 | 0 | 0 | 0 | 0 | 0 | 0 | 0 | 0 | 0 | 0 | 0 | 0 | 0
SA1 | Solar PV | 0 | 0 | 0 | 0 | 0 | 0 | 0 | 0 | 0 | 0 | 0 | 0 | 0 | 0 | 0 | 0 | 0 | 0 | 0 | 0 | 0 | 0 | 0 | 0 | 0 | 0 | 0 | 0 | 0
SA1 | Grid Battery | 0 | 0 | 0 | 0 | 0 | 0 | 0 | 0 | 0 | 0 | 0 | 0 | 0 | 0 | 0 | 0 | 0 | 0 | 0 | 0 | 0 | 0 | 0 | 0 | 0 | 0 | 0 | 0 | 0
SA1 | Pumped Hydro | 0 | 0 | 0 | 0 | 0 | 0 | 0 | 0 | 0 | 0 | 0 | 0 | 0 | 0 | 0 | 0 | 0 | 0 | 0 | 0 | 0 | 0 | 0 | 0 | 0 | 0 | 0 | 0 | 0
SA1 | VPP | 0 | 0 | 0 | 0 | 0 | 0 | 0 | 0 | 0 | 0 | 0 | 0 | 0 | 0 | 0 | 0 | 0 | 0 | 0 | 0 | 0 | 0 | 0 | 0 | 0 | 0 | 0 | 0 | 0
Total excluding storage |  | 0 | 0 | 0 | 0 | 0 | 0 | 0 | 0 | 0 | 0 | 0 | 0 | 0 | 0 | 0 | 0 | 0 | 0 | 0 | 0 | 0 | 0 | 0 | 0 | 0 | 0 | 0 | 0 | 0
Region | Technology | 2021-22 | 2022-23 | 2023-24 | 2024-25 | 2025-26 | 2026-27 | 2027-28 | 2028-29 | 2029-30 | 2030-31 | 2031-32 | 2032-33 | 2033-34 | 2034-35 | 2035-36 | 2036-37 | 2037-38 | 2038-39 | 2039-40 | 2040-41 | 2041-42 | 2042-43 | 2043-44 | 2044-45 | 2045-46 | 2046-47 | 2047-48 | 2048-49 | 2049-50
TAS1 | Black Coal | 0 | 0 | 0 | 0 | 0 | 0 | 0 | 0 | 0 | 0 | 0 | 0 | 0 | 0 | 0 | 0 | 0 | 0 | 0 | 0 | 0 | 0 | 0 | 0 | 0 | 0 | 0 | 0 | 0
TAS1 | Brown Coal | 0 | 0 | 0 | 0 | 0 | 0 | 0 | 0 | 0 | 0 | 0 | 0 | 0 | 0 | 0 | 0 | 0 | 0 | 0 | 0 | 0 | 0 | 0 | 0 | 0 | 0 | 0 | 0 | 0
TAS1 | CCGT | 0 | 0 | 0 | 0 | 0 | 0 | 0 | 0 | 0 | 0 | 0 | 0 | 0 | 0 | 0 | 0 | 0 | 0 | 0 | 0 | 0 | 0 | 0 | 0 | 0 | 0 | 0 | 0 | 0
TAS1 | Gas - Steam | 0 | 0 | 0 | 0 | 0 | 0 | 0 | 0 | 0 | 0 | 0 | 0 | 0 | 0 | 0 | 0 | 0 | 0 | 0 | 0 | 0 | 0 | 0 | 0 | 0 | 0 | 0 | 0 | 0
TAS1 | OCGT / Diesel | 0 | 0 | 0 | 0 | 0 | 0 | 0 | 0 | 0 | 0 | 0 | 0 | 0 | 0 | 0 | 0 | 0 | 0 | 0 | 0 | 0 | 0 | 0 | 0 | 0 | 0 | 0 | 0 | 0
TAS1 | Hydro | 0 | 0 | 0 | 0 | 0 | 0 | 0 | 0 | 0 | 0 | 0 | 0 | 0 | 0 | 0 | 0 | 0 | 0 | 0 | 0 | 0 | 0 | 0 | 0 | 0 | 0 | 0 | 0 | 0
TAS1 | Wind | 0 | 0 | 0 | 0 | 0 | 0 | 0 | 0 | 0 | 0 | 0 | 0 | 0 | 0 | 0 | 0 | 0 | 0 | 0 | 0 | 0 | 0 | 0 | 0 | 0 | 0 | 0 | 0 | 0
TAS1 | Solar PV | 0 | 0 | 0 | 0 | 0 | 0 | 0 | 0 | 0 | 0 | 0 | 0 | 0 | 0 | 0 | 0 | 0 | 0 | 0 | 0 | 0 | 0 | 0 | 0 | 0 | 0 | 0 | 0 | 0
TAS1 | Grid Battery | 0 | 0 | 0 | 0 | 0 | 0 | 0 | 0 | 0 | 0 | 0 | 0 | 0 | 0 | 0 | 0 | 0 | 0 | 0 | 0 | 0 | 0 | 0 | 0 | 0 | 0 | 0 | 0 | 0
TAS1 | Pumped Hydro | 0 | 0 | 0 | 0 | 0 | 0 | 0 | 0 | 0 | 0 | 0 | 0 | 0 | 0 | 0 | 0 | 0 | 0 | 0 | 0 | 0 | 0 | 0 | 0 | 0 | 0 | 0 | 0 | 0
TAS1 | VPP | 0 | 0 | 0 | 0 | 0 | 0 | 0 | 0 | 0 | 0 | 0 | 0 | 0 | 0 | 0 | 0 | 0 | 0 | 0 | 0 | 0 | 0 | 0 | 0 | 0 | 0 | 0 | 0 | 0
Total excluding storage |  | 0 | 0 | 0 | 0 | 0 | 0 | 0 | 0 | 0 | 0 | 0 | 0 | 0 | 0 | 0 | 0 | 0 | 0 | 0 | 0 | 0 | 0 | 0 | 0 | 0 | 0 | 0 | 0 | 0

## BaseCase_REZ Tx Cost
REZ transmission expansion cost by region ($000s) - Base Case, Slow Change Scenario
REZ Expansion | Real June 2020 dollars discounted to 1 July 2020. As with the total capital costs, the REZ transmission expansion costs are annualised for modelling purposes.
Explicitly modelled generation
Region | Technology | 2021-22 | 2022-23 | 2023-24 | 2024-25 | 2025-26 | 2026-27 | 2027-28 | 2028-29 | 2029-30 | 2030-31 | 2031-32 | 2032-33 | 2033-34 | 2034-35 | 2035-36 | 2036-37 | 2037-38 | 2038-39 | 2039-40 | 2040-41 | 2041-42 | 2042-43 | 2043-44 | 2044-45 | 2045-46 | 2046-47 | 2047-48 | 2048-49 | 2049-50
NSW1 | Transmission | 9.7595e-05 | 1908.3135 | 8879.2578 | 15289.813 | 21242.0382 | 27427.9761 | 32446.1997 | 37756.3267 | 43533.427 | 48836.9399 | 80136.8576 | 76988.2675 | 74169.8146 | 71454.5421 | 69023.7452 | 66311.791 | 63884.1918 | 62141.7489 | 60027.762 | 57705.5641 | 66033.7254 | 85603.266 | 84181.1463 | 80873.6554 | 79426.8225 | 86883.4235 | 87285.4753 | 83856.0148 | 83909.2282
QLD1 | Transmission | 0.00010279 | 0.00010718 | 0.00011401 | 0.00013401 | 0.00013696 | 0.00015434 | 0.0001699 | 0.00026527 | 0.00026336 | 0.00025372 | 0.00024509 | 0.00023546 | 0.00022684 | 0.00021854 | 0.0002111 | 0.00020281 | 14957.0426 | 14409.4823 | 13919.2892 | 13372.3981 | 12882.8498 | 15146.4211 | 26764.6821 | 25713.0934 | 26744.0499 | 68062.4898 | 65747.0864 | 63163.8727 | 74630.3778
VIC1 | Transmission | 1.8924e-05 | 1.8231e-05 | 1.7611e-05 | 1.6919e-05 | 1.63e-05 | 1.5703e-05 | 1.5169e-05 | 1.4573e-05 | 1.4039e-05 | 1.3525e-05 | 1.3065e-05 | 1.2552e-05 | 1.2092e-05 | 1.165e-05 | 1.1253e-05 | 1.0811e-05 | 1.0415e-05 | 1.0034e-05 | 342.5901 | 1110.3716 | 1069.7222 | 1669.859 | 2171.8919 | 2086.5579 | 5395.2189 | 5805.9766 | 9861.489 | 24680.4521 | 33187.5447
SA1 | Transmission | 8.5545e-05 | 8.6986e-05 | 0.00010149 | 9.7498e-05 | 9.3929e-05 | 9.049e-05 | 8.7412e-05 | 9.9231e-05 | 9.5598e-05 | 9.2098e-05 | 8.8965e-05 | 9.7479e-05 | 9.391e-05 | 0.00010024 | 9.6828e-05 | 0.00016808 | 5005.6156 | 4822.3658 | 7942.3959 | 7630.3378 | 7350.9999 | 8334.7937 | 8051.2542 | 7734.9191 | 7451.7525 | 9947.0853 | 10001.1772 | 11022.7433 | 11176.9541
TAS1 | Transmission | 0 | 0 | 0 | 0 | 0 | 0 | 0 | 0 | 0 | 523.684 | 1254.4323 | 2223.5712 | 3123.3128 | 3954.1957 | 4732.7472 | 5423.9921 | 6070.5067 | 6663.3331 | 7251.6092 | 7749.6259 | 7465.9209 | 7192.6021 | 6947.9185 | 6674.9336 | 6430.5719 | 6195.156 | 5984.4043 | 5749.2761 | 5538.8016
NEM | Total | 0.00030486 | 1908.3137 | 8879.258 | 15289.8132 | 21242.0384 | 27427.9763 | 32446.2 | 37756.3271 | 43533.4274 | 49360.6242 | 81391.2902 | 79211.839 | 77293.1277 | 75408.7381 | 73756.4927 | 71735.7835 | 89917.3568 | 88036.9301 | 89483.6463 | 87568.2975 | 94803.2181 | 117946.9418 | 128116.8929 | 123083.1594 | 125448.4157 | 176894.131 | 178879.6321 | 188472.359 | 208442.9064

## BaseCase_USE+DSP Cost
USE and USE / DSP cost by region ($000s) - Base Case, Slow Change Scenario
USE / DSP | Real June 2020 dollars discounted to 1 July 2020
Explicitly modelled generation
Region | Technology | 2021-22 | 2022-23 | 2023-24 | 2024-25 | 2025-26 | 2026-27 | 2027-28 | 2028-29 | 2029-30 | 2030-31 | 2031-32 | 2032-33 | 2033-34 | 2034-35 | 2035-36 | 2036-37 | 2037-38 | 2038-39 | 2039-40 | 2040-41 | 2041-42 | 2042-43 | 2043-44 | 2044-45 | 2045-46 | 2046-47 | 2047-48 | 2048-49 | 2049-50
NSW1 | USE / DSP | 0.00024924 | 0.00024853 | 0.00025008 | 0.00025119 | 0.00025439 | 0.00025235 | 0.00025339 | 0.00025506 | 0.0002524 | 0.00025236 | 0.00024975 | 0.00025546 | 0.00025246 | 0.00025716 | 0.00025097 | 0.00025119 | 0.00025961 | 0.00026365 | 470.5593 | 14.4488 | 14116.8642 | 0.00026621 | 7926.482 | 8608.196 | 8339.3983 | 5632.2583 | 234.277 | 6205.2252 | 10.859
QLD1 | USE / DSP | 0.0002488 | 0.00024819 | 0.00024908 | 0.00025124 | 0.00025292 | 46.8515 | 0.00025376 | 9126.6965 | 0.00025127 | 0.00025108 | 0.00025042 | 0.00025383 | 1454.8053 | 3.9906 | 2339.6974 | 15.9251 | 26396.1407 | 39.6196 | 236.8435 | 2454.3743 | 2627.0188 | 3064.3178 | 4203.2123 | 7021.5729 | 2223.5776 | 34253.8546 | 44.2338 | 914.1618 | 5029.8512
VIC1 | USE / DSP | 0.00024423 | 0.00024364 | 0.00024459 | 0.00024765 | 0.0002497 | 0.00024688 | 0.00024815 | 0.00024858 | 0.00024629 | 0.00024618 | 0.0002451 | 0.00024933 | 0.0002468 | 0.0002524 | 1763.1553 | 4261.4528 | 0.00025397 | 0.00025683 | 2349.4427 | 499.7734 | 5067.009 | 2.3726 | 1272.8974 | 12321.1105 | 5034.5974 | 140.0806 | 422.904 | 2761.4241 | 3955.4349
SA1 | USE / DSP | 0.00024637 | 0.00024528 | 0.0002526 | 0.00024975 | 0.00025261 | 0.00024949 | 0.00025092 | 0.00025241 | 0.00024991 | 0.00024997 | 0.00024846 | 0.00025425 | 0.00025074 | 0.00025695 | 38.0511 | 3751.6128 | 83.2983 | 1.2777 | 442.1914 | 587.119 | 3584.9845 | 0.00026163 | 1839.4411 | 2814.6561 | 2648.4281 | 1572.4277 | 221.7164 | 1203.3935 | 1.4394
TAS1 | USE / DSP | 0.0002038 | 0.00020348 | 0.00020419 | 0.00020363 | 0.00020307 | 0.00020286 | 0.00020336 | 0.00020278 | 0.00020274 | 0.00020269 | 0.00020312 | 0.00020254 | 0.00020249 | 0.00020241 | 0.0002029 | 0.00020229 | 0.00020229 | 0.00020225 | 0.00020279 | 0.00020215 | 0.00020217 | 0.00020215 | 0.00020264 | 0.00020206 | 0.00020201 | 0.00020203 | 0.00020253 | 0.00020194 | 0.00020188
NEM | Total | 0.0011924 | 0.0011891 | 0.0012005 | 0.0012035 | 0.0012127 | 46.8525 | 0.0012096 | 9126.6974 | 0.0012026 | 0.0012023 | 0.0011968 | 0.0012154 | 1454.8063 | 3.9916 | 4140.9043 | 8028.9912 | 26479.4397 | 40.898 | 3499.0371 | 3555.7157 | 25395.8766 | 3066.6911 | 15242.033 | 30765.5358 | 18246.0016 | 41598.6213 | 923.1314 | 11084.2049 | 8997.5848

## BaseCase_SyncCon Cost
Synchronous Condenser cost by region ($000s) - Base Case, Slow Change Scenario
SyncCon | Real June 2020 dollars discounted to 1 July 2020
Explicitly modelled generation
Region | Technology | 2021-22 | 2022-23 | 2023-24 | 2024-25 | 2025-26 | 2026-27 | 2027-28 | 2028-29 | 2029-30 | 2030-31 | 2031-32 | 2032-33 | 2033-34 | 2034-35 | 2035-36 | 2036-37 | 2037-38 | 2038-39 | 2039-40 | 2040-41 | 2041-42 | 2042-43 | 2043-44 | 2044-45 | 2045-46 | 2046-47 | 2047-48 | 2048-49 | 2049-50
NSW1 | SyncCon | 0 | 0 | 0 | 0 | 0 | 0 | 0 | 0 | 0 | 0 | 0 | 0 | 0 | 0 | 0 | 0 | 0 | 0 | 0 | 0 | 0 | 0 | 0 | 0 | 0 | 0 | 0 | 0 | 0
QLD1 | SyncCon | 0 | 0 | 0 | 0 | 0 | 0 | 0 | 0 | 0 | 0 | 0 | 0 | 0 | 0 | 0 | 0 | 0 | 0 | 0 | 0 | 0 | 0 | 0 | 0 | 0 | 0 | 0 | 0 | 0
VIC1 | SyncCon | 0 | 0 | 0 | 8045.8177 | 7751.2695 | 7467.5044 | 7381.1036 | 7091.0988 | 6831.5018 | 6581.4083 | 6357.5167 | 6107.7289 | 5884.1319 | 5668.7205 | 5475.8775 | 5260.7294 | 5068.1401 | 4882.6012 | 4716.501 | 4531.189 | 4365.3073 | 4205.4983 | 4062.4324 | 3902.8188 | 3759.941 | 3622.2938 | 3499.0678 | 3361.5889 | 3238.5249
SA1 | SyncCon | 0 | 0 | 0 | 0 | 0 | 0 | 0 | 0 | 0 | 0 | 0 | 0 | 0 | 0 | 0 | 0 | 0 | 0 | 0 | 0 | 0 | 0 | 0 | 0 | 0 | 0 | 0 | 0 | 0
TAS1 | SyncCon | 1050.1873 | 1533.8948 | 1511.1038 | 632.5069 | 684.2187 | 1821.7212 | 2232.897 | 2318.7823 | 2587.7355 | 2771.2672 | 3322.2305 | 3139.9807 | 3176.0259 | 3319.5566 | 3403.6403 | 3497.9111 | 3208.4153 | 3151.1254 | 3013.8111 | 3127.0362 | 2893.0514 | 2763.338 | 2768.3537 | 2662.541 | 2662.284 | 2384.8221 | 2328.2811 | 2095.9168 | 2012.9392
NEM | Total | 1050.1873 | 1533.8948 | 1511.1038 | 8678.3247 | 8435.4882 | 9289.2255 | 9614.0006 | 9409.8812 | 9419.2372 | 9352.6754 | 9679.7472 | 9247.7096 | 9060.1578 | 8988.2771 | 8879.5178 | 8758.6405 | 8276.5554 | 8033.7266 | 7730.3121 | 7658.2251 | 7258.3587 | 6968.8363 | 6830.7861 | 6565.3598 | 6422.225 | 6007.1159 | 5827.3489 | 5457.5057 | 5251.4641

## BaseCase_System Strength Cost
System Strength cost by region ($000s) - Base Case, Slow Change Scenario
System Strength | Real June 2020 dollars discounted to 1 July 2020
Explicitly modelled generation
Region | Technology | 2021-22 | 2022-23 | 2023-24 | 2024-25 | 2025-26 | 2026-27 | 2027-28 | 2028-29 | 2029-30 | 2030-31 | 2031-32 | 2032-33 | 2033-34 | 2034-35 | 2035-36 | 2036-37 | 2037-38 | 2038-39 | 2039-40 | 2040-41 | 2041-42 | 2042-43 | 2043-44 | 2044-45 | 2045-46 | 2046-47 | 2047-48 | 2048-49 | 2049-50
NSW1 | System Strength | 6.997e-06 | 214.1086 | 996.2333 | 1715.4835 | 2383.3101 | 3077.3588 | 3640.3925 | 4236.1771 | 4884.3551 | 5479.3976 | 9562 | 9186.3075 | 8850.0072 | 8526.0185 | 8235.9737 | 7912.381 | 7622.7177 | 7454.304 | 7200.7177 | 6923.1893 | 8219.6222 | 10555.8575 | 10417.945 | 10008.6222 | 9866.9449 | 11416.0397 | 11497.4481 | 11045.7115 | 10991.7443
QLD1 | System Strength | 4.6509e-05 | 4.7039e-05 | 4.6185e-05 | 1119.3875 | 1078.408 | 1038.9298 | 1003.5867 | 1124.847 | 1083.6676 | 1043.9958 | 1008.4803 | 968.857 | 933.3882 | 899.2179 | 868.6276 | 834.4991 | 2136.5415 | 2058.3251 | 1988.3034 | 1949.8903 | 1878.507 | 1809.738 | 2277.0794 | 2187.6125 | 2288.7455 | 3812.1598 | 3682.4747 | 3537.7897 | 4565.6219
VIC1 | System Strength | 1.0127e-05 | 1.0223e-05 | 1.0131e-05 | 1.2941e-05 | 1.2467e-05 | 1.2011e-05 | 1.1602e-05 | 1.2065e-05 | 1.1623e-05 | 1.1408e-05 | 1.102e-05 | 1.2295e-05 | 1.1845e-05 | 1.3161e-05 | 1.2713e-05 | 1.4438e-05 | 2.9999e-05 | 3.8394 | 332.549 | 468.4974 | 451.3463 | 556.7629 | 1138.1501 | 1093.432 | 2178.5565 | 2291.2356 | 3800.8549 | 6612.203 | 7121.9156
SA1 | System Strength | 1.8863e-05 | 1.9841e-05 | 2.3551e-05 | 2.2626e-05 | 2.1798e-05 | 2.1e-05 | 2.0285e-05 | 2.1981e-05 | 2.1177e-05 | 2.0401e-05 | 1.9707e-05 | 2.3266e-05 | 2.2414e-05 | 2.4561e-05 | 2.3725e-05 | 4.1335e-05 | 1149.1376 | 1890.8798 | 2327.6795 | 2236.2246 | 2154.359 | 2309.7709 | 2418.6265 | 2360.9424 | 2396.5749 | 2430.9985 | 2761.4613 | 2921.9663 | 2857.6234
TAS1 | System Strength | 7.3247e-06 | 7.3783e-06 | 165.0527 | 317.1358 | 458.0041 | 583.7318 | 701.5214 | 806.1976 | 904.0815 | 997.4517 | 1118.6313 | 1272.0054 | 1415.5405 | 1546.8613 | 1671.1508 | 1775.4522 | 1874.1937 | 1963.5039 | 2054.6096 | 2125.5812 | 2047.7661 | 1972.7997 | 1905.6874 | 1830.8127 | 1763.7887 | 1699.2184 | 1641.4131 | 1576.9217 | 1519.1924
NEM | Total | 8.982e-05 | 214.1087 | 1161.286 | 3152.0068 | 3919.7223 | 4700.0205 | 5345.5006 | 6167.2217 | 6872.1042 | 7520.8451 | 11689.1117 | 11427.1699 | 11198.936 | 10972.0978 | 10775.7522 | 10522.3323 | 12782.5905 | 13370.8523 | 13903.8592 | 13703.3828 | 14751.6006 | 17204.9289 | 18157.4884 | 17481.4219 | 18494.6105 | 21649.652 | 23383.6522 | 25694.5922 | 27056.0975

## Marinus_CF
Annual capacity factor by technology - Marinus Link, Slow Change Scenario
Explicitly modelled generation
Region | Technology | 2021-22 | 2022-23 | 2023-24 | 2024-25 | 2025-26 | 2026-27 | 2027-28 | 2028-29 | 2029-30 | 2030-31 | 2031-32 | 2032-33 | 2033-34 | 2034-35 | 2035-36 | 2036-37 | 2037-38 | 2038-39 | 2039-40 | 2040-41 | 2041-42 | 2042-43 | 2043-44 | 2044-45 | 2045-46 | 2046-47 | 2047-48 | 2048-49 | 2049-50
NEM | Black Coal | 49.82% | 45.97% | 49.3% | 62.07% | 71.64% | 70.94% | 66.52% | 73.27% | 70.63% | 68.2% | 54.94% | 59.63% | 64.7% | 62.4% | 58.11% | 63.23% | 68.56% | 68% | 62.54% | 60.09% | 56.25% | 65.93% | 59.87% | 57.94% | 59.6% | 58.25% | 54.9% | 51.81% | 47.78%
NEM | Brown Coal | 62.25% | 53.9% | 59.1% | 68.11% | 70.74% | 71.37% | 60.74% | 65.25% | 62.56% | 67.08% | 61.6% | 63.55% | 66.7% | 65.89% | 66.24% | 65.5% | 62.45% | 65.49% | 60.17% | 59.18% | 64.75% | 65% | 62.53% | 62.4% | 59.04% | 63.81% | 62.27% | - | -
NEM | CCGT | 8.417% | 8.417% | 7.129% | 7.064% | 6.793% | 7.675% | 7.403% | 11.4% | 6.825% | 6.79% | 7.035% | 7.544% | 7.245% | 7.357% | 7.04% | 8.142% | 8.918% | 13.16% | 17.72% | 19.23% | 15.37% | 22.9% | 20.41% | 23.66% | 27.02% | 28.26% | 28.34% | 28.26% | 28.26%
NEM | Gas - Steam | 5.537% | 5.734% | 5.693% | 1.355% | 1.294% | 1.355% | 1.313% | 1.813% | 1.273% | 1.277% | 1.298% | 1.345% | 1.304% | 1.286% | 1.695% | 1.67% | 1.964% | 1.71% | 9.921% | 10.19% | 9.894% | 14.78% | 17.29% | 16.43% | 23.56% | - | - | - | -
NEM | OCGT / Diesel | 0.03903% | 0.0236% | 0.1154% | 0.08923% | 0.02528% | 0.1024% | 0.0452% | 0.3199% | 0.007607% | 0.004862% | 0.007233% | 0.1068% | 0.06771% | 0.02627% | 0.1554% | 0.1489% | 0.3668% | 0.3672% | 1.195% | 1.787% | 1.309% | 1.171% | 4.189% | 2.415% | 3.634% | 4.513% | 8.726% | 10.58% | 11.92%
NEM | Hydro | 20.34% | 20.26% | 19.59% | 25.02% | 25.04% | 18.7% | 23.29% | 25.95% | 22.79% | 21.24% | 19.31% | 19.65% | 20.27% | 20.31% | 18.79% | 17.95% | 21.06% | 18.7% | 17.61% | 16.33% | 16.5% | 17.79% | 17.44% | 16.94% | 16.4% | 19.47% | 16.24% | 14.67% | 13.92%
NEM | Wind | 33.36% | 34.36% | 31.63% | 33.95% | 36.2% | 37.72% | 38.21% | 35.14% | 34.54% | 34.93% | 35.57% | 33.3% | 32.67% | 34.65% | 35.74% | 36.41% | 35.22% | 34.52% | 35.2% | 36.53% | 34.35% | 32.68% | 34.7% | 36.85% | 37.65% | 35.85% | 34.39% | 33.68% | 32.98%
NEM | Solar PV | 29.55% | 29.16% | 29.58% | 28.44% | 27.85% | 29.49% | 29.9% | 26.33% | 27.7% | 28.91% | 29.29% | 29.22% | 28.22% | 27.56% | 29.37% | 29.53% | 26.2% | 27.4% | 28.85% | 29.34% | 29.34% | 28.06% | 27.28% | 29.02% | 29.16% | 25.63% | 25.9% | 26.67% | 26.51%
NEM | Grid Battery | 6.421% | 4.26% | 4.934% | 6.673% | 6.824% | 7.161% | 6.936% | 6.516% | 6.157% | 6.504% | 6.576% | 6.758% | 6.637% | 6.392% | 6.559% | 6.565% | 9.951% | 10.01% | 11.12% | 11.33% | 13.04% | 14.5% | 14.5% | 14.45% | 14.42% | 13.88% | 13.97% | 13.56% | 12.97%
NEM | Pumped Hydro | 1.17% | 2.903% | 3.389% | 14.91% | 19.77% | 22.47% | 19.62% | 23.29% | 17.69% | 20.25% | 22.87% | 25.36% | 23.44% | 24.67% | 25.22% | 24.71% | 24.34% | 23.04% | 24.41% | 22.67% | 23.91% | 23.25% | 23.63% | 24.55% | 23.85% | 24.17% | 23.55% | 24.11% | 21.25%
NEM | VPP | 8.06% | 8.353% | 8.298% | 9.3% | 10.21% | 10.4% | 9.887% | 9.334% | 8.843% | 8.724% | 8.769% | 9.058% | 9.03% | 9.059% | 8.842% | 8.777% | 8.481% | 8.3% | 7.904% | 7.681% | 6.843% | 6.738% | 6.476% | 6.18% | 6.091% | 5.834% | 5.686% | 5.379% | 4.058%
Region | Technology | 2021-22 | 2022-23 | 2023-24 | 2024-25 | 2025-26 | 2026-27 | 2027-28 | 2028-29 | 2029-30 | 2030-31 | 2031-32 | 2032-33 | 2033-34 | 2034-35 | 2035-36 | 2036-37 | 2037-38 | 2038-39 | 2039-40 | 2040-41 | 2041-42 | 2042-43 | 2043-44 | 2044-45 | 2045-46 | 2046-47 | 2047-48 | 2048-49 | 2049-50
NSW1 | Black Coal | 44.53% | 41.82% | 42.82% | 56.69% | 69.76% | 67.08% | 62.35% | 70.08% | 69.47% | 68.37% | 46.64% | 46.73% | 63.28% | 55.65% | 43.26% | 58.3% | 70.5% | 70.35% | 61.48% | 52.87% | 44.85% | - | - | - | - | - | - | - | -
NSW1 | Brown Coal | bar: 2021-22 to 2049-50
NSW1 | CCGT | 0.6146% | 0.6146% | 1.849% | 1.161% | 1.161% | 1.161% | 1.164% | 1.161% | 1.161% | 1.161% | 1.164% | 1.161% | 1.161% | 1.161% | 1.164% | 1.161% | 1.164% | 10.09% | 17.94% | 21.29% | 13.93% | 21.73% | 0.05184% | - | - | - | - | - | -
NSW1 | Gas - Steam | bar: 2021-22 to 2049-50
NSW1 | OCGT / Diesel | 1.007e-07% | 9.979e-08% | 0.02518% | 0.2303% | 0.04275% | 0.1224% | 0.04262% | 0.07589% | 1.315e-07% | 1.352e-07% | 1.284e-07% | 0.105% | 0.0178% | 0.02912% | 0.1029% | 0.05799% | 0.1715% | 0.05047% | 0.765% | 1.081% | 0.8301% | 0.6591% | 6.024% | 3.851% | 5.446% | 4.786% | 14.48% | 12.84% | 16.79%
NSW1 | Hydro | 9.065% | 9.605% | 8.676% | 11.65% | 12.57% | 11.19% | 10.42% | 14.58% | 10.59% | 9.778% | 10.23% | 11.2% | 11.86% | 13.9% | 11.93% | 11.4% | 16.12% | 13.22% | 11.23% | 10.87% | 9.972% | 12.93% | 13.58% | 12.72% | 12.53% | 16.5% | 13.35% | 11.5% | 10.64%
NSW1 | Wind | 32.12% | 36.75% | 35.1% | 34.72% | 37.84% | 38.96% | 38.67% | 34.55% | 31.97% | 34.04% | 34.43% | 33.98% | 33.21% | 35.51% | 36.73% | 36.75% | 33.88% | 30.8% | 33.22% | 34.45% | 33.82% | 32.36% | 34.65% | 36.37% | 36.32% | 32.41% | 29.5% | 30.94% | 31.11%
NSW1 | Solar PV | 28.63% | 28.53% | 28.72% | 27.65% | 26.32% | 28.48% | 28.93% | 26.13% | 27.1% | 28.74% | 29.16% | 28.76% | 27.94% | 26.92% | 29.02% | 29.04% | 26.12% | 26.94% | 28.66% | 29.31% | 28.92% | 27.91% | 26.9% | 28.86% | 28.94% | 25.69% | 25.9% | 27.36% | 27.39%
NSW1 | Grid Battery | - | - | - | - | - | - | - | - | - | - | - | - | - | - | - | - | - | - | - | - | - | - | 15.41% | 15.53% | 15.27% | 14.97% | 14.83% | 15.19% | 14.43%
NSW1 | Pumped Hydro | 1.999% | 4.407% | 5.323% | 32.75% | 21.92% | 25.28% | 22.24% | 25.79% | 19.07% | 21.78% | 24.72% | 26.97% | 25.1% | 26.19% | 27.03% | 26.48% | 25.81% | 24.36% | 25.66% | 23.88% | 25.24% | 24.38% | 25.07% | 26.47% | 25.67% | 27.63% | 25.83% | 27.52% | 24.8%
NSW1 | VPP | 10.17% | 10.33% | 8.89% | 8.633% | 9.488% | 9.966% | 9.396% | 8.944% | 8.428% | 8.121% | 8.055% | 8.349% | 8.514% | 8.426% | 8.156% | 8.224% | 8.007% | 7.548% | 7.655% | 7.284% | 7.449% | 7.289% | 7.034% | 6.659% | 6.436% | 6.331% | 5.987% | 5.989% | 4.525%
Region | Technology | 2021-22 | 2022-23 | 2023-24 | 2024-25 | 2025-26 | 2026-27 | 2027-28 | 2028-29 | 2029-30 | 2030-31 | 2031-32 | 2032-33 | 2033-34 | 2034-35 | 2035-36 | 2036-37 | 2037-38 | 2038-39 | 2039-40 | 2040-41 | 2041-42 | 2042-43 | 2043-44 | 2044-45 | 2045-46 | 2046-47 | 2047-48 | 2048-49 | 2049-50
QLD1 | Black Coal | 56.49% | 50.95% | 55.92% | 68.73% | 73.21% | 74.74% | 70.43% | 76.74% | 71.33% | 68.11% | 57.6% | 63.77% | 65.15% | 64.57% | 63.11% | 64.93% | 67.87% | 67.17% | 62.92% | 62.66% | 60.3% | 65.93% | 59.87% | 57.94% | 59.6% | 58.25% | 54.9% | 51.81% | 47.78%
QLD1 | Brown Coal | bar: 2021-22 to 2049-50
QLD1 | CCGT | 8.33% | 8.33% | 9.298% | 9.552% | 9.038% | 10.71% | 10.19% | 17.79% | 9.098% | 9.032% | 9.487% | 10.46% | 9.896% | 10.11% | 9.496% | 12.78% | 14.86% | 17.29% | 21.32% | 21.99% | 19.54% | 28.49% | 28.54% | 28.66% | 43.56% | 60.92% | 61.08% | 60.92% | 60.92%
QLD1 | Gas - Steam | 5.044% | 5.044% | 10.02% | 9.894% | 9.894% | 9.894% | 9.921% | 18.13% | 9.894% | 9.894% | 9.921% | 9.894% | 9.894% | 9.894% | 9.921% | 9.894% | 9.894% | 9.894% | 9.921% | 10.19% | 9.894% | 14.78% | 17.29% | 16.43% | 23.56% | - | - | - | -
QLD1 | OCGT / Diesel | 1.302e-07% | 1.301e-07% | 1.359e-07% | 0.07963% | 0.02701% | 0.1848% | 0.09825% | 1.036% | 0.02733% | 0.007216% | 0.01324% | 0.1873% | 0.1931% | 0.04552% | 0.1798% | 0.2118% | 0.442% | 0.2408% | 0.8575% | 0.6031% | 0.8793% | 0.6715% | 1.824% | 2.861% | 5.33% | 8.518% | 8.692% | 9.145% | 9.143%
QLD1 | Hydro | 50.69% | 50.42% | 50.38% | 49.89% | 49.62% | 49.37% | 49.29% | 48.86% | 48.57% | 47.76% | 48.17% | 47.74% | 47.46% | 47.2% | 47.1% | 46.67% | 40.25% | 40.1% | 39.94% | 39.59% | 39.4% | - | - | - | - | - | - | - | -
QLD1 | Wind | 35.91% | 34.66% | 34.5% | 36.08% | 42.99% | 44.45% | 46.25% | 44.07% | 43.57% | 44.41% | 41.37% | 39.23% | 34.51% | 41.45% | 40.7% | 43.53% | 43.71% | 43.37% | 44.23% | 42.31% | 39.71% | 34.57% | 40.3% | 41.73% | 44.28% | 44.71% | 44.65% | 44.72% | 40.5%
QLD1 | Solar PV | 31.43% | 30.43% | 30.98% | 29.65% | 30.07% | 31.49% | 31.87% | 26.62% | 28.83% | 29.98% | 30.46% | 30.91% | 29.57% | 30.04% | 31.52% | 31.76% | 26.5% | 28.76% | 29.97% | 30.27% | 30.85% | 28.65% | 28.69% | 30.16% | 30.29% | 25.49% | 26.88% | 27.83% | 27.69%
QLD1 | Grid Battery | - | 16.78% | 16.38% | 18.06% | 20.09% | 20.28% | 19.69% | 19.52% | 18.38% | 18.45% | 18.12% | 18.47% | 18.49% | 19.1% | 18.56% | 18.6% | 16.99% | 17.02% | 17.1% | 17.17% | 15.63% | 15.3% | 15.45% | 14.73% | 14.65% | 14.01% | 14.34% | 14.16% | 13.86%
QLD1 | Pumped Hydro | 0.8212% | 2.27% | 2.574% | 7.396% | 11.14% | 11.22% | 9.162% | 13.31% | 7.285% | 8.805% | 9.009% | 13.21% | 10.97% | 13.22% | 11.67% | 11.43% | 13.3% | 13.1% | 12.4% | 11% | 13.35% | 17.14% | 16.75% | 15.48% | 18.08% | 18.36% | 19.26% | 18.81% | 15.25%
QLD1 | VPP | 8.058% | 8.694% | 7.935% | 9.029% | 10.62% | 10.51% | 10.19% | 9.9% | 8.916% | 8.925% | 8.889% | 9.016% | 9.083% | 9.349% | 8.842% | 8.78% | 8.095% | 7.833% | 7.925% | 7.867% | 6.492% | 6.324% | 6.16% | 5.829% | 5.84% | 5.143% | 5.311% | 5.044% | 3.348%
Region | Technology | 2021-22 | 2022-23 | 2023-24 | 2024-25 | 2025-26 | 2026-27 | 2027-28 | 2028-29 | 2029-30 | 2030-31 | 2031-32 | 2032-33 | 2033-34 | 2034-35 | 2035-36 | 2036-37 | 2037-38 | 2038-39 | 2039-40 | 2040-41 | 2041-42 | 2042-43 | 2043-44 | 2044-45 | 2045-46 | 2046-47 | 2047-48 | 2048-49 | 2049-50
VIC1 | Black Coal | bar: 2021-22 to 2049-50
VIC1 | Brown Coal | 62.25% | 53.9% | 59.1% | 68.11% | 70.74% | 71.37% | 60.74% | 65.25% | 62.56% | 67.08% | 61.6% | 63.55% | 66.7% | 65.89% | 66.24% | 65.5% | 62.45% | 65.49% | 60.17% | 59.18% | 64.75% | 65% | 62.53% | 62.4% | 59.04% | 63.81% | 62.27% | - | -
VIC1 | CCGT | bar: 2021-22 to 2049-50
VIC1 | Gas - Steam | 0.03517% | 6.209e-08% | 0.07558% | 0.2258% | 0.05604% | 0.225% | 0.09898% | 0.1097% | 8.464e-08% | 0.01079% | 0.05819% | 0.1984% | 0.08437% | 0.03477% | 0.3129% | 0.2888% | 0.6313% | 0.3347% | - | - | - | - | - | - | - | - | - | - | -
VIC1 | OCGT / Diesel | 0.000275% | 1.18e-07% | 0.01008% | 0.007437% | 0.0005013% | 0.01085% | 0.00339% | 1.646e-07% | 1.631e-07% | 1.64e-07% | 0.001979% | 0.0225% | 0.01031% | 2.06e-07% | 0.05131% | 0.0648% | 0.05638% | 0.03485% | 0.1847% | 0.317% | 0.2269% | 0.07027% | 0.1811% | 0.5805% | 0.5702% | 0.2811% | 0.6678% | 10.03% | 8.862%
VIC1 | Hydro | 13.89% | 13.99% | 12.63% | 15.51% | 15.86% | 14.96% | 15.06% | 18.95% | 15.63% | 13.35% | 13.48% | 12.13% | 14.87% | 15.32% | 14.48% | 14.48% | 18.2% | 15.06% | 12.92% | 12.88% | 11.69% | 14.25% | 14.75% | 13.87% | 13.95% | 17.42% | 14.48% | 12.43% | 12.43%
VIC1 | Wind | 34.58% | 34.13% | 29.42% | 32.24% | 32.9% | 33.71% | 33.81% | 30.39% | 31.36% | 29.79% | 32.63% | 28.01% | 28.9% | 29.1% | 30.52% | 31.11% | 28.62% | 30.61% | 30.2% | 34.92% | 30.91% | 31% | 30.63% | 33.81% | 34.97% | 33.48% | 34.09% | 31.97% | 31.88%
VIC1 | Solar PV | 27.58% | 27.37% | 28.19% | 27.27% | 25.9% | 27.28% | 27.83% | 25.74% | 26.74% | 26.89% | 27.23% | 27.91% | 26.66% | 25.65% | 26.81% | 27.59% | 25.54% | 26.69% | 27.36% | 27.34% | 28.45% | 27.26% | 25.93% | 27.79% | 28.33% | 26.52% | 26.05% | 25.12% | 23.86%
VIC1 | Grid Battery | 12.65% | 3.52% | 3.838% | 6.256% | 6.242% | 6.617% | 6.432% | 5.99% | 5.713% | 5.738% | 5.884% | 6.119% | 5.754% | 5.625% | 5.9% | 5.897% | 5.491% | 5.593% | 8.271% | 8.084% | 10.62% | 15.31% | 14.79% | 15.2% | 15.11% | 14.33% | 14.17% | 13.25% | 12.54%
VIC1 | Pumped Hydro | - | - | - | - | - | - | - | - | - | - | - | - | - | - | - | - | - | - | 31.06% | 29.17% | 29.21% | 28.1% | 25.92% | 27.06% | 26.4% | 25.84% | 26.29% | 23.7% | 21.83%
VIC1 | VPP | 4.736% | 6.102% | 6.554% | 10.6% | 11.39% | 11.45% | 10.85% | 9.974% | 9.715% | 9.613% | 9.832% | 10.42% | 9.999% | 10.08% | 9.943% | 9.675% | 9.277% | 9.424% | 8.374% | 8.269% | 6.781% | 6.765% | 6.339% | 6.112% | 6.032% | 5.785% | 5.628% | 4.905% | 3.898%
Region | Technology | 2021-22 | 2022-23 | 2023-24 | 2024-25 | 2025-26 | 2026-27 | 2027-28 | 2028-29 | 2029-30 | 2030-31 | 2031-32 | 2032-33 | 2033-34 | 2034-35 | 2035-36 | 2036-37 | 2037-38 | 2038-39 | 2039-40 | 2040-41 | 2041-42 | 2042-43 | 2043-44 | 2044-45 | 2045-46 | 2046-47 | 2047-48 | 2048-49 | 2049-50
SA1 | Black Coal | bar: 2021-22 to 2049-50
SA1 | Brown Coal | bar: 2021-22 to 2049-50
SA1 | CCGT | 17.95% | 17.95% | 9.965% | 9.7% | 9.7% | 9.7% | 9.727% | 9.7% | 9.7% | 9.7% | 9.727% | 9.7% | 9.7% | 9.7% | 9.727% | 9.7% | - | - | - | - | - | - | - | - | - | - | - | - | -
SA1 | Gas - Steam | 9.028% | 9.391% | 8.75% | 1.164% | 1.164% | 1.164% | 1.167% | 1.164% | 1.164% | 1.164% | 1.167% | 1.164% | 1.164% | 1.164% | - | - | - | - | - | - | - | - | - | - | - | - | - | - | -
SA1 | OCGT / Diesel | 0.186% | 0.1127% | 0.5125% | 0.08002% | 0.04137% | 0.1066% | 0.03817% | 0.07488% | 4.12e-07% | 0.01681% | 0.0169% | 0.1428% | 0.04259% | 0.04811% | 0.5013% | 0.4378% | 1.445% | 2.167% | 4.906% | 8.533% | 5.255% | 5.201% | 12.75% | 2.409% | 2.174% | 2.711% | 5.398% | 11.09% | 10.19%
SA1 | Hydro | bar: 2021-22 to 2049-50
SA1 | Wind | 33.68% | 32.3% | 28.95% | 33.86% | 33.13% | 36.68% | 37.1% | 34.52% | 34.95% | 35.42% | 35.34% | 31.59% | 32.36% | 31.08% | 34.84% | 35.59% | 35.38% | 35.9% | 36.18% | 38.44% | 34.71% | 33.84% | 32.14% | 36.57% | 36.7% | 35.79% | 34.45% | 31.85% | 32.89%
SA1 | Solar PV | 30.55% | 29.09% | 29.02% | 28.19% | 27.51% | 28.16% | 29.03% | 27.61% | 28.74% | 28.91% | 29.13% | 29.48% | 28.12% | 27.51% | 28.07% | 28.98% | 27.53% | 28.7% | 29.07% | 29.11% | 29.61% | 27.99% | 26.51% | 26.81% | 26.87% | 24.67% | 21.47% | 20.03% | 20.07%
SA1 | Grid Battery | 4.741% | 4.394% | 5.822% | 6.326% | 6.595% | 6.876% | 6.615% | 6.211% | 5.778% | 6.78% | 6.74% | 6.791% | 6.896% | 6.332% | 6.365% | 6.388% | 6.472% | 6.511% | 9.039% | 9.359% | 12.84% | 12.72% | 12.78% | 12.94% | 13.12% | 12.82% | 12.83% | 12.47% | 11.3%
SA1 | Pumped Hydro | bar: 2021-22 to 2049-50
SA1 | VPP | 8.524% | 7.789% | 9.772% | 10.13% | 10.78% | 10.76% | 10.2% | 9.61% | 9.183% | 9.239% | 9.105% | 9.075% | 9.036% | 8.979% | 8.864% | 8.751% | 8.99% | 9.008% | 7.951% | 7.609% | 5.959% | 5.887% | 5.809% | 5.626% | 5.686% | 5.499% | 5.49% | 5.223% | 3.965%
Region | Technology | 2021-22 | 2022-23 | 2023-24 | 2024-25 | 2025-26 | 2026-27 | 2027-28 | 2028-29 | 2029-30 | 2030-31 | 2031-32 | 2032-33 | 2033-34 | 2034-35 | 2035-36 | 2036-37 | 2037-38 | 2038-39 | 2039-40 | 2040-41 | 2041-42 | 2042-43 | 2043-44 | 2044-45 | 2045-46 | 2046-47 | 2047-48 | 2048-49 | 2049-50
TAS1 | Black Coal | bar: 2021-22 to 2049-50
TAS1 | Brown Coal | bar: 2021-22 to 2049-50
TAS1 | CCGT | 5.266e-07% | 5.232e-07% | 5.242e-07% | 5.233e-07% | 5.233e-07% | 5.259e-07% | 5.35e-07% | 5.493e-07% | 5.669e-07% | 5.806e-07% | 5.969e-07% | 6.153e-07% | 6.371e-07% | 6.533e-07% | 6.729e-07% | 6.932e-07% | 7.199e-07% | 7.458e-07% | 7.936e-07% | 8.011e-07% | 8.315e-07% | 8.612e-07% | 8.936e-07% | 9.238e-07% | 9.571e-07% | 9.944e-07% | 1.033e-06% | 1.077e-06% | 1.105e-06%
TAS1 | Gas - Steam | bar: 2021-22 to 2049-50
TAS1 | OCGT / Diesel | 5.027e-07% | 4.878e-07% | 4.801e-07% | 4.822e-07% | 4.84e-07% | 5.016e-07% | 5.163e-07% | 5.32e-07% | 5.506e-07% | 5.62e-07% | 5.747e-07% | 5.937e-07% | 6.158e-07% | 6.3e-07% | 6.481e-07% | 6.668e-07% | 6.968e-07% | 7.135e-07% | 7.448e-07% | 1.899e-06% | 1.969e-06% | 2.05e-06% | 2.105e-06% | 2.179e-06% | 2.246e-06% | 2.354e-06% | 2.441e-06% | 2.543e-06% | 2.597e-06%
TAS1 | Hydro | 36.45% | 35.57% | 35.77% | 46.54% | 45.34% | 28.25% | 41.17% | 41.54% | 39.16% | 37.45% | 31.35% | 32.54% | 31.4% | 29.16% | 27.44% | 25.56% | 27.77% | 26.55% | 27.17% | 23.93% | 26.3% | 25.45% | 23.43% | 23.61% | 22.2% | 24.06% | 20.51% | 19.62% | 18.35%
TAS1 | Wind | 26.66% | 32.22% | 32.45% | 34.77% | 37.95% | 38.23% | 38.81% | 37.41% | 37.91% | 36.63% | 39.44% | 36.75% | 36.57% | 38.08% | 37.61% | 37.96% | 35.54% | 34.11% | 32.16% | 32.89% | 31.67% | 31.21% | 32.37% | 33.87% | 34.29% | 31.94% | 30.11% | 25.9% | 24.88%
TAS1 | Solar PV | bar: 2021-22 to 2049-50
TAS1 | Grid Battery | bar: 2021-22 to 2049-50
TAS1 | Pumped Hydro | bar: 2021-22 to 2049-50
TAS1 | VPP | - | - | - | - | 2.768% | 3.542% | 4.029% | 3.535% | 3.79% | 4.262% | 5.836% | 5.704% | 5.783% | 5.844% | 6.774% | 7.064% | 6.105% | 5.644% | 5.621% | 5.872% | 5.666% | 5.629% | 5.567% | 5.223% | 5.584% | 5.42% | 5.491% | 5.173% | 4.292%
Explicitly modelled pumping
Region | Technology | 2021-22 | 2022-23 | 2023-24 | 2024-25 | 2025-26 | 2026-27 | 2027-28 | 2028-29 | 2029-30 | 2030-31 | 2031-32 | 2032-33 | 2033-34 | 2034-35 | 2035-36 | 2036-37 | 2037-38 | 2038-39 | 2039-40 | 2040-41 | 2041-42 | 2042-43 | 2043-44 | 2044-45 | 2045-46 | 2046-47 | 2047-48 | 2048-49 | 2049-50
NEM | Grid Battery pump | 7.894% | 5.276% | 6.084% | 8.244% | 8.409% | 8.839% | 8.581% | 8.027% | 7.614% | 8.017% | 8.135% | 8.326% | 8.209% | 7.874% | 8.097% | 8.105% | 11.96% | 12.01% | 13.26% | 13.49% | 15.36% | 17.09% | 17.05% | 17.01% | 17% | 16.32% | 16.45% | 15.94% | 15.26%
NEM | Pumped Hydro Pump | 2.308% | 5.855% | 6.404% | 21.72% | 23.37% | 26.62% | 24.69% | 27.04% | 21.53% | 23.65% | 29.2% | 31.47% | 30.13% | 30.7% | 31.55% | 31.62% | 30.93% | 29.41% | 30.33% | 28.83% | 30.07% | 30.56% | 29.63% | 31.5% | 30.87% | 31.21% | 30.17% | 30.7% | 26.65%
NEM | VPP pump | 9.673% | 10.05% | 9.947% | 11.17% | 12.25% | 12.48% | 11.89% | 11.19% | 10.62% | 10.46% | 10.55% | 10.85% | 10.85% | 10.87% | 10.61% | 10.53% | 10.19% | 9.964% | 9.473% | 9.237% | 8.196% | 8.098% | 7.764% | 7.419% | 7.32% | 6.994% | 6.84% | 6.44% | 4.869%
Region | Technology | 2021-22 | 2022-23 | 2023-24 | 2024-25 | 2025-26 | 2026-27 | 2027-28 | 2028-29 | 2029-30 | 2030-31 | 2031-32 | 2032-33 | 2033-34 | 2034-35 | 2035-36 | 2036-37 | 2037-38 | 2038-39 | 2039-40 | 2040-41 | 2041-42 | 2042-43 | 2043-44 | 2044-45 | 2045-46 | 2046-47 | 2047-48 | 2048-49 | 2049-50
NSW1 | Grid Battery pump | - | - | - | - | - | - | - | - | - | - | - | - | - | - | - | - | - | - | - | - | - | - | 18.13% | 18.27% | 17.97% | 17.6% | 17.46% | 17.86% | 16.98%
NSW1 | Pumped Hydro Pump | 2.872% | 7.051% | 7.618% | 27.19% | 24.17% | 27.96% | 26.28% | 27.86% | 22.46% | 24.54% | 30.62% | 32.41% | 31.31% | 31.57% | 32.76% | 32.88% | 31.8% | 30.17% | 30.9% | 29.51% | 30.84% | 31.46% | 30.57% | 33.16% | 32.63% | 35.03% | 32.57% | 34.32% | 30.19%
NSW1 | VPP pump | 12.21% | 12.42% | 10.65% | 10.37% | 11.39% | 11.96% | 11.29% | 10.72% | 10.12% | 9.747% | 9.691% | 10% | 10.22% | 10.12% | 9.777% | 9.871% | 9.632% | 9.05% | 9.176% | 8.764% | 8.919% | 8.748% | 8.442% | 7.992% | 7.728% | 7.596% | 7.206% | 7.169% | 5.431%
Region | Technology | 2021-22 | 2022-23 | 2023-24 | 2024-25 | 2025-26 | 2026-27 | 2027-28 | 2028-29 | 2029-30 | 2030-31 | 2031-32 | 2032-33 | 2033-34 | 2034-35 | 2035-36 | 2036-37 | 2037-38 | 2038-39 | 2039-40 | 2040-41 | 2041-42 | 2042-43 | 2043-44 | 2044-45 | 2045-46 | 2046-47 | 2047-48 | 2048-49 | 2049-50
QLD1 | Grid Battery pump | - | 20.7% | 20.18% | 22.3% | 24.83% | 25.01% | 24.32% | 24.08% | 22.69% | 22.78% | 22.4% | 22.78% | 22.82% | 23.58% | 22.91% | 22.96% | 20.11% | 20.04% | 20.19% | 20.2% | 18.39% | 18% | 18.18% | 17.34% | 17.22% | 16.51% | 16.85% | 16.66% | 16.31%
QLD1 | Pumped Hydro Pump | 1.34% | 3.805% | 4.323% | 12.34% | 18.65% | 18.72% | 15.36% | 22.2% | 12.18% | 14.72% | 15.08% | 22.07% | 18.35% | 22.1% | 19.5% | 19.1% | 22.31% | 21.82% | 20.72% | 18.4% | 21.05% | 24.46% | 23.77% | 21.86% | 24.28% | 23.83% | 24.95% | 24.43% | 19.63%
QLD1 | VPP pump | 9.672% | 10.45% | 9.514% | 10.84% | 12.76% | 12.6% | 12.25% | 11.87% | 10.7% | 10.71% | 10.69% | 10.8% | 10.9% | 11.22% | 10.61% | 10.54% | 9.738% | 9.379% | 9.512% | 9.443% | 7.791% | 7.591% | 7.392% | 7.007% | 6.999% | 6.183% | 6.365% | 6.06% | 4.013%
Region | Technology | 2021-22 | 2022-23 | 2023-24 | 2024-25 | 2025-26 | 2026-27 | 2027-28 | 2028-29 | 2029-30 | 2030-31 | 2031-32 | 2032-33 | 2033-34 | 2034-35 | 2035-36 | 2036-37 | 2037-38 | 2038-39 | 2039-40 | 2040-41 | 2041-42 | 2042-43 | 2043-44 | 2044-45 | 2045-46 | 2046-47 | 2047-48 | 2048-49 | 2049-50
VIC1 | Grid Battery pump | 15.52% | 4.364% | 4.738% | 7.723% | 7.688% | 8.169% | 7.959% | 7.377% | 7.065% | 7.074% | 7.282% | 7.536% | 7.121% | 6.927% | 7.284% | 7.28% | 6.779% | 6.923% | 9.946% | 9.75% | 12.52% | 18.06% | 17.35% | 17.88% | 17.83% | 16.81% | 16.72% | 15.56% | 14.76%
VIC1 | Pumped Hydro Pump | - | - | - | - | - | - | - | - | - | - | - | - | - | - | - | - | - | - | 38.82% | 36.61% | 36.37% | 35.26% | 32.26% | 33.84% | 33.16% | 32.13% | 33.03% | 29.54% | 27.29%
VIC1 | VPP pump | 5.684% | 7.35% | 7.87% | 12.72% | 13.66% | 13.74% | 13.05% | 11.95% | 11.68% | 11.52% | 11.82% | 12.48% | 12.03% | 12.08% | 11.93% | 11.61% | 11.13% | 11.33% | 10.03% | 9.947% | 8.117% | 8.142% | 7.587% | 7.335% | 7.262% | 6.923% | 6.776% | 5.867% | 4.678%
Region | Technology | 2021-22 | 2022-23 | 2023-24 | 2024-25 | 2025-26 | 2026-27 | 2027-28 | 2028-29 | 2029-30 | 2030-31 | 2031-32 | 2032-33 | 2033-34 | 2034-35 | 2035-36 | 2036-37 | 2037-38 | 2038-39 | 2039-40 | 2040-41 | 2041-42 | 2042-43 | 2043-44 | 2044-45 | 2045-46 | 2046-47 | 2047-48 | 2048-49 | 2049-50
SA1 | Grid Battery pump | 5.836% | 5.442% | 7.171% | 7.827% | 8.125% | 8.489% | 8.184% | 7.651% | 7.149% | 8.351% | 8.335% | 8.37% | 8.528% | 7.8% | 7.858% | 7.886% | 7.99% | 8.056% | 10.87% | 11.25% | 15.15% | 15.04% | 15.06% | 15.27% | 15.51% | 15.08% | 15.18% | 14.67% | 13.33%
SA1 | Pumped Hydro Pump | bar: 2021-22 to 2049-50
SA1 | VPP pump | 10.23% | 9.375% | 11.71% | 12.19% | 12.92% | 12.91% | 12.26% | 11.51% | 11.04% | 11.07% | 10.94% | 10.88% | 10.87% | 10.76% | 10.64% | 10.5% | 10.79% | 10.83% | 9.522% | 9.154% | 7.132% | 7.086% | 6.952% | 6.753% | 6.845% | 6.581% | 6.609% | 6.25% | 4.76%
Region | Technology | 2021-22 | 2022-23 | 2023-24 | 2024-25 | 2025-26 | 2026-27 | 2027-28 | 2028-29 | 2029-30 | 2030-31 | 2031-32 | 2032-33 | 2033-34 | 2034-35 | 2035-36 | 2036-37 | 2037-38 | 2038-39 | 2039-40 | 2040-41 | 2041-42 | 2042-43 | 2043-44 | 2044-45 | 2045-46 | 2046-47 | 2047-48 | 2048-49 | 2049-50
TAS1 | Grid Battery pump | bar: 2021-22 to 2049-50
TAS1 | Pumped Hydro Pump | bar: 2021-22 to 2049-50
TAS1 | VPP pump | - | - | - | - | 3.307% | 4.25% | 4.86% | 4.222% | 4.572% | 5.094% | 7.017% | 6.858% | 6.942% | 7.017% | 8.108% | 8.501% | 7.305% | 6.774% | 6.756% | 7.04% | 6.799% | 6.772% | 6.673% | 6.267% | 6.719% | 6.485% | 6.61% | 6.189% | 5.152%
Non-controllable capacity
Region | Technology | 2021-22 | 2022-23 | 2023-24 | 2024-25 | 2025-26 | 2026-27 | 2027-28 | 2028-29 | 2029-30 | 2030-31 | 2031-32 | 2032-33 | 2033-34 | 2034-35 | 2035-36 | 2036-37 | 2037-38 | 2038-39 | 2039-40 | 2040-41 | 2041-42 | 2042-43 | 2043-44 | 2044-45 | 2045-46 | 2046-47 | 2047-48 | 2048-49 | 2049-50
NEM | Distributed PV | 15.83% | 16.33% | 16.47% | 16% | 15.44% | 16.42% | 16.36% | 14.76% | 15.61% | 16.2% | 16.34% | 16.51% | 16.04% | 15.56% | 16.61% | 16.63% | 14.99% | 15.75% | 16.35% | 16.56% | 16.65% | 16.2% | 15.68% | 16.77% | 16.73% | 15.07% | 15.81% | 16.43% | 16.6%
NEM | Behind the meter battery | 5.838% | 5.841% | 5.763% | 5.725% | 5.7% | 5.658% | 5.631% | 5.569% | 5.54% | 5.478% | 5.548% | 5.505% | 5.493% | 5.439% | 5.386% | 5.3% | 5.224% | 5.16% | 5.113% | 5.037% | 4.978% | 4.921% | 4.881% | 4.816% | 4.764% | 4.706% | 4.67% | 4.605% | 4.553%
NEM | Behind the meter battery pump | 4.961% | 4.963% | 4.896% | 4.863% | 4.844% | 4.806% | 4.783% | 4.73% | 4.706% | 4.652% | 4.714% | 4.678% | 4.667% | 4.62% | 4.575% | 4.503% | 4.436% | 4.382% | 4.344% | 4.278% | 4.228% | 4.18% | 4.145% | 4.091% | 4.048% | 3.997% | 3.966% | 3.911% | 3.868%
Region | Technology | 2021-22 | 2022-23 | 2023-24 | 2024-25 | 2025-26 | 2026-27 | 2027-28 | 2028-29 | 2029-30 | 2030-31 | 2031-32 | 2032-33 | 2033-34 | 2034-35 | 2035-36 | 2036-37 | 2037-38 | 2038-39 | 2039-40 | 2040-41 | 2041-42 | 2042-43 | 2043-44 | 2044-45 | 2045-46 | 2046-47 | 2047-48 | 2048-49 | 2049-50
NSW1 | Distributed PV | 15.97% | 16.87% | 16.41% | 16.22% | 15.62% | 17.15% | 16.84% | 14.98% | 15.4% | 16.31% | 17.01% | 16.54% | 16.34% | 15.79% | 17.35% | 17.08% | 15.19% | 15.6% | 16.51% | 17.25% | 16.75% | 16.54% | 15.93% | 17.53% | 17.21% | 15.28% | 15.67% | 16.61% | 17.28%
NSW1 | Behind the meter battery | 5.766% | 5.837% | 5.764% | 5.768% | 5.741% | 5.706% | 5.671% | 5.596% | 5.533% | 5.471% | 5.541% | 5.509% | 5.493% | 5.435% | 5.38% | 5.29% | 5.21% | 5.137% | 5.086% | 5.005% | 4.943% | 4.88% | 4.832% | 4.764% | 4.706% | 4.642% | 4.6% | 4.528% | 4.47%
NSW1 | Behind the meter battery pump | 4.901% | 4.958% | 4.894% | 4.901% | 4.88% | 4.848% | 4.816% | 4.752% | 4.7% | 4.646% | 4.708% | 4.682% | 4.667% | 4.616% | 4.569% | 4.495% | 4.425% | 4.362% | 4.323% | 4.252% | 4.198% | 4.145% | 4.102% | 4.046% | 4% | 3.944% | 3.907% | 3.844% | 3.797%
Region | Technology | 2021-22 | 2022-23 | 2023-24 | 2024-25 | 2025-26 | 2026-27 | 2027-28 | 2028-29 | 2029-30 | 2030-31 | 2031-32 | 2032-33 | 2033-34 | 2034-35 | 2035-36 | 2036-37 | 2037-38 | 2038-39 | 2039-40 | 2040-41 | 2041-42 | 2042-43 | 2043-44 | 2044-45 | 2045-46 | 2046-47 | 2047-48 | 2048-49 | 2049-50
QLD1 | Distributed PV | 16.4% | 17.43% | 17.36% | 16.66% | 16.75% | 17.72% | 17.73% | 14.89% | 16.11% | 16.59% | 17.42% | 17.23% | 16.52% | 16.69% | 17.71% | 17.71% | 14.9% | 16.17% | 16.73% | 17.53% | 17.3% | 16.63% | 16.77% | 17.75% | 17.73% | 14.93% | 16.21% | 16.74% | 17.52%
QLD1 | Behind the meter battery | 5.784% | 5.698% | 5.625% | 5.615% | 5.665% | 5.635% | 5.625% | 5.551% | 5.491% | 5.429% | 5.545% | 5.481% | 5.474% | 5.422% | 5.364% | 5.277% | 5.204% | 5.14% | 5.092% | 5.015% | 4.948% | 4.885% | 4.844% | 4.775% | 4.717% | 4.661% | 4.614% | 4.543% | 4.488%
QLD1 | Behind the meter battery pump | 4.914% | 4.84% | 4.78% | 4.769% | 4.815% | 4.788% | 4.779% | 4.715% | 4.666% | 4.61% | 4.71% | 4.657% | 4.652% | 4.604% | 4.558% | 4.485% | 4.421% | 4.365% | 4.324% | 4.26% | 4.202% | 4.15% | 4.116% | 4.058% | 4.004% | 3.959% | 3.917% | 3.858% | 3.813%
Region | Technology | 2021-22 | 2022-23 | 2023-24 | 2024-25 | 2025-26 | 2026-27 | 2027-28 | 2028-29 | 2029-30 | 2030-31 | 2031-32 | 2032-33 | 2033-34 | 2034-35 | 2035-36 | 2036-37 | 2037-38 | 2038-39 | 2039-40 | 2040-41 | 2041-42 | 2042-43 | 2043-44 | 2044-45 | 2045-46 | 2046-47 | 2047-48 | 2048-49 | 2049-50
VIC1 | Distributed PV | 14.56% | 14.24% | 15.08% | 14.71% | 13.85% | 14.68% | 14.66% | 13.96% | 14.87% | 15.42% | 14.74% | 15.52% | 15.04% | 14.24% | 15.08% | 15.15% | 14.33% | 14.95% | 15.5% | 14.89% | 15.55% | 15.16% | 14.29% | 15.21% | 15.16% | 14.42% | 14.99% | 15.58% | 14.86%
VIC1 | Behind the meter battery | 5.866% | 5.92% | 5.845% | 5.808% | 5.798% | 5.759% | 5.742% | 5.665% | 5.614% | 5.56% | 5.665% | 5.629% | 5.634% | 5.577% | 5.522% | 5.436% | 5.354% | 5.293% | 5.246% | 5.172% | 5.111% | 5.059% | 5.018% | 4.956% | 4.906% | 4.844% | 4.812% | 4.751% | 4.696%
VIC1 | Behind the meter battery pump | 4.984% | 5.03% | 4.968% | 4.935% | 4.926% | 4.891% | 4.878% | 4.81% | 4.767% | 4.723% | 4.815% | 4.783% | 4.788% | 4.738% | 4.691% | 4.618% | 4.547% | 4.497% | 4.457% | 4.391% | 4.341% | 4.297% | 4.264% | 4.209% | 4.17% | 4.115% | 4.086% | 4.037% | 3.991%
Region | Technology | 2021-22 | 2022-23 | 2023-24 | 2024-25 | 2025-26 | 2026-27 | 2027-28 | 2028-29 | 2029-30 | 2030-31 | 2031-32 | 2032-33 | 2033-34 | 2034-35 | 2035-36 | 2036-37 | 2037-38 | 2038-39 | 2039-40 | 2040-41 | 2041-42 | 2042-43 | 2043-44 | 2044-45 | 2045-46 | 2046-47 | 2047-48 | 2048-49 | 2049-50
SA1 | Distributed PV | 16.73% | 17.27% | 17.92% | 17.42% | 16.44% | 17.05% | 17.55% | 16.63% | 17.43% | 17.67% | 17.64% | 18.05% | 17.51% | 16.6% | 17.23% | 17.73% | 16.9% | 17.66% | 17.88% | 17.82% | 18.29% | 17.66% | 16.73% | 17.34% | 17.9% | 16.99% | 17.75% | 17.95% | 17.94%
SA1 | Behind the meter battery | 5.987% | 5.859% | 5.768% | 5.638% | 5.546% | 5.473% | 5.429% | 5.418% | 5.503% | 5.429% | 5.375% | 5.305% | 5.245% | 5.199% | 5.156% | 5.086% | 5.024% | 4.985% | 4.949% | 4.886% | 4.85% | 4.807% | 4.783% | 4.732% | 4.697% | 4.655% | 4.64% | 4.593% | 4.563%
SA1 | Behind the meter battery pump | 5.086% | 4.98% | 4.9% | 4.79% | 4.714% | 4.647% | 4.611% | 4.601% | 4.676% | 4.61% | 4.568% | 4.505% | 4.454% | 4.417% | 4.381% | 4.322% | 4.266% | 4.234% | 4.206% | 4.149% | 4.119% | 4.081% | 4.063% | 4.02% | 3.99% | 3.953% | 3.943% | 3.9% | 3.875%
Region | Technology | 2021-22 | 2022-23 | 2023-24 | 2024-25 | 2025-26 | 2026-27 | 2027-28 | 2028-29 | 2029-30 | 2030-31 | 2031-32 | 2032-33 | 2033-34 | 2034-35 | 2035-36 | 2036-37 | 2037-38 | 2038-39 | 2039-40 | 2040-41 | 2041-42 | 2042-43 | 2043-44 | 2044-45 | 2045-46 | 2046-47 | 2047-48 | 2048-49 | 2049-50
TAS1 | Distributed PV | 14.22% | 14.14% | 14.55% | 14.58% | 13.78% | 14.64% | 14.67% | 14.16% | 14.19% | 14.43% | 14.23% | 14.53% | 14.53% | 13.79% | 14.63% | 14.59% | 14.13% | 14.17% | 14.45% | 14.22% | 14.6% | 14.55% | 13.8% | 14.61% | 14.64% | 14.12% | 14.17% | 14.43% | 14.25%
TAS1 | Behind the meter battery | 5.851% | 5.804% | 5.716% | 5.678% | 5.65% | 5.637% | 5.621% | 5.551% | 5.512% | 5.432% | 5.536% | 5.484% | 5.457% | 5.401% | 5.356% | 5.243% | 5.176% | 5.092% | 5.038% | 4.95% | 4.868% | 4.799% | 4.751% | 4.676% | 4.597% | 4.529% | 4.476% | 4.395% | 4.329%
TAS1 | Behind the meter battery pump | 4.972% | 4.927% | 4.856% | 4.823% | 4.802% | 4.792% | 4.773% | 4.718% | 4.685% | 4.614% | 4.705% | 4.658% | 4.635% | 4.59% | 4.548% | 4.455% | 4.4% | 4.323% | 4.277% | 4.205% | 4.133% | 4.076% | 4.035% | 3.971% | 3.906% | 3.846% | 3.802% | 3.736% | 3.676%

## Marinus_Generation
Annual sent-out generation by technology (GWh) - Marinus Link, Slow Change Scenario
Explicitly modelled generation
Region | Technology | 2021-22 | 2022-23 | 2023-24 | 2024-25 | 2025-26 | 2026-27 | 2027-28 | 2028-29 | 2029-30 | 2030-31 | 2031-32 | 2032-33 | 2033-34 | 2034-35 | 2035-36 | 2036-37 | 2037-38 | 2038-39 | 2039-40 | 2040-41 | 2041-42 | 2042-43 | 2043-44 | 2044-45 | 2045-46 | 2046-47 | 2047-48 | 2048-49 | 2049-50
NEM | Black Coal | 80156.9048 | 72046.6777 | 70900.8939 | 72598.9634 | 68630.1146 | 62211.8695 | 56334.2525 | 57554.5713 | 41882.9467 | 36915.5974 | 26726.5686 | 29007.6916 | 31474.9556 | 30358.6252 | 27283.1238 | 29190.9547 | 30945.5011 | 30694.9113 | 28228.4581 | 27124.8937 | 25390.0667 | 17664.3879 | 14615.7787 | 12292.6528 | 10739.7463 | 8633.5342 | 8136.569 | 7678.7952 | 7082.0761
NEM | Brown Coal | 26120.7269 | 22617.3372 | 24800.1853 | 14901.9847 | 15475.7482 | 14996.5464 | 12764.1096 | 13711.4965 | 13145.4555 | 14096.1857 | 12944.0568 | 13354.2666 | 14016.6817 | 13845.4862 | 13918.5491 | 13764.2584 | 13123.6481 | 13761.379 | 12643.9804 | 12436.2068 | 13605.9792 | 13657.6965 | 13138.8021 | 13113.2298 | 12406.0183 | 13407.9518 | 7002.4886 | 0 | 0
NEM | CCGT | 2252.5066 | 2252.5066 | 1795.2938 | 1779.0332 | 1710.8767 | 1932.9778 | 1864.3318 | 2871.2399 | 1718.8421 | 1710.0292 | 1771.8048 | 1899.777 | 1824.5449 | 1852.8163 | 1772.9095 | 1775.8789 | 1531.8431 | 2260.676 | 2821.0179 | 3062.1138 | 2447.7237 | 3646.2926 | 2462.4541 | 2472.0743 | 1297.3265 | 960.5237 | 963.1554 | 960.5238 | 960.5237
NEM | Gas - Steam | 671.3511 | 695.2104 | 690.2511 | 164.2666 | 156.8318 | 164.2309 | 159.1354 | 219.777 | 154.3771 | 154.8498 | 157.3487 | 163.0676 | 158.0725 | 155.9 | 86.71 | 85.4533 | 100.4547 | 87.4645 | 73.0035 | 74.9505 | 72.804 | 108.7918 | 127.2338 | 120.8989 | 173.368 | 0 | 0 | 0 | 0
NEM | OCGT / Diesel | 23.4634 | 14.1878 | 69.3771 | 53.6486 | 15.1966 | 61.5611 | 27.1766 | 192.335 | 4.5734 | 2.7603 | 4.1065 | 58.1328 | 34.099 | 12.9628 | 74.9054 | 71.7696 | 176.8137 | 176.969 | 529.7258 | 773.7309 | 566.8598 | 497.1501 | 1779.0432 | 898.502 | 1352.362 | 1706.8301 | 2853.9403 | 4613.3469 | 4658.1093
NEM | Hydro | 13120.3267 | 13074.7521 | 12641.2087 | 16140.103 | 16158.7036 | 12062.5263 | 15534.8602 | 17314.1537 | 15204.8309 | 14169.6206 | 12881.8215 | 13111.7791 | 13522.1969 | 13546.6756 | 12536.8685 | 11972.3128 | 13888.9109 | 12335.5906 | 11614.1266 | 10767.6717 | 10884.9024 | 11627.4579 | 11400.7753 | 11074.576 | 10718.4461 | 12726.4541 | 10615.5328 | 9588.7914 | 9099.2677
NEM | Wind | 26162.6605 | 33852.6926 | 33239.7808 | 39691.4211 | 44693.5406 | 49435.4523 | 52770.5913 | 50056.7451 | 49341.107 | 49993.1964 | 56032.0376 | 52870.9228 | 51844.2365 | 55421.5819 | 56926.0574 | 57710.327 | 63084.6453 | 62513.5131 | 64332.7185 | 66474.7088 | 69152.0346 | 74814.9882 | 80631.1485 | 82796.3844 | 85045.2403 | 85704.7361 | 89171.0332 | 93021.78 | 92312.907
NEM | Solar PV | 14497.8972 | 17774.0296 | 18030.2855 | 17335.5481 | 16977.4582 | 17980.259 | 19248.1615 | 18330.1576 | 21153.9849 | 24028.3536 | 30657.3761 | 30582.5789 | 29532.6195 | 28851.023 | 30744.0785 | 30591.3295 | 27034.8683 | 27905.0867 | 29390.2133 | 29879.6902 | 29884.5382 | 32705.9258 | 32220.3117 | 33209.1881 | 35752.6665 | 39974.1857 | 43508.2232 | 46178.1199 | 47120.2456
NEM | Grid Battery | 146.4353 | 224.0536 | 259.4526 | 350.9233 | 358.8661 | 376.567 | 364.769 | 342.669 | 323.8128 | 324.9348 | 328.5259 | 337.6414 | 299.4005 | 274.3513 | 281.5299 | 281.8105 | 651.0059 | 654.9826 | 890.7142 | 965.6677 | 2807.8742 | 3135.3861 | 3210.927 | 4945.1656 | 4997.9123 | 4807.3825 | 4838.5591 | 5627.5177 | 5814.5204
NEM | Pumped Hydro | 83.0266 | 205.9784 | 240.4486 | 1057.8455 | 4934.5449 | 5610.3046 | 4898.7881 | 5814.744 | 7514.9451 | 8603.7688 | 9717.12 | 10772.3569 | 9956.8157 | 10479.9283 | 10715.7659 | 10497.2539 | 10341.5663 | 9788.5636 | 10859.1171 | 10084.5199 | 10812.1281 | 11162.7827 | 11345.2343 | 11784.5328 | 12876.3114 | 15463.4357 | 15559.5273 | 17347.796 | 15290.2632
NEM | VPP | 11.7652 | 17.4036 | 21.2733 | 32.2409 | 46.4867 | 59.4705 | 69.1672 | 77.1111 | 85.0112 | 91.0601 | 112.6758 | 130.4367 | 148.2316 | 161.0141 | 165.4729 | 171.5633 | 172.6743 | 176.0746 | 175.0463 | 177.4152 | 164.4809 | 168.5035 | 168.6895 | 167.4264 | 171.3068 | 170.0701 | 171.5475 | 167.8568 | 130.9829
Total excluding storage |  | 163005.8373 | 162327.394 | 162167.2762 | 162664.9688 | 163818.4702 | 158845.4232 | 158702.6188 | 160250.4761 | 142606.1176 | 141070.5931 | 141175.1206 | 141048.2163 | 142407.4066 | 144045.071 | 143343.2022 | 145162.2842 | 149886.6851 | 149735.5901 | 149633.2441 | 150593.9664 | 152004.9086 | 154722.6908 | 156375.5474 | 155977.5062 | 157485.1739 | 163114.2158 | 162250.9424 | 162041.3571 | 161233.1295
Region | Technology | 2021-22 | 2022-23 | 2023-24 | 2024-25 | 2025-26 | 2026-27 | 2027-28 | 2028-29 | 2029-30 | 2030-31 | 2031-32 | 2032-33 | 2033-34 | 2034-35 | 2035-36 | 2036-37 | 2037-38 | 2038-39 | 2039-40 | 2040-41 | 2041-42 | 2042-43 | 2043-44 | 2044-45 | 2045-46 | 2046-47 | 2047-48 | 2048-49 | 2049-50
NSW1 | Black Coal | 39946.5973 | 35777.4311 | 31092.6832 | 36650.5019 | 30338.6252 | 29176.7081 | 25506.7326 | 28670.6505 | 15617.1997 | 11833.5788 | 5515.6948 | 5526.6538 | 7483.0284 | 6581.1247 | 5116.1778 | 6894.769 | 8337.33 | 8319.8457 | 7270.3201 | 6252.7041 | 5304.3708 | 0 | 0 | 0 | 0 | 0 | 0 | 0 | 0
NSW1 | Brown Coal | 0 | 0 | 0 | 0 | 0 | 0 | 0 | 0 | 0 | 0 | 0 | 0 | 0 | 0 | 0 | 0 | 0 | 0 | 0 | 0 | 0 | 0 | 0 | 0 | 0 | 0 | 0 | 0 | 0
NSW1 | CCGT | 33.6489 | 33.6489 | 101.2233 | 63.5591 | 63.5591 | 63.5591 | 63.7332 | 63.5591 | 63.5591 | 63.5591 | 63.7332 | 63.5591 | 63.5591 | 63.5591 | 63.7332 | 63.5591 | 63.7247 | 552.5998 | 982.2437 | 1165.4171 | 762.9023 | 1189.554 | 0.84015 | 5.6638e-05 | 5.831e-05 | 7.6669e-05 | 7.958e-05 | 7.7757e-05 | 7.6134e-05
NSW1 | Gas - Steam | 0 | 0 | 0 | 0 | 0 | 0 | 0 | 0 | 0 | 0 | 0 | 0 | 0 | 0 | 0 | 0 | 0 | 0 | 0 | 0 | 0 | 0 | 0 | 0 | 0 | 0 | 0 | 0 | 0
NSW1 | OCGT / Diesel | 1.2687e-05 | 1.2571e-05 | 3.1722 | 29.0133 | 5.3852 | 15.4144 | 5.3682 | 9.5598 | 1.6567e-05 | 1.7028e-05 | 1.6175e-05 | 13.2292 | 2.2424 | 3.6677 | 12.5141 | 7.0506 | 20.858 | 6.1369 | 93.0166 | 131.3935 | 100.9297 | 80.1393 | 732.4699 | 404.8474 | 572.4982 | 503.0562 | 1521.9449 | 1842.3359 | 2408.9398
NSW1 | Hydro | 2052.7828 | 2175.0863 | 1964.5759 | 2638.1857 | 2846.1904 | 2533.7023 | 2359.3096 | 3302.489 | 2397.566 | 2214.2868 | 2316.6947 | 2537.1752 | 2684.7871 | 3147.5141 | 2701.4571 | 2581.3337 | 3650.5847 | 2992.6715 | 2542.3363 | 2461.3576 | 2258.0868 | 2928.9 | 3076.2325 | 2879.9176 | 2836.7643 | 3737.2376 | 3022.7652 | 2603.2689 | 2409.1813
NSW1 | Wind | 6247.7116 | 9107.1206 | 10569.4744 | 12305.0256 | 15427.048 | 18033.6342 | 18961.2309 | 17376.9216 | 16079.3601 | 17117.2447 | 21851.493 | 21569.1501 | 21076.9427 | 22540.3017 | 23314.7415 | 23176.5185 | 20566.7253 | 18417.2574 | 19868.759 | 19557.4128 | 24902.7435 | 29929.0688 | 31790.7923 | 33376.0133 | 33330.1696 | 30133.7405 | 27771.8882 | 29127.4563 | 28978.3606
NSW1 | Solar PV | 5342.8113 | 6499.5892 | 6543.0208 | 6299.1537 | 5994.627 | 6487.1153 | 7576.0336 | 8213.6343 | 10349.7987 | 12918.1018 | 19387.0768 | 19122.6289 | 18576.4317 | 17898.2883 | 19292.0387 | 19307.5789 | 17366.6119 | 17557.0522 | 18679.6004 | 19100.8861 | 18845.2587 | 19726.4519 | 19027.9702 | 20409.0887 | 21361.7375 | 23877.9626 | 25464.7307 | 26775.5135 | 26043.4007
NSW1 | Grid Battery | 5.0812e-05 | 5.1556e-05 | 5.129e-05 | 5.0713e-05 | 4.8918e-05 | 5.003e-05 | 5.7759e-05 | 6.1316e-05 | 0.00018537 | 0.00019205 | 0.00021317 | 0.00021651 | 0.00022076 | 0.00022159 | 0.00024116 | 0.00024437 | 0.00023344 | 0.00023606 | 0.00027995 | 0.00027927 | 0.00055933 | 0.00055945 | 80.5984 | 463.2021 | 518.9558 | 508.7281 | 504.0111 | 516.397 | 490.5231
NSW1 | Pumped Hydro | 42.0211 | 92.6507 | 111.9109 | 688.5354 | 4378.5391 | 5050.0387 | 4441.3027 | 5150.3697 | 7151.1862 | 8164.1212 | 9267.3061 | 10112.5869 | 9408.8326 | 9819.75 | 10133.241 | 9926.7608 | 9677.4881 | 9134.5088 | 9618.9369 | 8951.5728 | 9462.5484 | 9140.4406 | 9400.1157 | 9924.7248 | 9623.6287 | 10360.8621 | 9684.7949 | 10316.8403 | 9297.7048
NSW1 | VPP | 5.8447 | 7.9475 | 8.3171 | 11.6345 | 16.8037 | 22.3809 | 25.5952 | 28.8909 | 31.6329 | 33.016 | 40.2665 | 47.3256 | 54.7069 | 58.5543 | 59.417 | 62.2735 | 62.8191 | 61.3773 | 64.6731 | 63.8957 | 67.6841 | 68.5879 | 68.6509 | 67.3234 | 67.2754 | 68.283 | 66.5313 | 68.53 | 53.3001
Total excluding storage |  | 53623.5519 | 53592.8761 | 50274.1499 | 57985.4393 | 54675.4349 | 56310.1334 | 54472.4081 | 57636.8142 | 44507.4836 | 44146.7713 | 49134.6925 | 48832.3963 | 49886.9913 | 50234.4556 | 50500.6623 | 52030.8097 | 50005.8346 | 47845.5635 | 49436.2761 | 48669.1712 | 52174.2918 | 53854.114 | 54628.305 | 57069.867 | 58101.1697 | 58251.997 | 57781.329 | 60348.5747 | 59839.8826
Region | Technology | 2021-22 | 2022-23 | 2023-24 | 2024-25 | 2025-26 | 2026-27 | 2027-28 | 2028-29 | 2029-30 | 2030-31 | 2031-32 | 2032-33 | 2033-34 | 2034-35 | 2035-36 | 2036-37 | 2037-38 | 2038-39 | 2039-40 | 2040-41 | 2041-42 | 2042-43 | 2043-44 | 2044-45 | 2045-46 | 2046-47 | 2047-48 | 2048-49 | 2049-50
QLD1 | Black Coal | 40210.3075 | 36269.2466 | 39808.2107 | 35948.4615 | 38291.4894 | 33035.1614 | 30827.5198 | 28883.9208 | 26265.747 | 25082.0186 | 21210.8739 | 23481.0379 | 23991.9272 | 23777.5005 | 22166.946 | 22296.1857 | 22608.1711 | 22375.0656 | 20958.138 | 20872.1896 | 20085.6959 | 17664.3879 | 14615.7787 | 12292.6528 | 10739.7463 | 8633.5342 | 8136.569 | 7678.7952 | 7082.0761
QLD1 | Brown Coal | 0 | 0 | 0 | 0 | 0 | 0 | 0 | 0 | 0 | 0 | 0 | 0 | 0 | 0 | 0 | 0 | 0 | 0 | 0 | 0 | 0 | 0 | 0 | 0 | 0 | 0 | 0 | 0 | 0
QLD1 | CCGT | 1104.025 | 1104.025 | 1232.2762 | 1265.9722 | 1197.8157 | 1419.9168 | 1349.8652 | 2358.1789 | 1205.7811 | 1196.9682 | 1257.3381 | 1386.716 | 1311.4839 | 1339.7553 | 1258.4429 | 1262.8179 | 1468.1184 | 1708.0761 | 1838.7741 | 1896.6966 | 1684.8213 | 2456.7385 | 2461.6138 | 2472.0741 | 1297.3263 | 960.5235 | 963.1552 | 960.5235 | 960.5235
QLD1 | Gas - Steam | 37.1158 | 37.1158 | 73.7192 | 72.804 | 72.804 | 72.804 | 73.0035 | 133.4006 | 72.804 | 72.804 | 73.0035 | 72.804 | 72.804 | 72.804 | 73.0035 | 72.804 | 72.804 | 72.804 | 73.0035 | 74.9505 | 72.804 | 108.7918 | 127.2338 | 120.8989 | 173.368 | 0 | 0 | 0 | 0
QLD1 | OCGT / Diesel | 2.1781e-05 | 2.1763e-05 | 2.2739e-05 | 13.3231 | 4.52 | 30.9237 | 16.4392 | 173.3477 | 4.5733 | 1.2074 | 2.216 | 31.3325 | 27.3651 | 5.9853 | 23.6452 | 27.8481 | 58.1175 | 31.6687 | 112.7442 | 79.3061 | 115.6235 | 88.2902 | 239.8849 | 343.1459 | 639.1893 | 1073.3695 | 1095.2057 | 1699.2856 | 1283.1564
QLD1 | Hydro | 676.7514 | 673.0681 | 672.5271 | 666.0646 | 662.4836 | 659.0619 | 658.0185 | 652.237 | 648.4251 | 637.5564 | 643.1163 | 637.2812 | 633.608 | 630.0801 | 628.7755 | 623.0244 | 232.714 | 231.8335 | 230.925 | 228.9108 | 227.7912 | 0 | 0 | 0 | 0 | 0 | 0 | 0 | 0
QLD1 | Wind | 2128.5838 | 3572.0302 | 3555.4572 | 5615.4122 | 6690.1598 | 7307.3502 | 9170.3266 | 9565.8235 | 9457.2201 | 9638.9946 | 8979.9417 | 8514.1156 | 7489.5019 | 8997.1207 | 8833.7822 | 9446.8973 | 16132.2277 | 16005.0169 | 16324.8799 | 15894.5351 | 15899.0289 | 16280.763 | 20345.0009 | 19407.7599 | 21638.3525 | 25574.0202 | 25537.5619 | 25580.8081 | 25000.7254
QLD1 | Solar PV | 5555.0976 | 7538.3514 | 7674.8941 | 7343.985 | 7448.1655 | 7800.5727 | 7893.214 | 6593.3676 | 7141.4749 | 7427.2564 | 7545.9942 | 7657.1514 | 7324.8929 | 7442.0308 | 7808.5384 | 7530.3579 | 6167.4023 | 6692.3435 | 6975.6817 | 7044.2415 | 7178.992 | 9159.8165 | 9000.996 | 8930.5754 | 10261.4108 | 12261.3406 | 12670.5238 | 11824.8939 | 13152.9128
QLD1 | Grid Battery | 3.4431e-05 | 29.4029 | 28.6982 | 31.6422 | 35.2063 | 35.5267 | 34.4911 | 34.1924 | 32.1955 | 32.3311 | 31.7516 | 32.3533 | 32.3888 | 33.4673 | 32.5117 | 32.5842 | 412.039 | 412.6387 | 414.7258 | 474.9233 | 1157.7318 | 1548.3986 | 1563.6877 | 2138.6545 | 2126.597 | 2034.1996 | 2081.7117 | 2055.9683 | 2475.3372
QLD1 | Pumped Hydro | 41.0055 | 113.3277 | 128.5375 | 369.3098 | 556.0056 | 560.2657 | 457.4852 | 664.3741 | 363.7586 | 439.6474 | 449.8137 | 659.7697 | 547.9828 | 660.178 | 582.5245 | 570.4927 | 664.0763 | 654.0528 | 618.9819 | 549.4909 | 765.232 | 1460.2183 | 1426.6514 | 1318.5427 | 2401.1564 | 4269.0612 | 4478.0999 | 4374.7129 | 3545.4646
QLD1 | VPP | 1.8374 | 2.5261 | 2.7984 | 4.2737 | 7.1411 | 9.0215 | 11.0318 | 12.7407 | 13.5044 | 14.7393 | 18.8593 | 21.0637 | 24.3321 | 27.1361 | 26.978 | 27.9386 | 26.8285 | 27.0905 | 28.6288 | 29.5571 | 25.2692 | 25.5082 | 25.8213 | 25.3624 | 26.3127 | 23.945 | 25.5127 | 24.9848 | 17.0995
Total excluding storage |  | 49711.8813 | 49193.8371 | 53017.0845 | 50926.0226 | 54367.438 | 50325.7906 | 49988.3867 | 48360.2761 | 44796.0255 | 44056.8057 | 39712.4836 | 41780.4386 | 40851.583 | 42265.2768 | 40793.1335 | 41259.9353 | 46739.5549 | 47116.8084 | 46514.1464 | 46090.8303 | 45264.7569 | 45758.7881 | 46790.5081 | 43567.107 | 44749.3932 | 48502.788 | 48403.0155 | 47744.3063 | 47479.3943
Region | Technology | 2021-22 | 2022-23 | 2023-24 | 2024-25 | 2025-26 | 2026-27 | 2027-28 | 2028-29 | 2029-30 | 2030-31 | 2031-32 | 2032-33 | 2033-34 | 2034-35 | 2035-36 | 2036-37 | 2037-38 | 2038-39 | 2039-40 | 2040-41 | 2041-42 | 2042-43 | 2043-44 | 2044-45 | 2045-46 | 2046-47 | 2047-48 | 2048-49 | 2049-50
VIC1 | Black Coal | 0 | 0 | 0 | 0 | 0 | 0 | 0 | 0 | 0 | 0 | 0 | 0 | 0 | 0 | 0 | 0 | 0 | 0 | 0 | 0 | 0 | 0 | 0 | 0 | 0 | 0 | 0 | 0 | 0
VIC1 | Brown Coal | 26120.7269 | 22617.3372 | 24800.1853 | 14901.9847 | 15475.7482 | 14996.5464 | 12764.1096 | 13711.4965 | 13145.4555 | 14096.1857 | 12944.0568 | 13354.2666 | 14016.6817 | 13845.4862 | 13918.5491 | 13764.2584 | 13123.6481 | 13761.379 | 12643.9804 | 12436.2068 | 13605.9792 | 13657.6965 | 13138.8021 | 13113.2298 | 12406.0183 | 13407.9518 | 7002.4886 | 0 | 0
VIC1 | CCGT | 1.1305e-05 | 1.1207e-05 | 1.1219e-05 | 1.3095e-05 | 1.3607e-05 | 1.3509e-05 | 1.368e-05 | 1.3904e-05 | 1.3889e-05 | 1.394e-05 | 1.3853e-05 | 1.5508e-05 | 1.5387e-05 | 1.696e-05 | 1.655e-05 | 1.6781e-05 | 2.4081e-05 | 2.4657e-05 | 2.8381e-05 | 3.1196e-05 | 3.2017e-05 | 3.2436e-05 | 3.9058e-05 | 3.6826e-05 | 3.8332e-05 | 4.134e-05 | 4.8986e-05 | 7.4268e-05 | 7.4016e-05
VIC1 | Gas - Steam | 1.5403 | 2.7194e-06 | 3.3105 | 9.8895 | 2.4547 | 9.8538 | 4.3353 | 4.8033 | 3.7072e-06 | 0.47267 | 2.5486 | 8.6904 | 3.6954 | 1.5229 | 13.7065 | 12.6493 | 27.6507 | 14.6605 | 0 | 0 | 0 | 0 | 0 | 0 | 0 | 0 | 0 | 0 | 0
VIC1 | OCGT / Diesel | 0.045774 | 1.9644e-05 | 1.6785 | 1.2378 | 0.083438 | 1.8066 | 0.56425 | 2.7401e-05 | 2.7146e-05 | 2.7298e-05 | 0.32934 | 3.7442 | 1.5619 | 3.1226e-05 | 7.7754 | 9.8202 | 8.5436 | 5.282 | 20.8766 | 35.8189 | 25.642 | 7.3621 | 18.9701 | 60.8172 | 59.7389 | 29.4497 | 35.8015 | 537.6013 | 475.1126
VIC1 | Hydro | 2699.4261 | 2719.7522 | 2455.7712 | 3015.305 | 3082.5173 | 2908.4803 | 2927.154 | 3683.4079 | 3038.2515 | 2594.5145 | 2620.4688 | 2357.6914 | 2889.5711 | 2977.8004 | 2814.7078 | 2814.1638 | 3537.5723 | 2926.6752 | 2511.9221 | 2503.7761 | 2272.505 | 2770.1694 | 2866.849 | 2696.0271 | 2711.5316 | 3385.6874 | 2815.2628 | 2415.7766 | 2416.4845
VIC1 | Wind | 10402.3554 | 12921.8949 | 11138.6557 | 12208.6621 | 12457.4507 | 12761.9205 | 12802.1685 | 11506.2454 | 11871.8287 | 11278.8305 | 12352.9632 | 10605.9363 | 10808.0095 | 10884.1138 | 11414.1975 | 11636.0155 | 10536.6398 | 10142.8649 | 9892.272 | 11320.9571 | 10021.0375 | 10060.6599 | 10739.5485 | 10932.5944 | 11835.6258 | 11834.8413 | 18467.2708 | 22708.8018 | 22159.2547
VIC1 | Solar PV | 2655.3455 | 2634.6411 | 2713.4789 | 2624.949 | 2493.1717 | 2626.2908 | 2679.6426 | 2477.9586 | 2574.5298 | 2588.4314 | 2621.3756 | 2686.8264 | 2566.486 | 2469.0936 | 2580.687 | 2656.0755 | 2458.4767 | 2569.1763 | 2634.3736 | 2632.3939 | 2739.2466 | 2624.0795 | 2496.1984 | 2413.8596 | 2383.019 | 2231.275 | 3058.1385 | 4967.5969 | 5498.0086
VIC1 | Grid Battery | 61.303 | 115.7401 | 126.194 | 205.6792 | 205.2194 | 217.5632 | 211.4822 | 196.9446 | 187.8501 | 188.6734 | 193.448 | 201.184 | 161.3005 | 157.6755 | 165.3793 | 165.2926 | 153.9223 | 156.7902 | 310.9055 | 303.8778 | 785.5013 | 730.2806 | 706.0247 | 1199.774 | 1193.003 | 1131.2771 | 1118.7203 | 1952.9332 | 1849.6145
VIC1 | Pumped Hydro | 0 | 0 | 4.4982e-05 | 5.1119e-05 | 6.0222e-05 | 6.5509e-05 | 7.0846e-05 | 7.042e-05 | 7.0131e-05 | 7.0956e-05 | 7.3091e-05 | 8.927e-05 | 8.9473e-05 | 9.7877e-05 | 0.00010378 | 0.00011192 | 0.0015936 | 0.0016062 | 621.1979 | 583.4558 | 584.3474 | 562.1233 | 518.4668 | 541.2648 | 851.5258 | 833.5119 | 1396.632 | 2656.2422 | 2447.0933
VIC1 | VPP | 1.5478 | 2.8529 | 3.7673 | 8.2317 | 11.9693 | 15.0499 | 17.7367 | 19.3761 | 22.382 | 24.4207 | 32.9923 | 40.2288 | 45.8488 | 50.5697 | 52.916 | 54.1012 | 54.2761 | 57.6893 | 53.7677 | 55.6847 | 47.8089 | 49.9114 | 48.9501 | 49.2871 | 50.7001 | 50.5888 | 51.1091 | 46.2331 | 38.1223
Total excluding storage |  | 41879.44 | 40893.6255 | 41113.0801 | 32762.0281 | 33511.426 | 33304.8983 | 31177.9743 | 31383.9117 | 30630.0655 | 30558.4349 | 30541.7424 | 29017.1553 | 30286.0056 | 30178.0169 | 30749.6232 | 30892.9826 | 29692.5313 | 29420.0379 | 27703.4248 | 28929.1528 | 28664.4104 | 29119.9674 | 29260.3682 | 29216.5283 | 29395.9336 | 30889.2054 | 31378.9623 | 30629.7767 | 30548.8605
Region | Technology | 2021-22 | 2022-23 | 2023-24 | 2024-25 | 2025-26 | 2026-27 | 2027-28 | 2028-29 | 2029-30 | 2030-31 | 2031-32 | 2032-33 | 2033-34 | 2034-35 | 2035-36 | 2036-37 | 2037-38 | 2038-39 | 2039-40 | 2040-41 | 2041-42 | 2042-43 | 2043-44 | 2044-45 | 2045-46 | 2046-47 | 2047-48 | 2048-49 | 2049-50
SA1 | Black Coal | 0 | 0 | 0 | 0 | 0 | 0 | 0 | 0 | 0 | 0 | 0 | 0 | 0 | 0 | 0 | 0 | 0 | 0 | 0 | 0 | 0 | 0 | 0 | 0 | 0 | 0 | 0 | 0 | 0
SA1 | Brown Coal | 0 | 0 | 0 | 0 | 0 | 0 | 0 | 0 | 0 | 0 | 0 | 0 | 0 | 0 | 0 | 0 | 0 | 0 | 0 | 0 | 0 | 0 | 0 | 0 | 0 | 0 | 0 | 0 | 0
SA1 | CCGT | 1114.8326 | 1114.8326 | 461.7943 | 449.5019 | 449.5019 | 449.5019 | 450.7334 | 449.5019 | 449.5019 | 449.5019 | 450.7334 | 449.5019 | 449.5019 | 449.5019 | 450.7334 | 449.5019 | 2.6193e-05 | 2.8685e-05 | 3.4357e-05 | 3.7735e-05 | 3.921e-05 | 3.9901e-05 | 5.1884e-05 | 4.8337e-05 | 5.1068e-05 | 5.4591e-05 | 5.7982e-05 | 7.3955e-05 | 7.2711e-05
SA1 | Gas - Steam | 632.695 | 658.0946 | 613.2214 | 81.5731 | 81.5731 | 81.5731 | 81.7966 | 81.5731 | 81.5731 | 81.5731 | 81.7966 | 81.5731 | 81.5731 | 81.5731 | 0 | 0 | 0 | 0 | 0 | 0 | 0 | 0 | 0 | 0 | 0 | 0 | 0 | 0 | 0
SA1 | OCGT / Diesel | 23.4176 | 14.1877 | 64.5263 | 10.0745 | 5.2079 | 13.4164 | 4.805 | 9.4275 | 5.1867e-05 | 1.5529 | 1.5611 | 9.8269 | 2.9296 | 3.3098 | 30.9707 | 27.0508 | 89.2945 | 133.8813 | 303.0885 | 527.2124 | 324.6646 | 321.3584 | 787.7184 | 89.6915 | 80.9356 | 100.9547 | 200.9882 | 534.1241 | 490.9005
SA1 | Hydro | 0 | 0 | 0 | 0 | 0 | 0 | 0 | 0 | 0 | 0 | 0 | 0 | 0 | 0 | 0 | 0 | 0 | 0 | 0 | 0 | 0 | 0 | 0 | 0 | 0 | 0 | 0 | 0 | 0
SA1 | Wind | 6057.8615 | 6648.9669 | 5959.3201 | 6970.2309 | 6819.2654 | 7549.5322 | 7530.1 | 7006.5841 | 6814.7711 | 6559.1578 | 6544.7839 | 5850.4162 | 5711.9657 | 5487.4174 | 5474.0139 | 5014.38 | 7506.3444 | 9516.2629 | 9878.1811 | 10718.0348 | 9680.086 | 10019.7441 | 8914.926 | 10269.6082 | 9321.8911 | 9855.0255 | 9561.6191 | 8867.7238 | 9703.7337
SA1 | Solar PV | 944.6429 | 1101.4479 | 1098.8918 | 1067.4604 | 1041.494 | 1066.2802 | 1099.2714 | 1045.1971 | 1088.1816 | 1094.5639 | 1102.9295 | 1115.9722 | 1064.8089 | 1041.6102 | 1062.8145 | 1097.3172 | 1042.3773 | 1086.5147 | 1100.5576 | 1102.1686 | 1121.0408 | 1195.5777 | 1695.1471 | 1455.6644 | 1746.4991 | 1603.6074 | 2314.8302 | 2610.1155 | 2425.9234
SA1 | Grid Battery | 85.1321 | 78.9106 | 104.5604 | 113.6018 | 118.4404 | 123.477 | 118.7955 | 111.5319 | 103.767 | 103.93 | 103.326 | 104.1038 | 105.7109 | 83.2082 | 83.6385 | 83.9334 | 85.0443 | 85.5534 | 165.0825 | 186.8662 | 864.6405 | 856.7062 | 860.616 | 1143.5348 | 1159.3563 | 1133.1775 | 1134.1157 | 1102.2189 | 999.0453
SA1 | Pumped Hydro | 0 | 0 | 3.8462e-05 | 3.6388e-05 | 3.5553e-05 | 3.7034e-05 | 3.7831e-05 | 3.9396e-05 | 3.9398e-05 | 4.1032e-05 | 4.2839e-05 | 5.0792e-05 | 5.1164e-05 | 5.3821e-05 | 5.6793e-05 | 8.0511e-05 | 9.9919e-05 | 0.00010262 | 0.00012611 | 0.00012538 | 0.00013999 | 0.00013637 | 0.00013575 | 0.00017041 | 0.00018405 | 0.00017996 | 0.00018798 | 0.00019014 | 0.00019033
SA1 | VPP | 2.4879 | 3.9494 | 6.2745 | 8.0087 | 10.2847 | 12.5407 | 14.1199 | 15.3996 | 16.6099 | 17.8085 | 18.6958 | 19.835 | 21.0661 | 22.2717 | 23.1635 | 24.0214 | 25.8792 | 27.1873 | 25.1727 | 25.2555 | 20.7163 | 21.4262 | 22.1425 | 22.4426 | 23.7189 | 23.9774 | 25.002 | 24.8442 | 19.6938
Total excluding storage |  | 8773.4495 | 9537.5298 | 8197.7539 | 8578.8408 | 8397.0423 | 9160.3038 | 9166.7064 | 8592.2838 | 8434.0277 | 8186.3497 | 8181.8045 | 7507.2902 | 7310.7792 | 7063.4123 | 7018.5325 | 6588.2498 | 8638.0162 | 10736.659 | 11281.8272 | 12347.4158 | 11125.7915 | 11536.6803 | 11397.7916 | 11814.9641 | 11149.3258 | 11559.5877 | 12077.4375 | 12011.9635 | 12620.5577
Region | Technology | 2021-22 | 2022-23 | 2023-24 | 2024-25 | 2025-26 | 2026-27 | 2027-28 | 2028-29 | 2029-30 | 2030-31 | 2031-32 | 2032-33 | 2033-34 | 2034-35 | 2035-36 | 2036-37 | 2037-38 | 2038-39 | 2039-40 | 2040-41 | 2041-42 | 2042-43 | 2043-44 | 2044-45 | 2045-46 | 2046-47 | 2047-48 | 2048-49 | 2049-50
TAS1 | Black Coal | 0 | 0 | 0 | 0 | 0 | 0 | 0 | 0 | 0 | 0 | 0 | 0 | 0 | 0 | 0 | 0 | 0 | 0 | 0 | 0 | 0 | 0 | 0 | 0 | 0 | 0 | 0 | 0 | 0
TAS1 | Brown Coal | 0 | 0 | 0 | 0 | 0 | 0 | 0 | 0 | 0 | 0 | 0 | 0 | 0 | 0 | 0 | 0 | 0 | 0 | 0 | 0 | 0 | 0 | 0 | 0 | 0 | 0 | 0 | 0 | 0
TAS1 | CCGT | 9.5948e-06 | 9.533e-06 | 9.5506e-06 | 9.5342e-06 | 9.5346e-06 | 9.5816e-06 | 9.7482e-06 | 1.0008e-05 | 1.0329e-05 | 1.058e-05 | 1.0877e-05 | 1.1211e-05 | 1.1608e-05 | 1.1903e-05 | 1.2261e-05 | 1.2631e-05 | 1.3118e-05 | 1.3589e-05 | 1.446e-05 | 1.4596e-05 | 1.5151e-05 | 1.5692e-05 | 1.6282e-05 | 1.6833e-05 | 1.744e-05 | 1.8119e-05 | 1.882e-05 | 1.9615e-05 | 2.0133e-05
TAS1 | Gas - Steam | 0 | 0 | 0 | 0 | 0 | 0 | 0 | 0 | 0 | 0 | 0 | 0 | 0 | 0 | 0 | 0 | 0 | 0 | 0 | 0 | 0 | 0 | 0 | 0 | 0 | 0 | 0 | 0 | 0
TAS1 | OCGT / Diesel | 7.8381e-06 | 7.6058e-06 | 7.4868e-06 | 7.5184e-06 | 7.5473e-06 | 7.8207e-06 | 8.0505e-06 | 8.295e-06 | 8.5862e-06 | 8.7627e-06 | 8.9613e-06 | 9.2568e-06 | 9.6025e-06 | 9.8233e-06 | 1.0106e-05 | 1.0397e-05 | 1.0865e-05 | 1.1126e-05 | 1.1614e-05 | 9.6482e-06 | 1.0002e-05 | 1.0414e-05 | 1.0696e-05 | 1.1071e-05 | 1.1412e-05 | 1.1963e-05 | 1.24e-05 | 1.2921e-05 | 1.3197e-05
TAS1 | Hydro | 7691.3664 | 7506.8455 | 7548.3344 | 9820.5477 | 9567.5122 | 5961.2818 | 9590.378 | 9676.0198 | 9120.5883 | 8723.2628 | 7301.5417 | 7579.6313 | 7314.2307 | 6791.2811 | 6391.9282 | 5953.791 | 6468.04 | 6184.4103 | 6328.9432 | 5573.6273 | 6126.5193 | 5928.3885 | 5457.6937 | 5498.6313 | 5170.1502 | 5603.5291 | 4777.5048 | 4569.7458 | 4273.6018
TAS1 | Wind | 1326.1482 | 1602.68 | 2016.8734 | 2592.0903 | 3299.6168 | 3783.0152 | 4306.7653 | 4601.1705 | 5117.927 | 5398.9688 | 6302.8558 | 6331.3045 | 6757.8168 | 7512.6283 | 7889.3224 | 8436.5157 | 8342.7081 | 8432.111 | 8368.6264 | 8983.7691 | 8649.1386 | 8524.7524 | 8840.8809 | 8810.4085 | 8919.2014 | 8307.1086 | 7832.6932 | 6736.99 | 6470.8326
TAS1 | Solar PV | 2.204e-06 | 3.3056e-06 | 5.7199e-06 | 6.4409e-06 | 5.5928e-06 | 6.6352e-06 | 7.5954e-06 | 8.2706e-06 | 1.1146e-05 | 1.4101e-05 | 1.7868e-05 | 1.8019e-05 | 1.8268e-05 | 1.6284e-05 | 1.7516e-05 | 1.7055e-05 | 2.0867e-05 | 2.5264e-05 | 2.6505e-05 | 4.3865e-05 | 4.3771e-05 | 4.3742e-05 | 3.8827e-05 | 4.2106e-05 | 4.0091e-05 | 4.0129e-05 | 4.1701e-05 | 4.0773e-05 | 3.996e-05
TAS1 | Grid Battery | 3.6106e-05 | 3.6595e-05 | 3.649e-05 | 3.6434e-05 | 3.7241e-05 | 3.8829e-05 | 4.2371e-05 | 4.9627e-05 | 7.1351e-05 | 7.5722e-05 | 7.9009e-05 | 8.6108e-05 | 8.791e-05 | 9.6928e-05 | 0.00010214 | 0.00010975 | 0.00011585 | 0.00012133 | 0.00015099 | 0.00015252 | 0.00015068 | 0.0001584 | 0.00017153 | 0.00017932 | 0.00018739 | 0.00019991 | 0.00021233 | 0.0002404 | 0.00023795
TAS1 | Pumped Hydro | 0 | 0 | 0.00010457 | 0.00010688 | 0.00011796 | 0.00012834 | 0.00013413 | 0.00013894 | 0.00014549 | 0.00015191 | 0.00016214 | 0.00016882 | 0.00017705 | 0.00018637 | 0.00020008 | 0.00021204 | 0.00022183 | 0.00023261 | 0.0002717 | 0.00027406 | 0.00027558 | 0.00028156 | 0.00029512 | 0.00030623 | 0.00032077 | 0.00032863 | 0.00034 | 0.00036493 | 0.00036806
TAS1 | VPP | 0.047309 | 0.12764 | 0.11595 | 0.092242 | 0.28784 | 0.47747 | 0.68365 | 0.70382 | 0.88202 | 1.0756 | 1.8619 | 1.9836 | 2.2778 | 2.4823 | 2.9983 | 3.2287 | 2.8714 | 2.7301 | 2.804 | 3.0223 | 3.0025 | 3.0698 | 3.1246 | 3.0108 | 3.2996 | 3.2759 | 3.3923 | 3.2648 | 2.7673
Total excluding storage |  | 9017.5146 | 9109.5255 | 9565.2078 | 12412.638 | 12867.129 | 9744.2971 | 13897.1433 | 14277.1903 | 14238.5153 | 14122.2316 | 13604.3976 | 13910.9359 | 14072.0475 | 14303.9094 | 14281.2506 | 14390.3067 | 14810.7481 | 14616.5213 | 14697.5696 | 14557.3964 | 14775.658 | 14453.141 | 14298.5746 | 14309.0398 | 14089.3516 | 13910.6377 | 12610.1981 | 11306.7359 | 10744.4345
Explicitly modelled pumping
Region | Technology | 2021-22 | 2022-23 | 2023-24 | 2024-25 | 2025-26 | 2026-27 | 2027-28 | 2028-29 | 2029-30 | 2030-31 | 2031-32 | 2032-33 | 2033-34 | 2034-35 | 2035-36 | 2036-37 | 2037-38 | 2038-39 | 2039-40 | 2040-41 | 2041-42 | 2042-43 | 2043-44 | 2044-45 | 2045-46 | 2046-47 | 2047-48 | 2048-49 | 2049-50
NEM | Grid Battery pump | 180.0196 | 277.474 | 319.9375 | 433.5436 | 442.1994 | 464.8487 | 451.2507 | 422.1295 | 400.4098 | 400.5131 | 406.4326 | 415.9961 | 370.3513 | 337.9842 | 347.5678 | 347.9142 | 782.7467 | 785.9999 | 1062.071 | 1149.9948 | 3308.2984 | 3696.2373 | 3777.4523 | 5822.9768 | 5888.9423 | 5654.7636 | 5700.4624 | 6616.1944 | 6843.3452
NEM | Pumped Hydro Pump | 268.847 | 682.1527 | 746.1434 | 2530.0333 | 6899.1558 | 7858.5503 | 7289.2353 | 7982.8236 | 10125.9249 | 11123.3034 | 13736.1506 | 14801.5306 | 14173.3572 | 14442.4812 | 14840.4779 | 14876.6945 | 14551.375 | 13833.2397 | 14874.6258 | 14138.239 | 14968.675 | 16065.6694 | 15572.6571 | 16559.7883 | 18073.8137 | 21385.0473 | 21305.1932 | 23490.8741 | 20393.5623
NEM | VPP pump | 14.121 | 20.9372 | 25.4995 | 38.7384 | 55.7599 | 71.357 | 83.1529 | 92.4159 | 102.1296 | 109.1979 | 135.5179 | 156.2831 | 178.0906 | 193.1669 | 198.5094 | 205.9272 | 207.4896 | 211.3846 | 209.7991 | 213.3538 | 196.9993 | 202.4969 | 202.2195 | 200.9943 | 205.8634 | 203.8706 | 206.3654 | 200.9824 | 157.1788
Region | Technology | 2021-22 | 2022-23 | 2023-24 | 2024-25 | 2025-26 | 2026-27 | 2027-28 | 2028-29 | 2029-30 | 2030-31 | 2031-32 | 2032-33 | 2033-34 | 2034-35 | 2035-36 | 2036-37 | 2037-38 | 2038-39 | 2039-40 | 2040-41 | 2041-42 | 2042-43 | 2043-44 | 2044-45 | 2045-46 | 2046-47 | 2047-48 | 2048-49 | 2049-50
NSW1 | Grid Battery pump | 6.0313e-05 | 6.1181e-05 | 6.0834e-05 | 6.0174e-05 | 5.8039e-05 | 5.9337e-05 | 6.8552e-05 | 7.2733e-05 | 0.00022168 | 0.0002296 | 0.00025511 | 0.00025841 | 0.00026385 | 0.00026464 | 0.00028765 | 0.00029164 | 0.00027874 | 0.00028139 | 0.00033296 | 0.00033301 | 0.00066176 | 0.00066141 | 94.8216 | 544.9437 | 610.7145 | 598.3253 | 593.3536 | 607.1264 | 577.086
NSW1 | Pumped Hydro Pump | 211.3093 | 518.8435 | 560.5902 | 2000.5337 | 6098.5623 | 7054.8732 | 6629.7825 | 7029.975 | 9603.1421 | 10491.4556 | 13088.898 | 13854.124 | 13385.8131 | 13493.6937 | 14003.2915 | 14056.7998 | 13593.815 | 12896.4218 | 13208.5471 | 12616.289 | 13182.5246 | 13448.6766 | 13069.3633 | 14174.48 | 13949.8902 | 14974.5313 | 13923.8918 | 14670.2145 | 12907.9584
NSW1 | VPP pump | 7.015 | 9.5583 | 9.9631 | 13.9803 | 20.1655 | 26.8492 | 30.7623 | 34.6339 | 37.967 | 39.6271 | 48.4487 | 56.6827 | 65.6727 | 70.3551 | 71.2272 | 74.743 | 75.5731 | 73.5881 | 77.5271 | 76.8809 | 81.0461 | 82.322 | 82.3973 | 80.8041 | 80.7721 | 81.9302 | 80.0756 | 82.03 | 63.9728
Region | Technology | 2021-22 | 2022-23 | 2023-24 | 2024-25 | 2025-26 | 2026-27 | 2027-28 | 2028-29 | 2029-30 | 2030-31 | 2031-32 | 2032-33 | 2033-34 | 2034-35 | 2035-36 | 2036-37 | 2037-38 | 2038-39 | 2039-40 | 2040-41 | 2041-42 | 2042-43 | 2043-44 | 2044-45 | 2045-46 | 2046-47 | 2047-48 | 2048-49 | 2049-50
QLD1 | Grid Battery pump | 4.0522e-05 | 36.2704 | 35.3605 | 39.0645 | 43.5092 | 43.8155 | 42.6063 | 42.1882 | 39.7475 | 39.9149 | 39.2396 | 39.9023 | 39.9861 | 41.3177 | 40.1379 | 40.2274 | 487.7258 | 486.0888 | 489.7179 | 558.7859 | 1361.9847 | 1821.6606 | 1840.0421 | 2517.217 | 2500.3008 | 2396.5007 | 2445.7476 | 2418.878 | 2912.0693
QLD1 | Pumped Hydro Pump | 57.5377 | 163.3092 | 185.553 | 529.4994 | 800.5932 | 803.6768 | 659.4525 | 952.8483 | 522.7825 | 631.8474 | 647.2522 | 947.4062 | 787.5437 | 948.787 | 837.186 | 819.8942 | 957.5576 | 936.8155 | 889.5808 | 789.712 | 1058.6334 | 1911.6426 | 1857.9053 | 1708.4509 | 3054.2681 | 5374.1487 | 5626.4145 | 5509.4526 | 4426.7366
QLD1 | VPP pump | 2.2054 | 3.0352 | 3.3555 | 5.1294 | 8.5781 | 10.8209 | 13.2574 | 15.2754 | 16.2085 | 17.6907 | 22.6812 | 25.2358 | 29.2043 | 32.5697 | 32.38 | 33.5329 | 32.2751 | 32.4405 | 34.3614 | 35.4791 | 30.3269 | 30.6205 | 30.9888 | 30.4844 | 31.5349 | 28.7895 | 30.5716 | 30.0195 | 20.4916
Region | Technology | 2021-22 | 2022-23 | 2023-24 | 2024-25 | 2025-26 | 2026-27 | 2027-28 | 2028-29 | 2029-30 | 2030-31 | 2031-32 | 2032-33 | 2033-34 | 2034-35 | 2035-36 | 2036-37 | 2037-38 | 2038-39 | 2039-40 | 2040-41 | 2041-42 | 2042-43 | 2043-44 | 2044-45 | 2045-46 | 2046-47 | 2047-48 | 2048-49 | 2049-50
VIC1 | Grid Battery pump | 75.2231 | 143.478 | 155.795 | 253.9249 | 252.7724 | 268.5924 | 261.6782 | 242.5524 | 232.2737 | 232.5701 | 239.4137 | 247.7863 | 199.6267 | 194.1709 | 204.172 | 204.0649 | 190.0275 | 194.0584 | 373.872 | 366.5112 | 926.0525 | 861.4088 | 828.3622 | 1411.4989 | 1407.2645 | 1327.1825 | 1319.8732 | 2293.837 | 2176.017
VIC1 | Pumped Hydro Pump | 0 | 0 | 5.6382e-05 | 6.392e-05 | 7.5211e-05 | 8.1783e-05 | 8.8865e-05 | 8.7725e-05 | 8.7873e-05 | 8.8525e-05 | 9.1472e-05 | 0.0001115 | 0.00011216 | 0.000122 | 0.00012971 | 0.00014014 | 0.0019917 | 0.0020161 | 776.4974 | 732.2375 | 727.5165 | 705.3497 | 645.3879 | 676.8567 | 1069.6547 | 1036.3667 | 1754.8862 | 3311.2063 | 3058.8665
VIC1 | VPP pump | 1.8577 | 3.4362 | 4.5242 | 9.8851 | 14.3479 | 18.0621 | 21.3288 | 23.2153 | 26.9142 | 29.2601 | 39.6811 | 48.2017 | 55.142 | 60.5831 | 63.5118 | 64.9343 | 65.1442 | 69.3823 | 64.3927 | 66.987 | 57.2299 | 60.0687 | 58.5885 | 59.1563 | 61.0326 | 60.5381 | 61.534 | 55.2998 | 45.7558
Region | Technology | 2021-22 | 2022-23 | 2023-24 | 2024-25 | 2025-26 | 2026-27 | 2027-28 | 2028-29 | 2029-30 | 2030-31 | 2031-32 | 2032-33 | 2033-34 | 2034-35 | 2035-36 | 2036-37 | 2037-38 | 2038-39 | 2039-40 | 2040-41 | 2041-42 | 2042-43 | 2043-44 | 2044-45 | 2045-46 | 2046-47 | 2047-48 | 2048-49 | 2049-50
SA1 | Grid Battery pump | 104.7964 | 97.7255 | 128.7819 | 140.5541 | 145.9177 | 152.4407 | 146.9661 | 137.3888 | 128.3883 | 128.0278 | 127.779 | 128.3072 | 130.7381 | 102.4953 | 103.2575 | 103.6214 | 104.9929 | 105.8523 | 198.4806 | 224.6972 | 1020.2603 | 1013.1671 | 1014.2262 | 1349.3169 | 1370.6623 | 1332.7549 | 1341.4877 | 1296.3527 | 1178.1727
SA1 | Pumped Hydro Pump | 0 | 0 | 4.8086e-05 | 4.5592e-05 | 4.4382e-05 | 4.6243e-05 | 4.7442e-05 | 4.9106e-05 | 4.9362e-05 | 5.1217e-05 | 5.3574e-05 | 6.3469e-05 | 6.4068e-05 | 6.7126e-05 | 7.1011e-05 | 0.00010066 | 0.00012483 | 0.0001287 | 0.00015722 | 0.00015731 | 0.00017439 | 0.00017097 | 0.00016925 | 0.00021332 | 0.00023052 | 0.00022413 | 0.00023588 | 0.00023677 | 0.00023828
SA1 | VPP pump | 2.9861 | 4.7532 | 7.518 | 9.6318 | 12.3246 | 15.0518 | 16.9799 | 18.4506 | 19.9757 | 21.3345 | 22.4682 | 23.7778 | 25.3375 | 26.6781 | 27.8017 | 28.8313 | 31.0612 | 32.6969 | 30.1476 | 30.3835 | 24.7935 | 25.7931 | 26.4998 | 26.9365 | 28.5541 | 28.6928 | 30.1007 | 29.7266 | 23.6372
Region | Technology | 2021-22 | 2022-23 | 2023-24 | 2024-25 | 2025-26 | 2026-27 | 2027-28 | 2028-29 | 2029-30 | 2030-31 | 2031-32 | 2032-33 | 2033-34 | 2034-35 | 2035-36 | 2036-37 | 2037-38 | 2038-39 | 2039-40 | 2040-41 | 2041-42 | 2042-43 | 2043-44 | 2044-45 | 2045-46 | 2046-47 | 2047-48 | 2048-49 | 2049-50
TAS1 | Grid Battery pump | 4.2493e-05 | 4.3064e-05 | 4.2928e-05 | 4.2866e-05 | 4.3817e-05 | 4.5683e-05 | 4.9858e-05 | 5.8395e-05 | 8.3962e-05 | 8.9091e-05 | 9.2968e-05 | 0.00010132 | 0.00010343 | 0.00011405 | 0.00012016 | 0.00012916 | 0.00013628 | 0.00014277 | 0.00017766 | 0.00017945 | 0.00017727 | 0.00018639 | 0.00020181 | 0.00021095 | 0.00022056 | 0.00023509 | 0.0002499 | 0.00028274 | 0.00028001
TAS1 | Pumped Hydro Pump | 0 | 0 | 0.00013105 | 0.00013362 | 0.00014747 | 0.00016043 | 0.00016777 | 0.00017361 | 0.00018197 | 0.00018982 | 0.00020276 | 0.00021109 | 0.00022127 | 0.00023307 | 0.00024996 | 0.00026533 | 0.0002771 | 0.00029082 | 0.00033962 | 0.00034299 | 0.00034433 | 0.00035214 | 0.00036871 | 0.00038262 | 0.00040163 | 0.00041001 | 0.00042571 | 0.0004555 | 0.00046042
TAS1 | VPP pump | 0.056782 | 0.15441 | 0.13866 | 0.11177 | 0.34382 | 0.57296 | 0.82463 | 0.84067 | 1.0641 | 1.2855 | 2.2387 | 2.385 | 2.7342 | 2.9808 | 3.5887 | 3.8856 | 3.4359 | 3.2768 | 3.3704 | 3.6233 | 3.6029 | 3.6926 | 3.7451 | 3.613 | 3.9697 | 3.92 | 4.0836 | 3.9065 | 3.3214
Non-controllable capacity
Region | Technology | 2021-22 | 2022-23 | 2023-24 | 2024-25 | 2025-26 | 2026-27 | 2027-28 | 2028-29 | 2029-30 | 2030-31 | 2031-32 | 2032-33 | 2033-34 | 2034-35 | 2035-36 | 2036-37 | 2037-38 | 2038-39 | 2039-40 | 2040-41 | 2041-42 | 2042-43 | 2043-44 | 2044-45 | 2045-46 | 2046-47 | 2047-48 | 2048-49 | 2049-50
NEM | Distributed PV | 16737.0059 | 18361.571 | 19508.4436 | 19877.6171 | 20062.7432 | 22312.6922 | 23279.7968 | 21912.3307 | 23663.3386 | 25057.5989 | 25874.3008 | 26713.8603 | 26540.3547 | 26277.3752 | 28710.541 | 29388.3875 | 27089.9154 | 29052.9711 | 30877.804 | 31962.719 | 32852.8929 | 32633.0762 | 32314.9744 | 35306.7879 | 36000.0822 | 33090.6491 | 35501.6025 | 37705.2638 | 38929.3699
NEM | Behind the meter battery | 262.9766 | 299.5507 | 300.5513 | 344.0103 | 390.8049 | 429.6842 | 466.3019 | 490.0167 | 514.6045 | 532.9694 | 645.2154 | 694.4484 | 765.8001 | 795.7359 | 804.5875 | 802.6458 | 800.2245 | 800.683 | 805.6941 | 805.7001 | 807.025 | 808.7188 | 814.3631 | 815.1575 | 816.7385 | 816.0384 | 818.3358 | 815.5272 | 814.7913
NEM | Behind the meter battery pump | 223.4523 | 254.5041 | 255.3304 | 292.2517 | 332.1268 | 364.9912 | 396.0636 | 416.1389 | 437.141 | 452.6149 | 548.2776 | 590.0759 | 650.6574 | 675.9031 | 683.4142 | 681.9738 | 679.6417 | 680.0057 | 684.6009 | 684.3123 | 685.3843 | 686.9178 | 691.7186 | 692.4172 | 693.9858 | 693.193 | 694.9927 | 692.5685 | 692.1674
Region | Technology | 2021-22 | 2022-23 | 2023-24 | 2024-25 | 2025-26 | 2026-27 | 2027-28 | 2028-29 | 2029-30 | 2030-31 | 2031-32 | 2032-33 | 2033-34 | 2034-35 | 2035-36 | 2036-37 | 2037-38 | 2038-39 | 2039-40 | 2040-41 | 2041-42 | 2042-43 | 2043-44 | 2044-45 | 2045-46 | 2046-47 | 2047-48 | 2048-49 | 2049-50
NSW1 | Distributed PV | 4800.4033 | 5212.4059 | 5194.9088 | 5255.658 | 5186.6024 | 5846.7416 | 5921.0778 | 5425.2839 | 5726.7934 | 6225.4269 | 6684.9079 | 6684.1941 | 6781.8193 | 6722.0215 | 7600.6685 | 7698.119 | 7026.4939 | 7404.5059 | 8066.2344 | 8660.1049 | 8621.766 | 8721.863 | 8634.2534 | 9741.2559 | 9797.8063 | 8904.1049 | 9373.1744 | 10184.1971 | 10848.0981
NSW1 | Behind the meter battery | 101.9375 | 109.9772 | 109.068 | 134.2603 | 152.5399 | 169.5078 | 182.1253 | 191.8128 | 199.9418 | 206.5781 | 249.9382 | 272.9224 | 298.9952 | 310.1396 | 312.1459 | 309.6359 | 306.9485 | 304.8934 | 305.1092 | 303.3689 | 302.262 | 301.0712 | 301.4303 | 300.2186 | 299.112 | 297.1721 | 296.191 | 293.2775 | 291.2444
NSW1 | Behind the meter battery pump | 86.635 | 93.4199 | 92.6108 | 114.0675 | 129.6535 | 144.0135 | 154.6551 | 162.8964 | 169.8316 | 175.4217 | 212.3548 | 231.9584 | 254.0437 | 263.383 | 265.0713 | 263.0993 | 260.6552 | 258.8861 | 259.3394 | 257.7266 | 256.6808 | 255.7628 | 255.8987 | 254.9971 | 254.2353 | 252.4792 | 251.5664 | 248.9519 | 247.366
Region | Technology | 2021-22 | 2022-23 | 2023-24 | 2024-25 | 2025-26 | 2026-27 | 2027-28 | 2028-29 | 2029-30 | 2030-31 | 2031-32 | 2032-33 | 2033-34 | 2034-35 | 2035-36 | 2036-37 | 2037-38 | 2038-39 | 2039-40 | 2040-41 | 2041-42 | 2042-43 | 2043-44 | 2044-45 | 2045-46 | 2046-47 | 2047-48 | 2048-49 | 2049-50
QLD1 | Distributed PV | 5374.2791 | 5906.0531 | 6042.3739 | 5947.9488 | 6122.8463 | 6640.8799 | 6821.616 | 5861.7431 | 6490.5234 | 6871.0109 | 7419.6268 | 7537.6798 | 7431.5402 | 7706.3452 | 8403.2251 | 8624.6551 | 7452.3218 | 8297.4802 | 8814.7778 | 9478.5346 | 9602.8198 | 9461.3415 | 9792.0316 | 10630.4055 | 10893.9146 | 9401.0252 | 10467.097 | 11080.8863 | 11897.3532
QLD1 | Behind the meter battery | 40.129 | 39.9785 | 39.5664 | 45.2536 | 56.5248 | 63.281 | 71.1065 | 74.9792 | 79.1794 | 82.3221 | 105.3549 | 110.9052 | 123.2441 | 128.2838 | 129.4652 | 128.8778 | 128.6424 | 128.8998 | 129.8129 | 129.4208 | 128.8569 | 128.4654 | 129.0406 | 128.7848 | 128.5776 | 128.1314 | 127.8054 | 126.7827 | 126.1531
QLD1 | Behind the meter battery pump | 34.0947 | 33.9614 | 33.6262 | 38.4327 | 48.0431 | 53.77 | 60.4138 | 63.687 | 67.2731 | 69.903 | 89.4989 | 94.2393 | 104.7276 | 108.9306 | 110.0086 | 109.5365 | 109.2974 | 109.4708 | 110.2337 | 109.949 | 109.4416 | 109.1478 | 109.6518 | 109.4398 | 109.1587 | 108.8375 | 108.497 | 107.6859 | 107.1786
Region | Technology | 2021-22 | 2022-23 | 2023-24 | 2024-25 | 2025-26 | 2026-27 | 2027-28 | 2028-29 | 2029-30 | 2030-31 | 2031-32 | 2032-33 | 2033-34 | 2034-35 | 2035-36 | 2036-37 | 2037-38 | 2038-39 | 2039-40 | 2040-41 | 2041-42 | 2042-43 | 2043-44 | 2044-45 | 2045-46 | 2046-47 | 2047-48 | 2048-49 | 2049-50
VIC1 | Distributed PV | 3879.7556 | 4388.1139 | 5245.1201 | 5684.2844 | 5889.8067 | 6804.8804 | 7385.9103 | 7562.8858 | 8188.113 | 8601.6107 | 8357.9111 | 8917.7817 | 8789.5548 | 8438.7924 | 9099.4261 | 9276.7513 | 8934.0426 | 9458.7205 | 9985.5605 | 9741.7849 | 10367.8212 | 10261.4445 | 9855.1068 | 10657.4086 | 10830.8677 | 10463.7296 | 11087.1995 | 11715.6476 | 11391.6324
VIC1 | Behind the meter battery | 59.5016 | 68.4598 | 68.6119 | 78.5085 | 92.2418 | 101.1558 | 111.8234 | 117.9551 | 125.847 | 132.5853 | 173.3994 | 191.8598 | 221.1059 | 231.9104 | 236.1269 | 236.9038 | 237.0442 | 238.2917 | 240.8856 | 242.3885 | 244.1818 | 246.4043 | 249.3836 | 250.7552 | 252.3952 | 253.0385 | 254.8243 | 255.0565 | 255.5706
VIC1 | Behind the meter battery pump | 50.5545 | 58.1646 | 58.3148 | 66.6984 | 78.3592 | 85.9017 | 94.9916 | 100.1569 | 106.8665 | 112.6244 | 147.3851 | 163.0248 | 187.8895 | 197.0389 | 200.5628 | 201.2413 | 201.3297 | 202.4298 | 204.6464 | 205.7914 | 207.3945 | 209.2718 | 211.9212 | 212.9635 | 214.5115 | 214.9525 | 216.3763 | 216.6969 | 217.1884
Region | Technology | 2021-22 | 2022-23 | 2023-24 | 2024-25 | 2025-26 | 2026-27 | 2027-28 | 2028-29 | 2029-30 | 2030-31 | 2031-32 | 2032-33 | 2033-34 | 2034-35 | 2035-36 | 2036-37 | 2037-38 | 2038-39 | 2039-40 | 2040-41 | 2041-42 | 2042-43 | 2043-44 | 2044-45 | 2045-46 | 2046-47 | 2047-48 | 2048-49 | 2049-50
SA1 | Distributed PV | 2452.8377 | 2621.3874 | 2781.4576 | 2739.5431 | 2624.4365 | 2761.5876 | 2888.898 | 2806.4625 | 2998.6786 | 3092.5954 | 3145.146 | 3295.7862 | 3255.7426 | 3139.586 | 3316.4955 | 3492.4901 | 3386.5922 | 3597.4961 | 3706.7025 | 3776.2267 | 3942.2149 | 3867.5354 | 3725.0699 | 3944.3171 | 4139.1353 | 3991.4896 | 4238.2439 | 4375.494 | 4443.1368
SA1 | Behind the meter battery | 54.489 | 74.2714 | 76.5958 | 78.3283 | 80.738 | 85.7641 | 90.0697 | 93.6476 | 97.4206 | 98.8256 | 100.616 | 102.187 | 104.2884 | 106.5727 | 108.0367 | 108.7207 | 109.3608 | 110.6671 | 112.1008 | 112.96 | 114.3678 | 115.6258 | 117.4851 | 118.6453 | 120.1416 | 121.4696 | 123.5177 | 124.7391 | 126.4257
SA1 | Behind the meter battery pump | 46.288 | 63.1309 | 65.0781 | 66.5469 | 68.6255 | 72.8271 | 76.5114 | 79.5217 | 82.7873 | 83.9142 | 85.5206 | 86.7758 | 88.567 | 90.5492 | 91.7937 | 92.3705 | 92.8655 | 93.9948 | 95.2818 | 95.9265 | 97.1312 | 98.1684 | 99.7899 | 100.7877 | 102.0504 | 103.1456 | 104.9633 | 105.9131 | 107.362
Region | Technology | 2021-22 | 2022-23 | 2023-24 | 2024-25 | 2025-26 | 2026-27 | 2027-28 | 2028-29 | 2029-30 | 2030-31 | 2031-32 | 2032-33 | 2033-34 | 2034-35 | 2035-36 | 2036-37 | 2037-38 | 2038-39 | 2039-40 | 2040-41 | 2041-42 | 2042-43 | 2043-44 | 2044-45 | 2045-46 | 2046-47 | 2047-48 | 2048-49 | 2049-50
TAS1 | Distributed PV | 229.7301 | 233.6107 | 244.5832 | 250.1828 | 239.0513 | 258.6028 | 262.2947 | 255.9554 | 259.2302 | 266.9549 | 266.709 | 278.4185 | 281.698 | 270.6302 | 290.7257 | 296.3721 | 290.465 | 294.7684 | 304.5288 | 306.0679 | 318.271 | 320.8917 | 308.5126 | 333.4009 | 338.3584 | 330.2999 | 335.8877 | 349.0389 | 349.1495
TAS1 | Behind the meter battery | 6.9195 | 6.8638 | 6.7092 | 7.6595 | 8.7605 | 9.9755 | 11.1771 | 11.6221 | 12.2156 | 12.6582 | 15.9068 | 16.574 | 18.1666 | 18.8293 | 18.8128 | 18.5076 | 18.2286 | 17.9311 | 17.7857 | 17.562 | 17.3566 | 17.1522 | 17.0236 | 16.7536 | 16.512 | 16.2267 | 15.9974 | 15.6713 | 15.3975
TAS1 | Behind the meter battery pump | 5.8801 | 5.8272 | 5.7004 | 6.5061 | 7.4456 | 8.479 | 9.4917 | 9.8769 | 10.3824 | 10.7515 | 13.5182 | 14.0776 | 15.4296 | 16.0015 | 15.9778 | 15.7262 | 15.4938 | 15.2242 | 15.0996 | 14.9189 | 14.7362 | 14.5671 | 14.457 | 14.2291 | 14.0299 | 13.7782 | 13.5896 | 13.3207 | 13.0725

## Marinus_Capacity
Installed capacity by technology (MW) - Marinus Link, Slow Change Scenario
Capacity calculated on 1 July. In early study years some wind and solar projects enter later in the financial year and are therefore reflected in the following financial year's capacity.
Explicitly modelled generation
Region | Technology | 2021-22 | 2022-23 | 2023-24 | 2024-25 | 2025-26 | 2026-27 | 2027-28 | 2028-29 | 2029-30 | 2030-31 | 2031-32 | 2032-33 | 2033-34 | 2034-35 | 2035-36 | 2036-37 | 2037-38 | 2038-39 | 2039-40 | 2040-41 | 2041-42 | 2042-43 | 2043-44 | 2044-45 | 2045-46 | 2046-47 | 2047-48 | 2048-49 | 2049-50
NEM | Black Coal | 18366 | 17891 | 16416 | 13351.0933 | 10935.8495 | 10010.8842 | 9666.9298 | 8966.9298 | 6769.7419 | 6179.412 | 5553.5514 | 5553.5514 | 5553.5514 | 5553.5514 | 5359.6243 | 5270.2371 | 5152.6781 | 5152.6781 | 5152.6781 | 5152.6781 | 5152.6781 | 3058.6781 | 2787 | 2422 | 2057 | 1692 | 1692 | 1692 | 1692
NEM | Brown Coal | 4790 | 4790 | 4790 | 2497.4538 | 2497.4538 | 2398.7673 | 2398.7673 | 2398.7673 | 2398.7673 | 2398.7673 | 2398.7673 | 2398.7673 | 2398.7673 | 2398.7673 | 2398.7673 | 2398.7673 | 2398.7673 | 2398.7673 | 2398.7673 | 2398.7673 | 2398.7673 | 2398.7673 | 2398.7673 | 2398.7673 | 2398.7673 | 2398.7673 | 1283.7673 | 0 | 0
NEM | CCGT | 3054.9 | 3054.9 | 2874.9 | 2874.9 | 2874.9 | 2874.9 | 2874.9 | 2874.9 | 2874.9 | 2874.9 | 2874.9 | 2874.9 | 2874.9 | 2874.9 | 2874.9 | 2489.9 | 1960.9 | 1960.9 | 1817.5 | 1817.5 | 1817.5 | 1817.5 | 1377.5 | 1192.5 | 548 | 388 | 388 | 388 | 388
NEM | Gas - Steam | 1384 | 1384 | 1384 | 1384 | 1384 | 1384 | 1384 | 1384 | 1384 | 1384 | 1384 | 1384 | 1384 | 1384 | 584 | 584 | 584 | 584 | 84 | 84 | 84 | 84 | 84 | 84 | 84 | 0 | 0 | 0 | 0
NEM | OCGT / Diesel | 6863.14 | 6863.14 | 6863.14 | 6863.14 | 6863.14 | 6863.14 | 6863.14 | 6863.14 | 6863.14 | 6480.64 | 6480.64 | 6211.3 | 5749.3 | 5632.3 | 5502.3 | 5502.3 | 5502.3 | 5502.3 | 5062.3 | 4942.3 | 4942.3 | 4848.3 | 4848.3 | 4247.9974 | 4247.9974 | 4317.4363 | 3733.4363 | 4979.2151 | 4460.2151
NEM | Hydro | 7365.3 | 7365.3 | 7365.3 | 7365.3 | 7365.3 | 7365.3 | 7615.3 | 7615.3 | 7615.3 | 7615.3 | 7615.3 | 7615.3 | 7615.3 | 7615.3 | 7615.3 | 7615.3 | 7528.9 | 7528.9 | 7528.9 | 7528.9 | 7528.9 | 7462.9 | 7462.9 | 7462.9 | 7462.9 | 7462.9 | 7462.9 | 7462.9 | 7462.9
NEM | Wind | 8952.838 | 11245.3612 | 11995.5815 | 13345.6034 | 14095.5605 | 14962.0114 | 15766.1228 | 16261.1139 | 16307.5193 | 16336.847 | 17983.6127 | 18126.1804 | 18117.5484 | 18260.1161 | 18180.7838 | 18092.0518 | 20446.0186 | 20670.5061 | 20864.948 | 20770.9816 | 22977.9389 | 26135.7827 | 26524.539 | 25650.5827 | 25786.1935 | 27291.4922 | 29597.7102 | 31532.9713 | 31950.854
NEM | Solar PV | 5599.971 | 6959.156 | 6959.156 | 6959.156 | 6959.156 | 6959.1561 | 7347.9863 | 7946.8411 | 8718.0646 | 9489.2881 | 11948.6075 | 11948.6075 | 11948.6075 | 11948.6075 | 11948.6075 | 11827.6075 | 11777.6075 | 11627.3075 | 11627.3075 | 11627.3077 | 11627.3077 | 13306.0868 | 13483.6967 | 13065.0767 | 13995.5329 | 17804.4856 | 19174.016 | 19766.8631 | 20288.7055
NEM | Grid Battery | 260.33 | 600.33 | 600.33 | 600.33 | 600.33 | 600.33 | 600.33 | 600.33 | 600.33 | 570.33 | 570.33 | 570.33 | 515 | 490 | 490 | 490.0001 | 746.8397 | 746.8397 | 914.4613 | 972.793 | 2458.7275 | 2468.4541 | 2528.567 | 3907.7573 | 3955.2107 | 3955.2107 | 3955.2107 | 4737.2357 | 5118.6525
NEM | Pumped Hydro | 810 | 810 | 810 | 810 | 2850 | 2850 | 2850 | 2850 | 4850 | 4850 | 4850 | 4850 | 4850 | 4850 | 4850 | 4850 | 4850.0013 | 4850.0013 | 5078.3464 | 5078.3463 | 5162.5397 | 5480.6159 | 5480.6183 | 5480.6199 | 6164.2161 | 7302.7732 | 7540.98 | 8214.2408 | 8214.2408
NEM | VPP | 16.664 | 23.784 | 29.264 | 39.576 | 51.967 | 65.293 | 79.86 | 94.306 | 109.741 | 119.148 | 146.679 | 164.379 | 187.385 | 202.9 | 213.633 | 223.149 | 232.423 | 242.169 | 252.817 | 263.667 | 274.382 | 285.466 | 297.338 | 309.263 | 321.064 | 332.771 | 344.395 | 356.261 | 368.479
Total excluding storage |  | 56376.149 | 59552.8571 | 58648.0775 | 54640.6465 | 52975.3598 | 52818.1589 | 53917.1462 | 54310.9921 | 52931.4331 | 52759.1544 | 56239.3788 | 56112.6066 | 55641.9745 | 55667.5423 | 54464.2828 | 53780.1635 | 55351.1714 | 55425.3589 | 54536.4008 | 54322.4346 | 56529.3919 | 59112.0149 | 58966.7029 | 56523.824 | 56580.391 | 61355.0814 | 63331.8297 | 65821.9494 | 66242.6745
Region | Technology | 2021-22 | 2022-23 | 2023-24 | 2024-25 | 2025-26 | 2026-27 | 2027-28 | 2028-29 | 2029-30 | 2030-31 | 2031-32 | 2032-33 | 2033-34 | 2034-35 | 2035-36 | 2036-37 | 2037-38 | 2038-39 | 2039-40 | 2040-41 | 2041-42 | 2042-43 | 2043-44 | 2044-45 | 2045-46 | 2046-47 | 2047-48 | 2048-49 | 2049-50
NSW1 | Black Coal | 10240 | 9765 | 8290 | 7380.1277 | 4964.8839 | 4964.8839 | 4670.0565 | 4670.0565 | 2566.1905 | 1975.8606 | 1350 | 1350 | 1350 | 1350 | 1350 | 1350 | 1350 | 1350 | 1350 | 1350 | 1350 | 0 | 0 | 0 | 0 | 0 | 0 | 0 | 0
NSW1 | Brown Coal | 0 | 0 | 0 | 0 | 0 | 0 | 0 | 0 | 0 | 0 | 0 | 0 | 0 | 0 | 0 | 0 | 0 | 0 | 0 | 0 | 0 | 0 | 0 | 0 | 0 | 0 | 0 | 0 | 0
NSW1 | CCGT | 625 | 625 | 625 | 625 | 625 | 625 | 625 | 625 | 625 | 625 | 625 | 625 | 625 | 625 | 625 | 625 | 625 | 625 | 625 | 625 | 625 | 625 | 185 | 0 | 0 | 0 | 0 | 0 | 0
NSW1 | Gas - Steam | 0 | 0 | 0 | 0 | 0 | 0 | 0 | 0 | 0 | 0 | 0 | 0 | 0 | 0 | 0 | 0 | 0 | 0 | 0 | 0 | 0 | 0 | 0 | 0 | 0 | 0 | 0 | 0 | 0
NSW1 | OCGT / Diesel | 1438 | 1438 | 1438 | 1438 | 1438 | 1438 | 1438 | 1438 | 1438 | 1438 | 1438 | 1438 | 1438 | 1438 | 1388 | 1388 | 1388 | 1388 | 1388 | 1388 | 1388 | 1388 | 1388 | 1199.9735 | 1199.9735 | 1199.9735 | 1199.9735 | 1638.2644 | 1638.2644
NSW1 | Hydro | 2585 | 2585 | 2585 | 2585 | 2585 | 2585 | 2585 | 2585 | 2585 | 2585 | 2585 | 2585 | 2585 | 2585 | 2585 | 2585 | 2585 | 2585 | 2585 | 2585 | 2585 | 2585 | 2585 | 2585 | 2585 | 2585 | 2585 | 2585 | 2585
NSW1 | Wind | 2220.73 | 2829.0932 | 3437.6579 | 4046.0237 | 4654.5885 | 5283.884 | 5597.1617 | 5740.6372 | 5740.6372 | 5740.6372 | 7245.5991 | 7245.5991 | 7245.5991 | 7245.5991 | 7245.5991 | 7199.0991 | 6929.0991 | 6826.6191 | 6826.6191 | 6480.8517 | 8405.193 | 10557.3796 | 10475.0257 | 10475.0257 | 10475.026 | 10614.0966 | 10746.4931 | 10746.4931 | 10633.3037
NSW1 | Solar PV | 2130.363 | 2600.363 | 2600.363 | 2600.363 | 2600.363 | 2600.3631 | 2989.1933 | 3588.0481 | 4359.2716 | 5130.4951 | 7589.8145 | 7589.8145 | 7589.8145 | 7589.8145 | 7589.8145 | 7589.8145 | 7589.8145 | 7439.5145 | 7439.5145 | 7439.5145 | 7439.5145 | 8069.4684 | 8073.4549 | 8073.4549 | 8425.6483 | 10610.8365 | 11222.1639 | 11172.1639 | 10856.0229
NSW1 | Grid Battery | 0 | 0 | 0 | 0 | 0 | 0 | 0 | 0 | 0 | 0 | 0 | 0 | 0 | 0 | 0 | 0 | 0 | 0 | 0 | 0 | 0.00020949 | 0.00020963 | 59.717 | 340.547 | 388.0004 | 388.0004 | 388.0004 | 388.0005 | 388.0003
NSW1 | Pumped Hydro | 240 | 240 | 240 | 240 | 2280 | 2280 | 2280 | 2280 | 4280 | 4280 | 4280 | 4280 | 4280 | 4280 | 4280 | 4280 | 4280 | 4280 | 4280 | 4279.9999 | 4280 | 4279.9976 | 4280 | 4280.0016 | 4280.0083 | 4280.0105 | 4280.0001 | 4280.0001 | 4280.0001
NSW1 | VPP | 6.558 | 8.786 | 10.68 | 15.384 | 20.217 | 25.635 | 31.095 | 36.873 | 42.845 | 46.41 | 57.069 | 64.706 | 73.35 | 79.327 | 83.166 | 86.441 | 89.566 | 92.826 | 96.448 | 100.138 | 103.729 | 107.422 | 111.417 | 115.418 | 119.319 | 123.127 | 126.856 | 130.617 | 134.472
Total excluding storage |  | 19239.093 | 19842.4562 | 18976.0209 | 18674.5144 | 16867.8354 | 17497.1311 | 17904.4115 | 18646.7418 | 17314.0993 | 17494.9929 | 20833.4136 | 20833.4136 | 20833.4136 | 20833.4136 | 20783.4136 | 20736.9136 | 20466.9136 | 20214.1336 | 20214.1336 | 19868.3662 | 21792.7075 | 23224.848 | 22706.4806 | 22333.4541 | 22685.6478 | 25009.9066 | 25753.6305 | 26141.9214 | 25712.5909
Region | Technology | 2021-22 | 2022-23 | 2023-24 | 2024-25 | 2025-26 | 2026-27 | 2027-28 | 2028-29 | 2029-30 | 2030-31 | 2031-32 | 2032-33 | 2033-34 | 2034-35 | 2035-36 | 2036-37 | 2037-38 | 2038-39 | 2039-40 | 2040-41 | 2041-42 | 2042-43 | 2043-44 | 2044-45 | 2045-46 | 2046-47 | 2047-48 | 2048-49 | 2049-50
QLD1 | Black Coal | 8126 | 8126 | 8126 | 5970.9656 | 5970.9656 | 5046.0003 | 4996.8734 | 4296.8734 | 4203.5514 | 4203.5514 | 4203.5514 | 4203.5514 | 4203.5514 | 4203.5514 | 4009.6243 | 3920.2371 | 3802.6781 | 3802.6781 | 3802.6781 | 3802.6781 | 3802.6781 | 3058.6781 | 2787 | 2422 | 2057 | 1692 | 1692 | 1692 | 1692
QLD1 | Brown Coal | 0 | 0 | 0 | 0 | 0 | 0 | 0 | 0 | 0 | 0 | 0 | 0 | 0 | 0 | 0 | 0 | 0 | 0 | 0 | 0 | 0 | 0 | 0 | 0 | 0 | 0 | 0 | 0 | 0
QLD1 | CCGT | 1512.9 | 1512.9 | 1512.9 | 1512.9 | 1512.9 | 1512.9 | 1512.9 | 1512.9 | 1512.9 | 1512.9 | 1512.9 | 1512.9 | 1512.9 | 1512.9 | 1512.9 | 1127.9 | 1127.9 | 1127.9 | 984.5 | 984.5 | 984.5 | 984.5 | 984.5 | 984.5 | 340 | 180 | 180 | 180 | 180
QLD1 | Gas - Steam | 84 | 84 | 84 | 84 | 84 | 84 | 84 | 84 | 84 | 84 | 84 | 84 | 84 | 84 | 84 | 84 | 84 | 84 | 84 | 84 | 84 | 84 | 84 | 84 | 84 | 0 | 0 | 0 | 0
QLD1 | OCGT / Diesel | 1910 | 1910 | 1910 | 1910 | 1910 | 1910 | 1910 | 1910 | 1910 | 1910 | 1910 | 1910 | 1618 | 1501 | 1501 | 1501 | 1501 | 1501 | 1501 | 1501 | 1501 | 1501 | 1501 | 1369 | 1369 | 1438.4389 | 1438.4389 | 2121.1587 | 1602.1587
QLD1 | Hydro | 152.4 | 152.4 | 152.4 | 152.4 | 152.4 | 152.4 | 152.4 | 152.4 | 152.4 | 152.4 | 152.4 | 152.4 | 152.4 | 152.4 | 152.4 | 152.4 | 66 | 66 | 66 | 66 | 66 | 0 | 0 | 0 | 0 | 0 | 0 | 0 | 0
QLD1 | Wind | 676.608 | 1176.608 | 1176.608 | 1776.608 | 1776.6081 | 1876.608 | 2263.2861 | 2477.6463 | 2477.6463 | 2477.6463 | 2477.6463 | 2477.6463 | 2477.6463 | 2477.6463 | 2477.6463 | 2477.6463 | 4213.0273 | 4213.0273 | 4213.0273 | 4288.3344 | 4570.9504 | 5375.576 | 5762.3551 | 5309.465 | 5578.74 | 6529.8105 | 6529.8105 | 6529.8105 | 7046.0395
QLD1 | Solar PV | 2017.635 | 2827.62 | 2827.62 | 2827.62 | 2827.62 | 2827.62 | 2827.62 | 2827.62 | 2827.62 | 2827.62 | 2827.62 | 2827.62 | 2827.62 | 2827.62 | 2827.62 | 2706.62 | 2656.62 | 2656.62 | 2656.62 | 2656.62 | 2656.62 | 3650.0759 | 3581.446 | 3380.346 | 3867.461 | 5491.2253 | 5380.8253 | 4849.9253 | 5422.812
QLD1 | Grid Battery | 0 | 20 | 20 | 20 | 20 | 20 | 20 | 20 | 20 | 20 | 20 | 20 | 20 | 20 | 20 | 20 | 276.8396 | 276.8396 | 276.8396 | 315.7311 | 845.3696 | 1155.0962 | 1155.0962 | 1657.1344 | 1657.1344 | 1657.1344 | 1657.1344 | 1657.1344 | 2038.5513
QLD1 | Pumped Hydro | 570 | 570 | 570 | 570 | 570 | 570 | 570 | 570 | 570 | 570 | 570 | 570 | 570 | 570 | 570 | 570 | 570.0007 | 570.0007 | 570.0007 | 570.0007 | 654.1941 | 972.2726 | 972.2726 | 972.2726 | 1516.0008 | 2654.5557 | 2654.5557 | 2654.5557 | 2654.5557
QLD1 | VPP | 2.603 | 3.317 | 4.026 | 5.403 | 7.677 | 9.803 | 12.359 | 14.691 | 17.29 | 18.852 | 24.22 | 26.67 | 30.579 | 33.136 | 34.83 | 36.323 | 37.834 | 39.483 | 41.237 | 42.889 | 44.434 | 46.046 | 47.854 | 49.667 | 51.432 | 53.152 | 54.833 | 56.545 | 58.297
Total excluding storage |  | 14479.543 | 15789.528 | 15789.528 | 14234.4936 | 14234.4937 | 13409.5283 | 13747.0795 | 13261.4397 | 13168.1178 | 13168.1178 | 13168.1178 | 13168.1178 | 12876.1178 | 12759.1178 | 12565.1906 | 11969.8034 | 13451.2253 | 13451.2253 | 13307.8254 | 13383.1325 | 13665.7485 | 14653.83 | 14700.3011 | 13549.311 | 13296.201 | 15331.4748 | 15221.0748 | 15372.8946 | 15943.0102
Region | Technology | 2021-22 | 2022-23 | 2023-24 | 2024-25 | 2025-26 | 2026-27 | 2027-28 | 2028-29 | 2029-30 | 2030-31 | 2031-32 | 2032-33 | 2033-34 | 2034-35 | 2035-36 | 2036-37 | 2037-38 | 2038-39 | 2039-40 | 2040-41 | 2041-42 | 2042-43 | 2043-44 | 2044-45 | 2045-46 | 2046-47 | 2047-48 | 2048-49 | 2049-50
VIC1 | Black Coal | 0 | 0 | 0 | 0 | 0 | 0 | 0 | 0 | 0 | 0 | 0 | 0 | 0 | 0 | 0 | 0 | 0 | 0 | 0 | 0 | 0 | 0 | 0 | 0 | 0 | 0 | 0 | 0 | 0
VIC1 | Brown Coal | 4790 | 4790 | 4790 | 2497.4538 | 2497.4538 | 2398.7673 | 2398.7673 | 2398.7673 | 2398.7673 | 2398.7673 | 2398.7673 | 2398.7673 | 2398.7673 | 2398.7673 | 2398.7673 | 2398.7673 | 2398.7673 | 2398.7673 | 2398.7673 | 2398.7673 | 2398.7673 | 2398.7673 | 2398.7673 | 2398.7673 | 2398.7673 | 2398.7673 | 1283.7673 | 0 | 0
VIC1 | CCGT | 0 | 0 | 0 | 0 | 0 | 0 | 0 | 0 | 0 | 0 | 0 | 0 | 0 | 0 | 0 | 0 | 0 | 0 | 0 | 0 | 0 | 0 | 0 | 0 | 0 | 0 | 0 | 0 | 0
VIC1 | Gas - Steam | 500 | 500 | 500 | 500 | 500 | 500 | 500 | 500 | 500 | 500 | 500 | 500 | 500 | 500 | 500 | 500 | 500 | 500 | 0 | 0 | 0 | 0 | 0 | 0 | 0 | 0 | 0 | 0 | 0
VIC1 | OCGT / Diesel | 1900 | 1900 | 1900 | 1900 | 1900 | 1900 | 1900 | 1900 | 1900 | 1900 | 1900 | 1900 | 1730 | 1730 | 1730 | 1730 | 1730 | 1730 | 1290 | 1290 | 1290 | 1196 | 1196 | 1196 | 1196 | 1196 | 612 | 612.0001 | 612.0001
VIC1 | Hydro | 2219 | 2219 | 2219 | 2219 | 2219 | 2219 | 2219 | 2219 | 2219 | 2219 | 2219 | 2219 | 2219 | 2219 | 2219 | 2219 | 2219 | 2219 | 2219 | 2219 | 2219 | 2219 | 2219 | 2219 | 2219 | 2219 | 2219 | 2219 | 2219
VIC1 | Wind | 3434.44 | 4322.2 | 4322.2 | 4322.2 | 4322.2 | 4322.2 | 4322.2 | 4322.2 | 4322.2 | 4322.2 | 4322.2 | 4322.2 | 4269.7 | 4269.7 | 4269.7 | 4269.7 | 4202.5 | 3782.5 | 3738.6931 | 3700.7395 | 3700.7395 | 3704.7198 | 4002.9108 | 3690.9108 | 3863.4485 | 4034.7934 | 6183.5913 | 8108.6792 | 7933.6952
VIC1 | Solar PV | 1098.973 | 1098.973 | 1098.973 | 1098.973 | 1098.973 | 1098.973 | 1098.973 | 1098.973 | 1098.973 | 1098.973 | 1098.973 | 1098.973 | 1098.973 | 1098.973 | 1098.973 | 1098.973 | 1098.973 | 1098.973 | 1098.973 | 1098.973 | 1098.973 | 1098.973 | 1098.973 | 991.453 | 960.3501 | 960.3504 | 1340.3502 | 2257.1654 | 2630.2621
VIC1 | Grid Battery | 55.33 | 375.33 | 375.33 | 375.33 | 375.33 | 375.33 | 375.33 | 375.33 | 375.33 | 375.33 | 375.33 | 375.33 | 320 | 320 | 320 | 320 | 320 | 320 | 429.1256 | 429.1256 | 844.5579 | 544.5579 | 544.954 | 901.1055 | 901.1055 | 901.1055 | 901.1055 | 1683.1304 | 1683.1304
VIC1 | Pumped Hydro | 0 | 0 | 0 | 0 | 0 | 0 | 0 | 0 | 0 | 0 | 0 | 0 | 0 | 0 | 0 | 0 | 0.000563 | 0.00056314 | 228.3456 | 228.3456 | 228.3456 | 228.3456 | 228.3456 | 228.3456 | 368.2069 | 368.2069 | 606.4242 | 1279.685 | 1279.685
VIC1 | VPP | 3.731 | 5.337 | 6.562 | 8.868 | 11.994 | 15.011 | 18.664 | 22.177 | 26.3 | 29 | 38.307 | 44.082 | 52.345 | 57.273 | 60.753 | 63.832 | 66.791 | 69.883 | 73.295 | 76.876 | 80.486 | 84.222 | 88.149 | 92.06 | 95.945 | 99.82 | 103.664 | 107.599 | 111.657
Total excluding storage |  | 13942.413 | 14830.173 | 14830.173 | 12537.6268 | 12537.6268 | 12438.9402 | 12438.9402 | 12438.9402 | 12438.9402 | 12438.9402 | 12438.9402 | 12438.9402 | 12216.4402 | 12216.4402 | 12216.4402 | 12216.4402 | 12149.2402 | 11729.2402 | 10745.4334 | 10707.4798 | 10707.4798 | 10617.4601 | 10915.6511 | 10496.1311 | 10637.5659 | 10808.9111 | 11638.7088 | 13196.8447 | 13394.9575
Region | Technology | 2021-22 | 2022-23 | 2023-24 | 2024-25 | 2025-26 | 2026-27 | 2027-28 | 2028-29 | 2029-30 | 2030-31 | 2031-32 | 2032-33 | 2033-34 | 2034-35 | 2035-36 | 2036-37 | 2037-38 | 2038-39 | 2039-40 | 2040-41 | 2041-42 | 2042-43 | 2043-44 | 2044-45 | 2045-46 | 2046-47 | 2047-48 | 2048-49 | 2049-50
SA1 | Black Coal | 0 | 0 | 0 | 0 | 0 | 0 | 0 | 0 | 0 | 0 | 0 | 0 | 0 | 0 | 0 | 0 | 0 | 0 | 0 | 0 | 0 | 0 | 0 | 0 | 0 | 0 | 0 | 0 | 0
SA1 | Brown Coal | 0 | 0 | 0 | 0 | 0 | 0 | 0 | 0 | 0 | 0 | 0 | 0 | 0 | 0 | 0 | 0 | 0 | 0 | 0 | 0 | 0 | 0 | 0 | 0 | 0 | 0 | 0 | 0 | 0
SA1 | CCGT | 709 | 709 | 529 | 529 | 529 | 529 | 529 | 529 | 529 | 529 | 529 | 529 | 529 | 529 | 529 | 529 | 0 | 0 | 0 | 0 | 0 | 0 | 0 | 0 | 0 | 0 | 0 | 0 | 0
SA1 | Gas - Steam | 800 | 800 | 800 | 800 | 800 | 800 | 800 | 800 | 800 | 800 | 800 | 800 | 800 | 800 | 0 | 0 | 0 | 0 | 0 | 0 | 0 | 0 | 0 | 0 | 0 | 0 | 0 | 0 | 0
SA1 | OCGT / Diesel | 1437.14 | 1437.14 | 1437.14 | 1437.14 | 1437.14 | 1437.14 | 1437.14 | 1437.14 | 1437.14 | 1054.64 | 1054.64 | 785.3 | 785.3 | 785.3 | 705.3 | 705.3 | 705.3 | 705.3 | 705.3 | 705.3 | 705.3 | 705.3 | 705.3 | 425.0238 | 425.0238 | 425.0238 | 425.0238 | 549.7918 | 549.7918
SA1 | Hydro | 0 | 0 | 0 | 0 | 0 | 0 | 0 | 0 | 0 | 0 | 0 | 0 | 0 | 0 | 0 | 0 | 0 | 0 | 0 | 0 | 0 | 0 | 0 | 0 | 0 | 0 | 0 | 0 | 0
SA1 | Wind | 2053.31 | 2349.71 | 2349.71 | 2349.71 | 2349.71 | 2349.71 | 2316.71 | 2316.71 | 2225.96 | 2113.96 | 2113.96 | 2113.96 | 2015.26 | 2015.26 | 1793.36 | 1608.56 | 2421.7782 | 3026.0172 | 3116.5304 | 3183.2426 | 3183.2426 | 3380.2939 | 3166.4339 | 3205.7677 | 2899.5656 | 3143.3783 | 3168.4018 | 3178.575 | 3368.4022
SA1 | Solar PV | 353 | 432.2 | 432.2 | 432.2 | 432.2 | 432.2 | 432.2 | 432.2 | 432.2 | 432.2 | 432.2 | 432.2 | 432.2 | 432.2 | 432.2 | 432.2 | 432.2 | 432.2 | 432.2 | 432.2002 | 432.2002 | 487.5695 | 729.8228 | 619.8228 | 742.0734 | 742.0734 | 1230.6765 | 1487.6084 | 1379.6084
SA1 | Grid Battery | 205 | 205 | 205 | 205 | 205 | 205 | 205 | 205 | 205 | 175 | 175 | 175 | 175 | 150 | 150 | 150.0001 | 150.0001 | 150.0001 | 208.4961 | 227.9363 | 768.7998 | 768.7998 | 768.7998 | 1008.9705 | 1008.9705 | 1008.9705 | 1008.9705 | 1008.9705 | 1008.9705
SA1 | Pumped Hydro | 0 | 0 | 0 | 0 | 0 | 0 | 0 | 0 | 0 | 0 | 0 | 0 | 0 | 0 | 0 | 0 | 0 | 0 | 0 | 0 | 0 | 0 | 0 | 0 | 0 | 0 | 0 | 0 | 0
SA1 | VPP | 3.332 | 5.788 | 7.33 | 9.022 | 10.892 | 13.305 | 15.805 | 18.292 | 20.649 | 22.005 | 23.441 | 24.951 | 26.615 | 28.315 | 29.831 | 31.335 | 32.863 | 34.455 | 36.142 | 37.889 | 39.684 | 41.551 | 43.511 | 45.537 | 47.623 | 49.772 | 51.99 | 54.295 | 56.693
Total excluding storage |  | 5352.45 | 5728.05 | 5548.05 | 5548.05 | 5548.05 | 5548.05 | 5515.05 | 5515.05 | 5424.3 | 4929.8 | 4929.8 | 4660.46 | 4561.76 | 4561.76 | 3459.86 | 3275.06 | 3559.2782 | 4163.5172 | 4254.0304 | 4320.7428 | 4320.7428 | 4573.1634 | 4601.5567 | 4250.6143 | 4066.6628 | 4310.4755 | 4824.1021 | 5215.9753 | 5297.8025
Region | Technology | 2021-22 | 2022-23 | 2023-24 | 2024-25 | 2025-26 | 2026-27 | 2027-28 | 2028-29 | 2029-30 | 2030-31 | 2031-32 | 2032-33 | 2033-34 | 2034-35 | 2035-36 | 2036-37 | 2037-38 | 2038-39 | 2039-40 | 2040-41 | 2041-42 | 2042-43 | 2043-44 | 2044-45 | 2045-46 | 2046-47 | 2047-48 | 2048-49 | 2049-50
TAS1 | Black Coal | 0 | 0 | 0 | 0 | 0 | 0 | 0 | 0 | 0 | 0 | 0 | 0 | 0 | 0 | 0 | 0 | 0 | 0 | 0 | 0 | 0 | 0 | 0 | 0 | 0 | 0 | 0 | 0 | 0
TAS1 | Brown Coal | 0 | 0 | 0 | 0 | 0 | 0 | 0 | 0 | 0 | 0 | 0 | 0 | 0 | 0 | 0 | 0 | 0 | 0 | 0 | 0 | 0 | 0 | 0 | 0 | 0 | 0 | 0 | 0 | 0
TAS1 | CCGT | 208 | 208 | 208 | 208 | 208 | 208 | 208 | 208 | 208 | 208 | 208 | 208 | 208 | 208 | 208 | 208 | 208 | 208 | 208 | 208 | 208 | 208 | 208 | 208 | 208 | 208 | 208 | 208 | 208
TAS1 | Gas - Steam | 0 | 0 | 0 | 0 | 0 | 0 | 0 | 0 | 0 | 0 | 0 | 0 | 0 | 0 | 0 | 0 | 0 | 0 | 0 | 0 | 0 | 0 | 0 | 0 | 0 | 0 | 0 | 0 | 0
TAS1 | OCGT / Diesel | 178 | 178 | 178 | 178 | 178 | 178 | 178 | 178 | 178 | 178 | 178 | 178 | 178 | 178 | 178 | 178 | 178 | 178 | 178 | 58 | 58 | 58 | 58 | 58 | 58 | 58 | 58 | 58 | 58
TAS1 | Hydro | 2408.9 | 2408.9 | 2408.9 | 2408.9 | 2408.9 | 2408.9 | 2658.9 | 2658.9 | 2658.9 | 2658.9 | 2658.9 | 2658.9 | 2658.9 | 2658.9 | 2658.9 | 2658.9 | 2658.9 | 2658.9 | 2658.9 | 2658.9 | 2658.9 | 2658.9 | 2658.9 | 2658.9 | 2658.9 | 2658.9 | 2658.9 | 2658.9 | 2658.9
TAS1 | Wind | 567.75 | 567.75 | 709.4056 | 851.0617 | 992.4539 | 1129.6093 | 1266.765 | 1403.9204 | 1541.0758 | 1682.4035 | 1824.2072 | 1966.775 | 2109.3429 | 2251.9107 | 2394.4784 | 2537.0463 | 2679.614 | 2822.3425 | 2970.0781 | 3117.8134 | 3117.8134 | 3117.8134 | 3117.8134 | 2969.4134 | 2969.4134 | 2969.4134 | 2969.4134 | 2969.4134 | 2969.4134
TAS1 | Solar PV | 0 | 0 | 0 | 0 | 0 | 0 | 0 | 0 | 0 | 0 | 0 | 0 | 0 | 0 | 0 | 0 | 0 | 0 | 0 | 0 | 0 | 0 | 0 | 0 | 0 | 0 | 0 | 0 | 0
TAS1 | Grid Battery | 0 | 0 | 0 | 0 | 0 | 0 | 0 | 0 | 0 | 0 | 0 | 0 | 0 | 0 | 0 | 0 | 0 | 0 | 0 | 0 | 0 | 0 | 0 | 0 | 0 | 0 | 0 | 0 | 0
TAS1 | Pumped Hydro | 0 | 0 | 0 | 0 | 0 | 0 | 0 | 0 | 0 | 0 | 0 | 0 | 0 | 0 | 0 | 0 | 0 | 0 | 0 | 0 | 0 | 0 | 0 | 0 | 0 | 0 | 0 | 0 | 0
TAS1 | VPP | 0.44 | 0.556 | 0.666 | 0.899 | 1.187 | 1.539 | 1.937 | 2.273 | 2.657 | 2.881 | 3.642 | 3.97 | 4.496 | 4.849 | 5.053 | 5.218 | 5.369 | 5.522 | 5.695 | 5.875 | 6.049 | 6.225 | 6.407 | 6.581 | 6.745 | 6.9 | 7.052 | 7.205 | 7.36
Total excluding storage |  | 3362.65 | 3362.65 | 3504.3056 | 3645.9616 | 3787.3539 | 3924.5093 | 4311.665 | 4448.8204 | 4585.9758 | 4727.3035 | 4869.1072 | 5011.675 | 5154.2429 | 5296.8107 | 5439.3784 | 5581.9463 | 5724.514 | 5867.2425 | 6014.9781 | 6042.7134 | 6042.7134 | 6042.7134 | 6042.7134 | 5894.3134 | 5894.3134 | 5894.3134 | 5894.3134 | 5894.3134 | 5894.3134
Explicitly modelled pumping
Region | Technology | 2021-22 | 2022-23 | 2023-24 | 2024-25 | 2025-26 | 2026-27 | 2027-28 | 2028-29 | 2029-30 | 2030-31 | 2031-32 | 2032-33 | 2033-34 | 2034-35 | 2035-36 | 2036-37 | 2037-38 | 2038-39 | 2039-40 | 2040-41 | 2041-42 | 2042-43 | 2043-44 | 2044-45 | 2045-46 | 2046-47 | 2047-48 | 2048-49 | 2049-50
NEM | Grid Battery pump | 260.33 | 600.33 | 600.33 | 600.33 | 600.33 | 600.33 | 600.33 | 600.33 | 600.33 | 570.33 | 570.33 | 570.33 | 515 | 490 | 490 | 490.0001 | 746.8397 | 746.8397 | 914.4613 | 972.793 | 2458.7275 | 2468.4541 | 2528.567 | 3907.7573 | 3955.2107 | 3955.2107 | 3955.2107 | 4737.2357 | 5118.6525
NEM | Pumped Hydro Pump | 1330 | 1330 | 1330 | 1330 | 3370 | 3370 | 3370 | 3370 | 5370 | 5370 | 5370 | 5370 | 5370 | 5370 | 5370 | 5370 | 5370.0013 | 5370.0013 | 5598.3464 | 5598.3463 | 5682.5397 | 6000.6159 | 6000.6183 | 6000.6199 | 6684.2161 | 7822.7732 | 8060.98 | 8734.2408 | 8734.2408
NEM | VPP pump | 16.664 | 23.784 | 29.264 | 39.576 | 51.967 | 65.293 | 79.86 | 94.306 | 109.741 | 119.148 | 146.679 | 164.379 | 187.385 | 202.9 | 213.633 | 223.149 | 232.423 | 242.169 | 252.817 | 263.667 | 274.382 | 285.466 | 297.338 | 309.263 | 321.064 | 332.771 | 344.395 | 356.261 | 368.479
Region | Technology | 2021-22 | 2022-23 | 2023-24 | 2024-25 | 2025-26 | 2026-27 | 2027-28 | 2028-29 | 2029-30 | 2030-31 | 2031-32 | 2032-33 | 2033-34 | 2034-35 | 2035-36 | 2036-37 | 2037-38 | 2038-39 | 2039-40 | 2040-41 | 2041-42 | 2042-43 | 2043-44 | 2044-45 | 2045-46 | 2046-47 | 2047-48 | 2048-49 | 2049-50
NSW1 | Grid Battery pump | 0 | 0 | 0 | 0 | 0 | 0 | 0 | 0 | 0 | 0 | 0 | 0 | 0 | 0 | 0 | 0 | 0 | 0 | 0 | 0 | 0.00020949 | 0.00020963 | 59.717 | 340.547 | 388.0004 | 388.0004 | 388.0004 | 388.0005 | 388.0003
NSW1 | Pumped Hydro Pump | 840 | 840 | 840 | 840 | 2880 | 2880 | 2880 | 2880 | 4880 | 4880 | 4880 | 4880 | 4880 | 4880 | 4880 | 4880 | 4880 | 4880 | 4880 | 4879.9999 | 4880 | 4879.9976 | 4880 | 4880.0016 | 4880.0083 | 4880.0105 | 4880.0001 | 4880.0001 | 4880.0001
NSW1 | VPP pump | 6.558 | 8.786 | 10.68 | 15.384 | 20.217 | 25.635 | 31.095 | 36.873 | 42.845 | 46.41 | 57.069 | 64.706 | 73.35 | 79.327 | 83.166 | 86.441 | 89.566 | 92.826 | 96.448 | 100.138 | 103.729 | 107.422 | 111.417 | 115.418 | 119.319 | 123.127 | 126.856 | 130.617 | 134.472
Region | Technology | 2021-22 | 2022-23 | 2023-24 | 2024-25 | 2025-26 | 2026-27 | 2027-28 | 2028-29 | 2029-30 | 2030-31 | 2031-32 | 2032-33 | 2033-34 | 2034-35 | 2035-36 | 2036-37 | 2037-38 | 2038-39 | 2039-40 | 2040-41 | 2041-42 | 2042-43 | 2043-44 | 2044-45 | 2045-46 | 2046-47 | 2047-48 | 2048-49 | 2049-50
QLD1 | Grid Battery pump | 0 | 20 | 20 | 20 | 20 | 20 | 20 | 20 | 20 | 20 | 20 | 20 | 20 | 20 | 20 | 20 | 276.8396 | 276.8396 | 276.8396 | 315.7311 | 845.3696 | 1155.0962 | 1155.0962 | 1657.1344 | 1657.1344 | 1657.1344 | 1657.1344 | 1657.1344 | 2038.5513
QLD1 | Pumped Hydro Pump | 490 | 490 | 490 | 490 | 490 | 490 | 490 | 490 | 490 | 490 | 490 | 490 | 490 | 490 | 490 | 490 | 490.0007 | 490.0007 | 490.0007 | 490.0007 | 574.1941 | 892.2726 | 892.2726 | 892.2726 | 1436.0008 | 2574.5557 | 2574.5557 | 2574.5557 | 2574.5557
QLD1 | VPP pump | 2.603 | 3.317 | 4.026 | 5.403 | 7.677 | 9.803 | 12.359 | 14.691 | 17.29 | 18.852 | 24.22 | 26.67 | 30.579 | 33.136 | 34.83 | 36.323 | 37.834 | 39.483 | 41.237 | 42.889 | 44.434 | 46.046 | 47.854 | 49.667 | 51.432 | 53.152 | 54.833 | 56.545 | 58.297
Region | Technology | 2021-22 | 2022-23 | 2023-24 | 2024-25 | 2025-26 | 2026-27 | 2027-28 | 2028-29 | 2029-30 | 2030-31 | 2031-32 | 2032-33 | 2033-34 | 2034-35 | 2035-36 | 2036-37 | 2037-38 | 2038-39 | 2039-40 | 2040-41 | 2041-42 | 2042-43 | 2043-44 | 2044-45 | 2045-46 | 2046-47 | 2047-48 | 2048-49 | 2049-50
VIC1 | Grid Battery pump | 55.33 | 375.33 | 375.33 | 375.33 | 375.33 | 375.33 | 375.33 | 375.33 | 375.33 | 375.33 | 375.33 | 375.33 | 320 | 320 | 320 | 320 | 320 | 320 | 429.1256 | 429.1256 | 844.5579 | 544.5579 | 544.954 | 901.1055 | 901.1055 | 901.1055 | 901.1055 | 1683.1304 | 1683.1304
VIC1 | Pumped Hydro Pump | 0 | 0 | 0 | 0 | 0 | 0 | 0 | 0 | 0 | 0 | 0 | 0 | 0 | 0 | 0 | 0 | 0.000563 | 0.00056314 | 228.3456 | 228.3456 | 228.3456 | 228.3456 | 228.3456 | 228.3456 | 368.2069 | 368.2069 | 606.4242 | 1279.685 | 1279.685
VIC1 | VPP pump | 3.731 | 5.337 | 6.562 | 8.868 | 11.994 | 15.011 | 18.664 | 22.177 | 26.3 | 29 | 38.307 | 44.082 | 52.345 | 57.273 | 60.753 | 63.832 | 66.791 | 69.883 | 73.295 | 76.876 | 80.486 | 84.222 | 88.149 | 92.06 | 95.945 | 99.82 | 103.664 | 107.599 | 111.657
Region | Technology | 2021-22 | 2022-23 | 2023-24 | 2024-25 | 2025-26 | 2026-27 | 2027-28 | 2028-29 | 2029-30 | 2030-31 | 2031-32 | 2032-33 | 2033-34 | 2034-35 | 2035-36 | 2036-37 | 2037-38 | 2038-39 | 2039-40 | 2040-41 | 2041-42 | 2042-43 | 2043-44 | 2044-45 | 2045-46 | 2046-47 | 2047-48 | 2048-49 | 2049-50
SA1 | Grid Battery pump | 205 | 205 | 205 | 205 | 205 | 205 | 205 | 205 | 205 | 175 | 175 | 175 | 175 | 150 | 150 | 150.0001 | 150.0001 | 150.0001 | 208.4961 | 227.9363 | 768.7998 | 768.7998 | 768.7998 | 1008.9705 | 1008.9705 | 1008.9705 | 1008.9705 | 1008.9705 | 1008.9705
SA1 | Pumped Hydro Pump | 0 | 0 | 0 | 0 | 0 | 0 | 0 | 0 | 0 | 0 | 0 | 0 | 0 | 0 | 0 | 0 | 0 | 0 | 0 | 0 | 0 | 0 | 0 | 0 | 0 | 0 | 0 | 0 | 0
SA1 | VPP pump | 3.332 | 5.788 | 7.33 | 9.022 | 10.892 | 13.305 | 15.805 | 18.292 | 20.649 | 22.005 | 23.441 | 24.951 | 26.615 | 28.315 | 29.831 | 31.335 | 32.863 | 34.455 | 36.142 | 37.889 | 39.684 | 41.551 | 43.511 | 45.537 | 47.623 | 49.772 | 51.99 | 54.295 | 56.693
Region | Technology | 2021-22 | 2022-23 | 2023-24 | 2024-25 | 2025-26 | 2026-27 | 2027-28 | 2028-29 | 2029-30 | 2030-31 | 2031-32 | 2032-33 | 2033-34 | 2034-35 | 2035-36 | 2036-37 | 2037-38 | 2038-39 | 2039-40 | 2040-41 | 2041-42 | 2042-43 | 2043-44 | 2044-45 | 2045-46 | 2046-47 | 2047-48 | 2048-49 | 2049-50
TAS1 | Grid Battery pump | 0 | 0 | 0 | 0 | 0 | 0 | 0 | 0 | 0 | 0 | 0 | 0 | 0 | 0 | 0 | 0 | 0 | 0 | 0 | 0 | 0 | 0 | 0 | 0 | 0 | 0 | 0 | 0 | 0
TAS1 | Pumped Hydro Pump | 0 | 0 | 0 | 0 | 0 | 0 | 0 | 0 | 0 | 0 | 0 | 0 | 0 | 0 | 0 | 0 | 0 | 0 | 0 | 0 | 0 | 0 | 0 | 0 | 0 | 0 | 0 | 0 | 0
TAS1 | VPP pump | 0.44 | 0.556 | 0.666 | 0.899 | 1.187 | 1.539 | 1.937 | 2.273 | 2.657 | 2.881 | 3.642 | 3.97 | 4.496 | 4.849 | 5.053 | 5.218 | 5.369 | 5.522 | 5.695 | 5.875 | 6.049 | 6.225 | 6.407 | 6.581 | 6.745 | 6.9 | 7.052 | 7.205 | 7.36
Non-controllable capacity
Region | Technology | 2021-22 | 2022-23 | 2023-24 | 2024-25 | 2025-26 | 2026-27 | 2027-28 | 2028-29 | 2029-30 | 2030-31 | 2031-32 | 2032-33 | 2033-34 | 2034-35 | 2035-36 | 2036-37 | 2037-38 | 2038-39 | 2039-40 | 2040-41 | 2041-42 | 2042-43 | 2043-44 | 2044-45 | 2045-46 | 2046-47 | 2047-48 | 2048-49 | 2049-50
NEM | Distributed PV | 12071.9601 | 12836.0361 | 13523.7203 | 14178.8822 | 14835.3555 | 15512.5326 | 16239.5508 | 16947.0386 | 17304.9306 | 17661.8011 | 18071.8312 | 18473.5992 | 18889.9324 | 19279.6463 | 19731.7674 | 20174.5607 | 20632.9484 | 21060.8571 | 21555.5786 | 22035.2366 | 22529.408 | 22994.5294 | 23523.7678 | 24037.3582 | 24568.6893 | 25073.3722 | 25638.2168 | 26197.5392 | 26773.1224
NEM | Behind the meter battery | 514.2 | 585.4 | 595.3 | 686 | 782.7 | 866.9 | 945.3 | 1004.4 | 1060.4 | 1110.7 | 1327.7 | 1440 | 1591.4 | 1670 | 1705.2 | 1728.8 | 1748.8 | 1771.3 | 1798.9 | 1826 | 1850.6 | 1875.9 | 1904.8 | 1932 | 1957.1 | 1979.7 | 2000.5 | 2021.5 | 2042.8
NEM | Behind the meter battery pump | 514.2 | 585.4 | 595.3 | 686 | 782.7 | 866.9 | 945.3 | 1004.4 | 1060.4 | 1110.7 | 1327.7 | 1440 | 1591.4 | 1670 | 1705.2 | 1728.8 | 1748.8 | 1771.3 | 1798.9 | 1826 | 1850.6 | 1875.9 | 1904.8 | 1932 | 1957.1 | 1979.7 | 2000.5 | 2021.5 | 2042.8
Region | Technology | 2021-22 | 2022-23 | 2023-24 | 2024-25 | 2025-26 | 2026-27 | 2027-28 | 2028-29 | 2029-30 | 2030-31 | 2031-32 | 2032-33 | 2033-34 | 2034-35 | 2035-36 | 2036-37 | 2037-38 | 2038-39 | 2039-40 | 2040-41 | 2041-42 | 2042-43 | 2043-44 | 2044-45 | 2045-46 | 2046-47 | 2047-48 | 2048-49 | 2049-50
NSW1 | Distributed PV | 3430.8612 | 3527.2651 | 3614.3143 | 3699.3742 | 3789.5904 | 3891.8215 | 4014.3248 | 4133.0652 | 4245.4669 | 4356.5247 | 4487.0786 | 4613.9457 | 4737.3366 | 4858.6192 | 5000.9756 | 5145.5395 | 5282.184 | 5417.1154 | 5576.6413 | 5731.6154 | 5876.7806 | 6020.8082 | 6185.689 | 6344.5854 | 6498.3271 | 6651.7908 | 6826.6012 | 6999.4085 | 7167.53
NSW1 | Behind the meter battery | 201.8 | 215.1 | 216 | 265.7 | 303.3 | 339.1 | 366.6 | 391.3 | 412.5 | 431 | 514.9 | 565.5 | 621.4 | 651.4 | 662.3 | 668.2 | 672.5 | 677.5 | 684.8 | 692 | 698 | 704.3 | 712.1 | 719.4 | 725.6 | 730.8 | 735.1 | 739.4 | 743.7
NSW1 | Behind the meter battery pump | 201.8 | 215.1 | 216 | 265.7 | 303.3 | 339.1 | 366.6 | 391.3 | 412.5 | 431 | 514.9 | 565.5 | 621.4 | 651.4 | 662.3 | 668.2 | 672.5 | 677.5 | 684.8 | 692 | 698 | 704.3 | 712.1 | 719.4 | 725.6 | 730.8 | 735.1 | 739.4 | 743.7
Region | Technology | 2021-22 | 2022-23 | 2023-24 | 2024-25 | 2025-26 | 2026-27 | 2027-28 | 2028-29 | 2029-30 | 2030-31 | 2031-32 | 2032-33 | 2033-34 | 2034-35 | 2035-36 | 2036-37 | 2037-38 | 2038-39 | 2039-40 | 2040-41 | 2041-42 | 2042-43 | 2043-44 | 2044-45 | 2045-46 | 2046-47 | 2047-48 | 2048-49 | 2049-50
QLD1 | Distributed PV | 3741.7238 | 3869.0981 | 3973.6735 | 4075.8552 | 4172.314 | 4278.4141 | 4391.7895 | 4494.34 | 4600.5328 | 4727.8011 | 4862.3166 | 4995.4091 | 5135.1279 | 5271.4915 | 5416.5844 | 5560.3624 | 5711.0651 | 5858.7107 | 6015.515 | 6171.571 | 6334.8512 | 6495.4532 | 6665.5414 | 6835.2177 | 7012.493 | 7187.5078 | 7372.4627 | 7557.1951 | 7749.9919
QLD1 | Behind the meter battery | 79.2 | 80.1 | 80.3 | 92 | 113.9 | 128.2 | 144.3 | 154.2 | 164.6 | 173.1 | 216.9 | 231 | 257 | 270.1 | 275.5 | 278.8 | 282.2 | 286.3 | 291 | 294.6 | 297.3 | 300.2 | 304.1 | 307.9 | 311.2 | 313.8 | 316.2 | 318.6 | 320.9
QLD1 | Behind the meter battery pump | 79.2 | 80.1 | 80.3 | 92 | 113.9 | 128.2 | 144.3 | 154.2 | 164.6 | 173.1 | 216.9 | 231 | 257 | 270.1 | 275.5 | 278.8 | 282.2 | 286.3 | 291 | 294.6 | 297.3 | 300.2 | 304.1 | 307.9 | 311.2 | 313.8 | 316.2 | 318.6 | 320.9
Region | Technology | 2021-22 | 2022-23 | 2023-24 | 2024-25 | 2025-26 | 2026-27 | 2027-28 | 2028-29 | 2029-30 | 2030-31 | 2031-32 | 2032-33 | 2033-34 | 2034-35 | 2035-36 | 2036-37 | 2037-38 | 2038-39 | 2039-40 | 2040-41 | 2041-42 | 2042-43 | 2043-44 | 2044-45 | 2045-46 | 2046-47 | 2047-48 | 2048-49 | 2049-50
VIC1 | Distributed PV | 3041.4624 | 3518.1757 | 3971.6673 | 4412.0893 | 4853.275 | 5291.2838 | 5750.236 | 6186.4027 | 6286.932 | 6368.0063 | 6473.0152 | 6560.8448 | 6673.5508 | 6766.6424 | 6889.6154 | 6988.2177 | 7116.9713 | 7221.569 | 7356.466 | 7467.3854 | 7608.9017 | 7726.6891 | 7875.322 | 8000.5227 | 8154.3054 | 8285.5073 | 8442.7184 | 8582.5143 | 8748.4613
VIC1 | Behind the meter battery | 115.8 | 132 | 134 | 154.3 | 181.6 | 200.5 | 222.3 | 237.7 | 255.9 | 272.2 | 349.4 | 389.1 | 448 | 474.7 | 488.1 | 497.5 | 505.4 | 513.9 | 524.2 | 535 | 545.4 | 556 | 567.3 | 577.6 | 587.3 | 596.3 | 604.5 | 612.8 | 621.3
VIC1 | Behind the meter battery pump | 115.8 | 132 | 134 | 154.3 | 181.6 | 200.5 | 222.3 | 237.7 | 255.9 | 272.2 | 349.4 | 389.1 | 448 | 474.7 | 488.1 | 497.5 | 505.4 | 513.9 | 524.2 | 535 | 545.4 | 556 | 567.3 | 577.6 | 587.3 | 596.3 | 604.5 | 612.8 | 621.3
Region | Technology | 2021-22 | 2022-23 | 2023-24 | 2024-25 | 2025-26 | 2026-27 | 2027-28 | 2028-29 | 2029-30 | 2030-31 | 2031-32 | 2032-33 | 2033-34 | 2034-35 | 2035-36 | 2036-37 | 2037-38 | 2038-39 | 2039-40 | 2040-41 | 2041-42 | 2042-43 | 2043-44 | 2044-45 | 2045-46 | 2046-47 | 2047-48 | 2048-49 | 2049-50
SA1 | Distributed PV | 1673.4667 | 1732.8694 | 1772.1978 | 1795.6398 | 1822.1359 | 1849.3844 | 1879.1234 | 1926.8971 | 1963.3836 | 1998.2747 | 2035.4872 | 2084.6971 | 2122.6241 | 2158.9148 | 2197.706 | 2248.5938 | 2288.0676 | 2325.98 | 2366.3689 | 2418.8952 | 2460.0783 | 2499.7339 | 2542.0457 | 2596.5163 | 2639.7737 | 2681.556 | 2725.882 | 2782.2745 | 2827.4561
SA1 | Behind the meter battery | 103.9 | 144.7 | 151.6 | 158.6 | 166.2 | 178.9 | 189.4 | 197.3 | 202.1 | 207.8 | 213.7 | 219.9 | 227 | 234 | 239.2 | 244 | 248.5 | 253.4 | 258.6 | 263.9 | 269.2 | 274.6 | 280.4 | 286.2 | 292 | 297.9 | 303.9 | 310 | 316.3
SA1 | Behind the meter battery pump | 103.9 | 144.7 | 151.6 | 158.6 | 166.2 | 178.9 | 189.4 | 197.3 | 202.1 | 207.8 | 213.7 | 219.9 | 227 | 234 | 239.2 | 244 | 248.5 | 253.4 | 258.6 | 263.9 | 269.2 | 274.6 | 280.4 | 286.2 | 292 | 297.9 | 303.9 | 310 | 316.3
Region | Technology | 2021-22 | 2022-23 | 2023-24 | 2024-25 | 2025-26 | 2026-27 | 2027-28 | 2028-29 | 2029-30 | 2030-31 | 2031-32 | 2032-33 | 2033-34 | 2034-35 | 2035-36 | 2036-37 | 2037-38 | 2038-39 | 2039-40 | 2040-41 | 2041-42 | 2042-43 | 2043-44 | 2044-45 | 2045-46 | 2046-47 | 2047-48 | 2048-49 | 2049-50
TAS1 | Distributed PV | 184.446 | 188.6279 | 191.8675 | 195.9237 | 198.0401 | 201.6287 | 204.0771 | 206.3336 | 208.6153 | 211.1944 | 213.9334 | 218.7025 | 221.2929 | 223.9783 | 226.886 | 231.8473 | 234.6604 | 237.482 | 240.5874 | 245.7697 | 248.7962 | 251.845 | 255.1696 | 260.5161 | 263.7902 | 267.0104 | 270.5525 | 276.1467 | 279.6832
TAS1 | Behind the meter battery | 13.5 | 13.5 | 13.4 | 15.4 | 17.7 | 20.2 | 22.7 | 23.9 | 25.3 | 26.6 | 32.8 | 34.5 | 38 | 39.8 | 40.1 | 40.3 | 40.2 | 40.2 | 40.3 | 40.5 | 40.7 | 40.8 | 40.9 | 40.9 | 41 | 40.9 | 40.8 | 40.7 | 40.6
TAS1 | Behind the meter battery pump | 13.5 | 13.5 | 13.4 | 15.4 | 17.7 | 20.2 | 22.7 | 23.9 | 25.3 | 26.6 | 32.8 | 34.5 | 38 | 39.8 | 40.1 | 40.3 | 40.2 | 40.2 | 40.3 | 40.5 | 40.7 | 40.8 | 40.9 | 40.9 | 41 | 40.9 | 40.8 | 40.7 | 40.6

## Marinus_VOM Cost
VOM cost by technology ($000s) - Marinus Link, Slow Change Scenario
VOM | Real June 2020 dollars discounted to 1 July 2020
Explicitly modelled generation
Region | Technology | 2021-22 | 2022-23 | 2023-24 | 2024-25 | 2025-26 | 2026-27 | 2027-28 | 2028-29 | 2029-30 | 2030-31 | 2031-32 | 2032-33 | 2033-34 | 2034-35 | 2035-36 | 2036-37 | 2037-38 | 2038-39 | 2039-40 | 2040-41 | 2041-42 | 2042-43 | 2043-44 | 2044-45 | 2045-46 | 2046-47 | 2047-48 | 2048-49 | 2049-50
NEM | Black Coal | 323163.8165 | 279744.3924 | 265177.7829 | 261496.591 | 238192.0076 | 208005.4428 | 181496.5837 | 178581.6214 | 125227.7599 | 106291.9477 | 74144.1079 | 77474.2115 | 81015.6254 | 75260.156 | 65154.4142 | 67160.6491 | 68625.6804 | 65567.246 | 58117.8166 | 53743.5671 | 48482.275 | 32500.456 | 25900.3317 | 20987.8175 | 17672.6416 | 13683.1517 | 12410.6239 | 11298.551 | 10016.0432
NEM | Brown Coal | 105318.863 | 87782.8075 | 92759.521 | 53740.2552 | 53739.2525 | 50137.5616 | 41087.4417 | 42550.793 | 39285.5867 | 40621.8504 | 35917.808 | 35709.0525 | 36086.8711 | 34350.2507 | 33269.7902 | 31696.1068 | 29103.1361 | 29392.1261 | 26043.1089 | 24684.2313 | 25974.5689 | 25140.491 | 23289.5272 | 22397.6366 | 20412.6904 | 21256.5875 | 10691.3913 | 0 | 0
NEM | CCGT | 15859.7235 | 15240.6659 | 11718.5502 | 11236.9695 | 10365.2781 | 11305.588 | 10486.222 | 15612.558 | 8969.75 | 8608.3584 | 8566.4807 | 8859.1497 | 8213.2666 | 8030.6847 | 7405.3424 | 7124.0354 | 5946.8286 | 8451.2125 | 10136.8447 | 10589.6885 | 8158.0471 | 11716.5555 | 7624.3151 | 7380.0333 | 3729.0686 | 2661.5182 | 2570.0066 | 2468.9306 | 2379.1966
NEM | Gas - Steam | 1675.4216 | 1665.1592 | 1756.1838 | 645.6007 | 601.2568 | 596.2202 | 562.742 | 875.0718 | 513.1198 | 497.7624 | 482.1712 | 470.4396 | 449.7894 | 428.5139 | 323.4218 | 307.3481 | 316.025 | 288.3324 | 261.6607 | 258.6074 | 241.856 | 348.9622 | 393.6375 | 361.3138 | 497.3838 | 0 | 0 | 0 | 0
NEM | OCGT / Diesel | 251.3495 | 146.9952 | 685.4856 | 491.9086 | 133.7921 | 517.9142 | 218.0656 | 1504.0274 | 34.1328 | 20.5792 | 29.0302 | 389.3812 | 219.777 | 80.8332 | 452.5128 | 418.6723 | 1006.3402 | 984.5008 | 2790.0584 | 3960.138 | 2772.2054 | 2375.7015 | 7977.6616 | 3082.4944 | 4284.5082 | 3541.6448 | 6643.3755 | 8839.2379 | 8473.4682
NEM | Hydro | 90445.9631 | 86748.5695 | 80868.0972 | 99588.5769 | 95832.9798 | 68955.1039 | 85457.774 | 91873.4863 | 77708.2111 | 69737.4312 | 60910.37 | 59797.202 | 59576.4364 | 57327.9093 | 51166.3381 | 47037.4833 | 52654.5513 | 45049.1848 | 40794.8531 | 36384.6126 | 35500.0402 | 36603.5869 | 34485.5213 | 32274.7766 | 30081.8244 | 34424.3612 | 27679.8432 | 24056.0551 | 21979.5245
NEM | Wind | 66817.2236 | 78927.2781 | 68709.927 | 70327.6678 | 70307.0794 | 70683.3006 | 68463.2865 | 58943.9884 | 55881.3956 | 53077.4106 | 53181.145 | 46231.5864 | 44004.242 | 43294.5572 | 42389.6976 | 40833.5187 | 34331.1945 | 30266.425 | 27468.0961 | 26256.5847 | 23393.2081 | 21759.6136 | 17201.1111 | 16074.9256 | 10779.7515 | 8408.8777 | 6883.9649 | 4964.9491 | 3159.5533
NEM | Solar PV | 13.7055 | 16.2002 | 15.8303 | 14.6652 | 13.8273 | 14.1111 | 21.7314 | 28.3804 | 41.5297 | 55.6694 | 95.5256 | 90.3522 | 84.7373 | 79.1776 | 81.8541 | 78.7974 | 67.687 | 67.2874 | 69.0389 | 68.3222 | 64.6851 | 79.4182 | 79.0212 | 80.7665 | 87.9001 | 106.9374 | 114.4098 | 123.7521 | 133.7589
NEM | Grid Battery | 0.1383 | 0.20457 | 0.22788 | 0.29696 | 0.29241 | 0.29561 | 0.27582 | 0.24957 | 0.22725 | 0.2197 | 0.214 | 0.21191 | 0.18094 | 0.15986 | 0.15793 | 0.15227 | 0.57267 | 0.55304 | 0.79082 | 0.8594 | 2.6833 | 2.9184 | 2.8771 | 4.2868 | 4.1757 | 3.8659 | 3.7507 | 4.2027 | 4.19
NEM | Pumped Hydro | 573.26 | 1373.4395 | 1543.3985 | 3108.5816 | 3858.6326 | 3735.7473 | 2933.1804 | 4025.5267 | 2079.885 | 2543.6105 | 2716.5298 | 4258.8321 | 3342.9134 | 3615.3478 | 3346.7881 | 3137.87 | 3398.0009 | 3170.5778 | 2964.5893 | 2446.5891 | 2399.5681 | 2032.1817 | 1629.6427 | 1385.3014 | 1078.7685 | 998.6625 | 902.9498 | 779.3085 | 472.6054
NEM | VPP | 0.11126 | 0.15858 | 0.18675 | 0.27274 | 0.37857 | 0.4668 | 0.52289 | 0.56149 | 0.59634 | 0.61553 | 0.73369 | 0.81817 | 0.89554 | 0.93748 | 0.92794 | 0.9267 | 0.8989 | 0.88278 | 0.8455 | 0.82567 | 0.73733 | 0.72784 | 0.70203 | 0.67111 | 0.66156 | 0.63283 | 0.61489 | 0.57946 | 0.4354
Total excluding storage |  | 603546.0663 | 550272.0679 | 521691.3781 | 497542.2349 | 469185.4736 | 410215.2424 | 387793.8469 | 389969.9268 | 307661.4856 | 278911.0094 | 233326.6385 | 229021.375 | 229650.7453 | 218852.0827 | 200243.3713 | 194656.6111 | 192051.4431 | 180066.315 | 165681.4774 | 155945.7517 | 144586.8858 | 130524.785 | 116951.1266 | 102639.7643 | 87545.7687 | 84083.0786 | 66993.6152 | 51751.4758 | 46141.5448
Region | Technology | 2021-22 | 2022-23 | 2023-24 | 2024-25 | 2025-26 | 2026-27 | 2027-28 | 2028-29 | 2029-30 | 2030-31 | 2031-32 | 2032-33 | 2033-34 | 2034-35 | 2035-36 | 2036-37 | 2037-38 | 2038-39 | 2039-40 | 2040-41 | 2041-42 | 2042-43 | 2043-44 | 2044-45 | 2045-46 | 2046-47 | 2047-48 | 2048-49 | 2049-50
NSW1 | Black Coal | 161021.7655 | 138928.8215 | 116294.2172 | 131993.437 | 105255.3431 | 97541.8731 | 82182.1247 | 88964.6894 | 46689.95 | 34061.4036 | 15301.3346 | 14753.614 | 19255.748 | 16308.9901 | 12191.5795 | 15843.037 | 18485.043 | 17766.053 | 14967.561 | 12377.207 | 10162.0302 | 0 | 0 | 0 | 0 | 0 | 0 | 0 | 0
NSW1 | Brown Coal | 0 | 0 | 0 | 0 | 0 | 0 | 0 | 0 | 0 | 0 | 0 | 0 | 0 | 0 | 0 | 0 | 0 | 0 | 0 | 0 | 0 | 0 | 0 | 0 | 0 | 0 | 0 | 0 | 0
NSW1 | CCGT | 233.3042 | 225.5901 | 653.1458 | 405.8715 | 385.3838 | 373.1451 | 361.3622 | 347.8729 | 327.0142 | 318.8004 | 305.5968 | 294.0388 | 284.8583 | 272.295 | 268.6218 | 253.1724 | 249.6967 | 2071.1672 | 3530.355 | 4029.3929 | 2538.2183 | 3823.4734 | 3.7058 | 9.4886e-05 | 9.4079e-05 | 0.00011915 | 0.00011916 | 0.00011217 | 0.00010576
NSW1 | Gas - Steam | 0 | 0 | 0 | 0 | 0 | 0 | 0 | 0 | 0 | 0 | 0 | 0 | 0 | 0 | 0 | 0 | 0 | 0 | 0 | 0 | 0 | 0 | 0 | 0 | 0 | 0 | 0 | 0 | 0
NSW1 | OCGT / Diesel | 8.9138e-05 | 8.5201e-05 | 29.793 | 264.3768 | 46.5541 | 128.563 | 42.492 | 75.2491 | 8.7054e-05 | 8.628e-05 | 7.9012e-05 | 87.9054 | 14.5383 | 22.395 | 74.4106 | 40.3125 | 117.1343 | 32.7127 | 473.1194 | 661.0991 | 475.8934 | 372.7804 | 3204.6637 | 1074.1162 | 1156.5808 | 846.8682 | 3713.5789 | 3257.6145 | 4360.8355
NSW1 | Hydro | 14191.7519 | 14451.4419 | 12587.1933 | 16332.4103 | 16871.0928 | 14493.2612 | 12933.7418 | 17523.2946 | 12230.4968 | 10893.4315 | 10940.9084 | 11546.2485 | 11810.3725 | 13314.2923 | 11023.8075 | 10138.2349 | 13818.7351 | 10919.8528 | 8917.1337 | 8314.272 | 7351.7494 | 9206.531 | 9306.6647 | 8393.8616 | 7954.444 | 10093.1967 | 7877.225 | 6528.2159 | 5816.2044
NSW1 | Wind | 15956.4281 | 17989.4365 | 16313.7782 | 15624.6319 | 15730.315 | 16081.718 | 15368.5576 | 12138.4455 | 10927.1973 | 11345.9388 | 11990.5614 | 10962.5262 | 10483.577 | 10451.139 | 10318.5854 | 9785.2376 | 6996.821 | 5240.1604 | 5503.8621 | 5121.1805 | 4588.4378 | 4306.965 | 3096.2356 | 3261.605 | 2956.491 | 1656.5769 | 1365.9492 | 1025.2243 | 947.0209
NSW1 | Solar PV | 5.0514 | 5.9237 | 5.7447 | 5.3285 | 4.8812 | 5.0908 | 12.9041 | 21.0131 | 33.946 | 48.1579 | 88.1833 | 83.1603 | 78.1121 | 72.8005 | 75.4294 | 72.6975 | 62.6553 | 62.0965 | 63.864 | 63.3038 | 59.7341 | 63.1177 | 59.4668 | 61.3076 | 62.6643 | 71.9238 | 74.4087 | 75.7402 | 75.0855
NSW1 | Grid Battery | 1.0508e-07 | 1.0271e-07 | 9.8405e-08 | 9.3753e-08 | 8.7123e-08 | 8.5818e-08 | 9.5491e-08 | 9.7615e-08 | 2.8559e-07 | 2.8504e-07 | 3.0504e-07 | 2.9801e-07 | 2.9291e-07 | 2.8315e-07 | 2.9661e-07 | 2.8968e-07 | 2.6665e-07 | 2.5952e-07 | 2.962e-07 | 2.8519e-07 | 5.4766e-07 | 5.2769e-07 | 0.072993 | 0.40412 | 0.43624 | 0.41186 | 0.39324 | 0.38785 | 0.35513
NSW1 | Pumped Hydro | 290.0743 | 617.8668 | 717.5126 | 824.4938 | 562.9716 | 533.2471 | 414.1632 | 503.3879 | 222.7822 | 378.3563 | 581.953 | 1246.4 | 928.3136 | 818.7128 | 966.5049 | 891.6905 | 882.0139 | 783.459 | 787.259 | 584.2168 | 642.4477 | 600.7396 | 432.5593 | 414.0634 | 403.0291 | 497.9407 | 419.4932 | 404.7779 | 261.5112
NSW1 | VPP | 0.055249 | 0.07232 | 0.072998 | 0.098474 | 0.13677 | 0.17571 | 0.19347 | 0.21037 | 0.22186 | 0.2232 | 0.26212 | 0.29678 | 0.33052 | 0.34086 | 0.33312 | 0.33629 | 0.32705 | 0.3077 | 0.31237 | 0.29726 | 0.30336 | 0.29625 | 0.28569 | 0.26984 | 0.25981 | 0.25401 | 0.23848 | 0.23651 | 0.17717
Total excluding storage |  | 191408.3011 | 171601.2137 | 145883.8721 | 164626.0559 | 138293.57 | 128623.6512 | 110901.1823 | 119070.5646 | 70208.6043 | 56667.7323 | 38626.5847 | 37727.4933 | 41927.2062 | 40441.9119 | 33952.4342 | 36132.6918 | 39730.0854 | 36092.0425 | 33455.8952 | 30566.4553 | 25176.0632 | 17772.8674 | 15670.7367 | 12790.8906 | 12130.1801 | 12668.5657 | 13031.162 | 10886.795 | 11199.1464
Region | Technology | 2021-22 | 2022-23 | 2023-24 | 2024-25 | 2025-26 | 2026-27 | 2027-28 | 2028-29 | 2029-30 | 2030-31 | 2031-32 | 2032-33 | 2033-34 | 2034-35 | 2035-36 | 2036-37 | 2037-38 | 2038-39 | 2039-40 | 2040-41 | 2041-42 | 2042-43 | 2043-44 | 2044-45 | 2045-46 | 2046-47 | 2047-48 | 2048-49 | 2049-50
QLD1 | Black Coal | 162142.051 | 140815.5709 | 148883.5657 | 129503.154 | 132936.6645 | 110463.5697 | 99314.459 | 89616.932 | 78537.8099 | 72230.5442 | 58842.7733 | 62720.5975 | 61759.8774 | 58951.1659 | 52962.8347 | 51317.6121 | 50140.6374 | 47801.193 | 43150.2556 | 41366.3601 | 38320.2448 | 32500.456 | 25900.3317 | 20987.8175 | 17672.6416 | 13683.1517 | 12410.6239 | 11298.551 | 10016.0432
QLD1 | Brown Coal | 0 | 0 | 0 | 0 | 0 | 0 | 0 | 0 | 0 | 0 | 0 | 0 | 0 | 0 | 0 | 0 | 0 | 0 | 0 | 0 | 0 | 0 | 0 | 0 | 0 | 0 | 0 | 0 | 0
QLD1 | CCGT | 7779.5602 | 7479.0747 | 8043.2439 | 7987.6521 | 7261.178 | 8306.1918 | 7597.5082 | 12818.4526 | 6296.2017 | 6030.4234 | 6087.7222 | 6480.0793 | 5900.3058 | 5815.487 | 5256.3291 | 5076.6293 | 5697.1318 | 6380.0451 | 6606.4896 | 6560.2955 | 5619.8287 | 7893.082 | 7620.6091 | 7380.0331 | 3729.0684 | 2661.5179 | 2570.0063 | 2468.9303 | 2379.1963
QLD1 | Gas - Steam | 261.4149 | 251.6153 | 478.6227 | 461.1057 | 440.5066 | 427.3737 | 410.5705 | 725.4995 | 379.1019 | 367.2857 | 353.6081 | 338.2088 | 327.5226 | 315.8488 | 305.4728 | 291.3222 | 281.8239 | 271.036 | 261.6607 | 258.6074 | 241.856 | 348.9622 | 393.6375 | 361.3138 | 497.3838 | 0 | 0 | 0 | 0
QLD1 | OCGT / Diesel | 0.00017397 | 0.00016773 | 0.00016898 | 120.5066 | 39.2471 | 257.4924 | 131.1198 | 1350.463 | 34.1322 | 8.7432 | 15.2391 | 208.9202 | 175.2516 | 37.2228 | 140.476 | 160.8402 | 321.8424 | 169.8499 | 574.6604 | 390.884 | 550.7608 | 406.1765 | 1057.5049 | 1456.9885 | 2626.4008 | 2261.1175 | 2199.9297 | 2527.9937 | 1488.468
QLD1 | Hydro | 4661.4251 | 4471.4563 | 4299.3791 | 4101.9943 | 3928.5971 | 3767.8963 | 3623.9059 | 3460.6019 | 3313.108 | 3137.3685 | 3045.6348 | 2910.1205 | 2786.4514 | 2670.632 | 2566.5726 | 2449.647 | 883.3629 | 847.8154 | 813.5232 | 776.8513 | 744.747 | 0 | 0 | 0 | 0 | 0 | 0 | 0 | 0
QLD1 | Wind | 5433.6386 | 8786.9074 | 8426.7614 | 7573.6182 | 8655.8833 | 8388.5253 | 8713.4626 | 8051.1929 | 7257.2298 | 7247.1865 | 5914.5747 | 5644.9704 | 4973.0872 | 5668.7683 | 5264.0387 | 5613.4297 | 5147.2935 | 4771.2491 | 4745.7152 | 4061.0849 | 3928.3368 | 3394.3521 | 3119.6109 | 1758.5305 | 1872.7227 | 1623.4676 | 1477.3053 | 1158.2128 | 702.5764
QLD1 | Solar PV | 5.2511 | 6.872 | 6.7387 | 6.2134 | 6.0678 | 6.1227 | 5.9702 | 4.8016 | 5.0136 | 5.0224 | 4.9163 | 4.8055 | 4.4294 | 4.3335 | 4.381 | 4.0714 | 3.2098 | 3.3578 | 3.3711 | 3.28 | 3.2199 | 14.1518 | 14.1045 | 14.2484 | 19.1517 | 29.6564 | 29.6834 | 29.429 | 36.017
QLD1 | Grid Battery | 7.0879e-08 | 0.026778 | 0.025194 | 0.026755 | 0.028671 | 0.027879 | 0.026069 | 0.024895 | 0.02258 | 0.021853 | 0.020678 | 0.020288 | 0.01957 | 0.01948 | 0.018232 | 0.017599 | 0.44824 | 0.4315 | 0.4184 | 0.48094 | 1.1296 | 1.4555 | 1.4163 | 1.8661 | 1.7868 | 1.6485 | 1.6226 | 1.5449 | 1.7919
QLD1 | Pumped Hydro | 283.1857 | 755.5727 | 825.8859 | 2284.0878 | 3295.661 | 3202.5002 | 2519.0172 | 3522.1388 | 1857.1028 | 2165.2542 | 2134.5768 | 3012.432 | 2414.5998 | 2796.635 | 2380.2832 | 2246.1795 | 2515.987 | 2387.1188 | 2176.655 | 1861.7596 | 1756.532 | 1430.8944 | 1196.5989 | 970.7495 | 674.9972 | 500.0256 | 482.3266 | 372.4683 | 209.2621
QLD1 | VPP | 0.017371 | 0.022994 | 0.024558 | 0.036126 | 0.058153 | 0.07079 | 0.083372 | 0.092751 | 0.094699 | 0.09962 | 0.1228 | 0.13206 | 0.14699 | 0.15792 | 0.15129 | 0.15089 | 0.13964 | 0.13583 | 0.1383 | 0.1375 | 0.11329 | 0.11017 | 0.10745 | 0.10166 | 0.10163 | 0.089098 | 0.091451 | 0.086243 | 0.056841
Total excluding storage |  | 180283.3412 | 161811.4968 | 170138.3116 | 149754.2442 | 153268.1444 | 131617.1719 | 119796.9962 | 116027.9434 | 95822.5971 | 89026.5739 | 74264.4685 | 78307.7022 | 75926.9253 | 73463.4583 | 66500.1048 | 64913.552 | 62475.3017 | 60244.5463 | 56155.6757 | 53417.3631 | 49408.994 | 44557.1806 | 38105.7986 | 31958.9318 | 26417.369 | 20258.9112 | 18687.5485 | 17483.1167 | 14622.3008
Region | Technology | 2021-22 | 2022-23 | 2023-24 | 2024-25 | 2025-26 | 2026-27 | 2027-28 | 2028-29 | 2029-30 | 2030-31 | 2031-32 | 2032-33 | 2033-34 | 2034-35 | 2035-36 | 2036-37 | 2037-38 | 2038-39 | 2039-40 | 2040-41 | 2041-42 | 2042-43 | 2043-44 | 2044-45 | 2045-46 | 2046-47 | 2047-48 | 2048-49 | 2049-50
VIC1 | Black Coal | 0 | 0 | 0 | 0 | 0 | 0 | 0 | 0 | 0 | 0 | 0 | 0 | 0 | 0 | 0 | 0 | 0 | 0 | 0 | 0 | 0 | 0 | 0 | 0 | 0 | 0 | 0 | 0 | 0
VIC1 | Brown Coal | 105318.863 | 87782.8075 | 92759.521 | 53740.2552 | 53739.2525 | 50137.5616 | 41087.4417 | 42550.793 | 39285.5867 | 40621.8504 | 35917.808 | 35709.0525 | 36086.8711 | 34350.2507 | 33269.7902 | 31696.1068 | 29103.1361 | 29392.1261 | 26043.1089 | 24684.2313 | 25974.5689 | 25140.491 | 23289.5272 | 22397.6366 | 20412.6904 | 21256.5875 | 10691.3913 | 0 | 0
VIC1 | CCGT | 3.9557e-05 | 3.7775e-05 | 3.6431e-05 | 4.0968e-05 | 4.1005e-05 | 3.9221e-05 | 3.826e-05 | 3.7465e-05 | 3.6052e-05 | 3.4859e-05 | 3.3371e-05 | 3.5988e-05 | 3.4403e-05 | 3.6527e-05 | 3.434e-05 | 3.3542e-05 | 4.6374e-05 | 4.5743e-05 | 5.0712e-05 | 5.3683e-05 | 5.3098e-05 | 5.1826e-05 | 6.01e-05 | 5.4598e-05 | 5.474e-05 | 5.6882e-05 | 6.4932e-05 | 9.4804e-05 | 9.1005e-05
VIC1 | Gas - Steam | 3.4093 | 5.8498e-06 | 6.8221 | 19.9025 | 4.6308 | 18.0296 | 7.6169 | 8.3782 | 6.1376e-06 | 0.74779 | 3.906 | 12.8188 | 5.2834 | 2.0523 | 17.9491 | 16.0259 | 34.2011 | 17.2964 | 0 | 0 | 0 | 0 | 0 | 0 | 0 | 0 | 0 | 0 | 0
VIC1 | OCGT / Diesel | 0.45784 | 0.00015508 | 15.6859 | 11.0744 | 0.73385 | 15.0887 | 4.5037 | 0.00017642 | 0.00016846 | 0.00016294 | 2.2825 | 24.6469 | 9.9919 | 0.00015721 | 46.2095 | 56.2809 | 47.8016 | 28.3274 | 106.8196 | 177.936 | 122.4639 | 33.8139 | 83.4511 | 256.4739 | 244.5728 | 117.5835 | 135.8762 | 1963.3386 | 1671.4042
VIC1 | Hydro | 18584.1575 | 17997.2146 | 15710.7275 | 18607.6527 | 18243.8604 | 16638.695 | 16086.0123 | 19565.4811 | 15523.1151 | 12756.2793 | 12352.7652 | 10714.1146 | 12742.9498 | 12582.2115 | 11472.4193 | 11023.9157 | 13422.5451 | 10684.7576 | 8797.5602 | 8438.5339 | 7395.4593 | 8725.7827 | 8659.5104 | 7835.7199 | 7586.5209 | 9151.8366 | 7332.7108 | 6046.5068 | 5838.0563
VIC1 | Wind | 26568.161 | 31829.6577 | 26400.3921 | 27870.8038 | 27453.3548 | 27066.0085 | 26160.6386 | 22634.5811 | 22493.2789 | 20598.8339 | 21734.7078 | 17965.3304 | 17625.99 | 17141.6126 | 17296.2091 | 16986.0219 | 14810.8045 | 13738.169 | 12283.0182 | 12364.7755 | 10545.7359 | 9976.6359 | 8079.9995 | 7818.4867 | 3870.4716 | 3363.5034 | 2491.0634 | 1633.9796 | 561.6094
VIC1 | Solar PV | 2.5103 | 2.4008 | 2.3821 | 2.2203 | 2.0301 | 2.061 | 2.026 | 1.8045 | 1.8066 | 1.7492 | 1.7076 | 1.6861 | 1.5518 | 1.4371 | 1.4476 | 1.4355 | 1.2794 | 1.2883 | 1.2722 | 1.2253 | 1.2284 | 1.1339 | 1.0383 | 0.96768 | 0.92041 | 0.83008 | 3.4935 | 10.9999 | 15.2187
VIC1 | Grid Battery | 0.057739 | 0.1058 | 0.11091 | 0.17408 | 0.16726 | 0.17081 | 0.15994 | 0.14345 | 0.13185 | 0.12759 | 0.12603 | 0.1263 | 0.097501 | 0.091899 | 0.09279 | 0.089337 | 0.080143 | 0.078641 | 0.24285 | 0.22951 | 0.7428 | 0.68752 | 0.63854 | 1.0467 | 1.0042 | 0.91494 | 0.8739 | 1.4668 | 1.3389
VIC1 | Pumped Hydro | 0 | 0 | 8.8961e-08 | 9.7279e-08 | 1.1034e-07 | 1.1559e-07 | 1.2075e-07 | 1.1517e-07 | 1.1085e-07 | 1.078e-07 | 1.0717e-07 | 1.2597e-07 | 1.2185e-07 | 1.2806e-07 | 1.3097e-07 | 1.362e-07 | 1.8661e-06 | 1.8165e-06 | 0.67535 | 0.61263 | 0.58837 | 0.5476 | 0.48441 | 0.48844 | 0.74228 | 0.69614 | 1.13 | 2.0623 | 1.832
VIC1 | VPP | 0.014643 | 0.026069 | 0.033098 | 0.069628 | 0.097506 | 0.11811 | 0.13411 | 0.14109 | 0.15705 | 0.16506 | 0.21486 | 0.25241 | 0.27697 | 0.29448 | 0.29679 | 0.29232 | 0.2825 | 0.28923 | 0.25969 | 0.25923 | 0.21433 | 0.21556 | 0.20375 | 0.19756 | 0.19578 | 0.1883 | 0.18317 | 0.15968 | 0.12672
Total excluding storage |  | 150477.559 | 137612.0808 | 134895.5307 | 100251.909 | 99443.8625 | 93877.4444 | 83348.2394 | 84761.0382 | 77303.7874 | 73979.4607 | 70013.177 | 64427.6493 | 66472.6381 | 64077.5645 | 62104.0249 | 59779.7867 | 57419.7678 | 53861.9649 | 47231.7791 | 45666.702 | 44039.4564 | 43877.8575 | 40113.5265 | 38309.2849 | 32115.1762 | 33890.3411 | 20654.5352 | 9654.825 | 8086.2886
Region | Technology | 2021-22 | 2022-23 | 2023-24 | 2024-25 | 2025-26 | 2026-27 | 2027-28 | 2028-29 | 2029-30 | 2030-31 | 2031-32 | 2032-33 | 2033-34 | 2034-35 | 2035-36 | 2036-37 | 2037-38 | 2038-39 | 2039-40 | 2040-41 | 2041-42 | 2042-43 | 2043-44 | 2044-45 | 2045-46 | 2046-47 | 2047-48 | 2048-49 | 2049-50
SA1 | Black Coal | 0 | 0 | 0 | 0 | 0 | 0 | 0 | 0 | 0 | 0 | 0 | 0 | 0 | 0 | 0 | 0 | 0 | 0 | 0 | 0 | 0 | 0 | 0 | 0 | 0 | 0 | 0 | 0 | 0
SA1 | Brown Coal | 0 | 0 | 0 | 0 | 0 | 0 | 0 | 0 | 0 | 0 | 0 | 0 | 0 | 0 | 0 | 0 | 0 | 0 | 0 | 0 | 0 | 0 | 0 | 0 | 0 | 0 | 0 | 0 | 0
SA1 | CCGT | 7846.859 | 7536.001 | 3022.1605 | 2843.4458 | 2718.7162 | 2626.251 | 2527.3515 | 2446.2325 | 2346.534 | 2259.1345 | 2173.1615 | 2085.0314 | 2028.1025 | 1942.9026 | 1880.3915 | 1794.2336 | 5.0945e-05 | 5.3744e-05 | 6.2002e-05 | 6.5579e-05 | 6.5669e-05 | 6.4389e-05 | 8.0624e-05 | 7.2375e-05 | 7.3648e-05 | 7.5858e-05 | 7.7619e-05 | 9.5351e-05 | 9.029e-05
SA1 | Gas - Steam | 1410.5974 | 1413.5439 | 1270.739 | 164.5925 | 156.1194 | 150.8169 | 144.5545 | 141.1941 | 134.0179 | 129.7289 | 124.6571 | 119.412 | 116.9834 | 110.6128 | 0 | 0 | 0 | 0 | 0 | 0 | 0 | 0 | 0 | 0 | 0 | 0 | 0 | 0 | 0
SA1 | OCGT / Diesel | 250.8914 | 146.9947 | 640.0066 | 95.9508 | 47.2571 | 116.77 | 39.9501 | 78.315 | 0.00035668 | 11.8358 | 11.5085 | 67.9087 | 19.9952 | 21.2152 | 191.4166 | 161.2386 | 519.5619 | 753.6107 | 1635.459 | 2730.2189 | 1623.0873 | 1562.9308 | 3632.0417 | 294.9157 | 256.9538 | 316.0756 | 593.9907 | 1090.291 | 952.7605
SA1 | Hydro | 0 | 0 | 0 | 0 | 0 | 0 | 0 | 0 | 0 | 0 | 0 | 0 | 0 | 0 | 0 | 0 | 0 | 0 | 0 | 0 | 0 | 0 | 0 | 0 | 0 | 0 | 0 | 0 | 0
SA1 | Wind | 15467.2924 | 16366.4894 | 14129.0657 | 15909.2397 | 15026.9556 | 16014.0773 | 15385.6124 | 13781.68 | 12908.7341 | 11977.4957 | 11514.5104 | 9915.1948 | 9315.4266 | 8642.8323 | 8296.1096 | 7320.3529 | 6557.5168 | 5720.5416 | 4283.179 | 4096.2509 | 3734.2215 | 3530.0326 | 2405.9457 | 2802.6364 | 1654.7881 | 1424.5912 | 1228.4543 | 889.4681 | 718.8433
SA1 | Solar PV | 0.8927 | 1.0037 | 0.96474 | 0.90305 | 0.84827 | 0.8367 | 0.83107 | 0.76121 | 0.76364 | 0.73992 | 0.71848 | 0.70031 | 0.64395 | 0.60643 | 0.59614 | 0.59301 | 0.5425 | 0.54487 | 0.53165 | 0.51308 | 0.50275 | 1.0149 | 4.4116 | 4.2428 | 5.1637 | 4.5271 | 6.8242 | 7.5831 | 7.4377
SA1 | Grid Battery | 0.080557 | 0.071995 | 0.091773 | 0.096124 | 0.096481 | 0.096918 | 0.089811 | 0.081219 | 0.072821 | 0.070257 | 0.067299 | 0.065317 | 0.063871 | 0.048476 | 0.046907 | 0.045334 | 0.04428 | 0.042895 | 0.12957 | 0.14895 | 0.81097 | 0.77543 | 0.74924 | 0.96996 | 0.94848 | 0.89067 | 0.86097 | 0.80306 | 0.70408
SA1 | Pumped Hydro | 0 | 0 | 7.5958e-08 | 6.9321e-08 | 6.5123e-08 | 6.535e-08 | 6.447e-08 | 6.4452e-08 | 6.2274e-08 | 6.2356e-08 | 6.2788e-08 | 7.169e-08 | 6.9636e-08 | 7.0437e-08 | 7.1682e-08 | 9.79e-08 | 1.1699e-07 | 1.1601e-07 | 1.369e-07 | 1.3165e-07 | 1.4097e-07 | 1.3278e-07 | 1.2698e-07 | 1.5388e-07 | 1.6018e-07 | 1.5041e-07 | 1.5197e-07 | 1.4747e-07 | 1.4269e-07
SA1 | VPP | 0.023545 | 0.036022 | 0.055071 | 0.067732 | 0.083783 | 0.09843 | 0.10676 | 0.11215 | 0.11654 | 0.12037 | 0.12176 | 0.12446 | 0.12728 | 0.12975 | 0.12991 | 0.12973 | 0.13475 | 0.13631 | 0.12159 | 0.11759 | 0.092892 | 0.09259 | 0.092129 | 0.089984 | 0.09159 | 0.089218 | 0.089618 | 0.085747 | 0.06546
Total excluding storage |  | 24976.5329 | 25464.0328 | 19062.9366 | 19014.1318 | 17949.8965 | 18908.7519 | 18098.2997 | 16448.1829 | 15390.05 | 14378.9348 | 13824.556 | 12188.2473 | 11481.1517 | 10718.1693 | 10368.5138 | 9276.4182 | 7077.6213 | 6474.6972 | 5919.1697 | 6826.9829 | 5357.8117 | 5093.9784 | 6042.3991 | 3101.7949 | 1916.9056 | 1745.1939 | 1829.2693 | 1987.3424 | 1679.0416
Region | Technology | 2021-22 | 2022-23 | 2023-24 | 2024-25 | 2025-26 | 2026-27 | 2027-28 | 2028-29 | 2029-30 | 2030-31 | 2031-32 | 2032-33 | 2033-34 | 2034-35 | 2035-36 | 2036-37 | 2037-38 | 2038-39 | 2039-40 | 2040-41 | 2041-42 | 2042-43 | 2043-44 | 2044-45 | 2045-46 | 2046-47 | 2047-48 | 2048-49 | 2049-50
TAS1 | Black Coal | 0 | 0 | 0 | 0 | 0 | 0 | 0 | 0 | 0 | 0 | 0 | 0 | 0 | 0 | 0 | 0 | 0 | 0 | 0 | 0 | 0 | 0 | 0 | 0 | 0 | 0 | 0 | 0 | 0
TAS1 | Brown Coal | 0 | 0 | 0 | 0 | 0 | 0 | 0 | 0 | 0 | 0 | 0 | 0 | 0 | 0 | 0 | 0 | 0 | 0 | 0 | 0 | 0 | 0 | 0 | 0 | 0 | 0 | 0 | 0 | 0
TAS1 | CCGT | 3.525e-05 | 3.374e-05 | 3.2564e-05 | 3.1317e-05 | 3.0171e-05 | 2.921e-05 | 2.8629e-05 | 2.8315e-05 | 2.8153e-05 | 2.7781e-05 | 2.7513e-05 | 2.732e-05 | 2.7252e-05 | 2.692e-05 | 2.6713e-05 | 2.651e-05 | 2.6525e-05 | 2.6471e-05 | 2.7136e-05 | 2.6387e-05 | 2.6388e-05 | 2.633e-05 | 2.6318e-05 | 2.6211e-05 | 2.6162e-05 | 2.6185e-05 | 2.6201e-05 | 2.6307e-05 | 2.6013e-05
TAS1 | Gas - Steam | 0 | 0 | 0 | 0 | 0 | 0 | 0 | 0 | 0 | 0 | 0 | 0 | 0 | 0 | 0 | 0 | 0 | 0 | 0 | 0 | 0 | 0 | 0 | 0 | 0 | 0 | 0 | 0 | 0
TAS1 | OCGT / Diesel | 4.546e-05 | 4.2673e-05 | 4.0351e-05 | 3.9154e-05 | 3.7745e-05 | 3.7908e-05 | 3.7425e-05 | 3.7225e-05 | 3.7361e-05 | 3.6663e-05 | 3.6022e-05 | 3.5903e-05 | 3.5954e-05 | 3.5379e-05 | 3.5076e-05 | 3.4701e-05 | 3.5126e-05 | 3.4371e-05 | 3.4504e-05 | 2.277e-05 | 2.2745e-05 | 2.2973e-05 | 2.247e-05 | 2.2466e-05 | 2.2182e-05 | 2.2654e-05 | 2.2576e-05 | 2.2712e-05 | 2.2168e-05
TAS1 | Hydro | 53008.6286 | 49828.4567 | 48270.7973 | 60546.5196 | 56789.4295 | 34055.2514 | 52814.114 | 51324.1087 | 46641.4912 | 42950.3519 | 34571.0616 | 34626.7184 | 32236.6627 | 28760.7735 | 26103.5387 | 23425.6858 | 24529.9082 | 22596.759 | 22266.6359 | 18854.9554 | 20008.0845 | 18671.2732 | 16519.3462 | 16045.195 | 14540.8596 | 15179.3279 | 12469.9074 | 11481.3324 | 10325.2638
TAS1 | Wind | 3391.7035 | 3954.787 | 3439.9296 | 3349.3742 | 3440.5707 | 3132.9715 | 2835.0153 | 2338.0888 | 2294.9555 | 1907.9557 | 2026.7907 | 1743.5645 | 1606.1612 | 1390.2051 | 1214.7548 | 1128.4766 | 818.7586 | 796.3049 | 652.3217 | 613.2929 | 596.476 | 551.6279 | 499.3194 | 433.6671 | 425.2781 | 340.7386 | 321.1926 | 258.0643 | 229.5034
TAS1 | Solar PV | 2.0834e-08 | 3.0113e-08 | 5.0213e-08 | 5.4504e-08 | 4.5561e-08 | 5.2078e-08 | 5.7432e-08 | 6.0244e-08 | 7.8251e-08 | 9.5285e-08 | 1.1634e-07 | 1.1308e-07 | 1.1051e-07 | 9.4824e-08 | 9.8273e-08 | 9.2188e-08 | 1.0862e-07 | 1.2673e-07 | 1.2798e-07 | 2.0408e-07 | 1.9628e-07 | 1.8908e-07 | 1.6155e-07 | 1.688e-07 | 1.5486e-07 | 1.4931e-07 | 1.4955e-07 | 1.4074e-07 | 1.3292e-07
TAS1 | Grid Battery | 7.4328e-08 | 7.2579e-08 | 6.97e-08 | 6.7041e-08 | 6.6024e-08 | 6.6315e-08 | 6.9718e-08 | 7.8664e-08 | 1.0896e-07 | 1.114e-07 | 1.1198e-07 | 1.1756e-07 | 1.1562e-07 | 1.2283e-07 | 1.2467e-07 | 1.2908e-07 | 1.3123e-07 | 1.3243e-07 | 1.5876e-07 | 1.5449e-07 | 1.4702e-07 | 1.489e-07 | 1.5534e-07 | 1.5642e-07 | 1.5753e-07 | 1.6182e-07 | 1.6565e-07 | 1.8061e-07 | 1.7229e-07
TAS1 | Pumped Hydro | 0 | 0 | 2.0679e-07 | 2.0331e-07 | 2.162e-07 | 2.266e-07 | 2.2822e-07 | 2.2761e-07 | 2.2973e-07 | 2.3097e-07 | 2.3761e-07 | 2.383e-07 | 2.4069e-07 | 2.4419e-07 | 2.5239e-07 | 2.5791e-07 | 2.5969e-07 | 2.6246e-07 | 2.953e-07 | 2.8717e-07 | 2.7791e-07 | 2.7368e-07 | 2.7621e-07 | 2.761e-07 | 2.7895e-07 | 2.7478e-07 | 2.744e-07 | 2.8324e-07 | 2.7557e-07
TAS1 | VPP | 0.00045001 | 0.001173 | 0.0010207 | 0.00077989 | 0.0023537 | 0.0037532 | 0.0051805 | 0.0051306 | 0.0061946 | 0.0072822 | 0.012155 | 0.012458 | 0.013766 | 0.014478 | 0.016833 | 0.017468 | 0.014955 | 0.013706 | 0.013557 | 0.014088 | 0.013465 | 0.013273 | 0.013012 | 0.012072 | 0.012749 | 0.012201 | 0.012161 | 0.011279 | 0.0092093
Total excluding storage |  | 56400.3322 | 53783.2438 | 51710.7269 | 63895.8939 | 60230.0003 | 37188.223 | 55649.1293 | 53662.1976 | 48936.4467 | 44858.3077 | 36597.8523 | 36370.2829 | 33842.824 | 30150.9787 | 27318.2936 | 24554.1624 | 25348.6668 | 23393.064 | 22918.9576 | 19468.2484 | 20604.5606 | 19222.9012 | 17018.6656 | 16478.8621 | 14966.1377 | 15520.0666 | 12791.1001 | 11739.3967 | 10554.7673
Explicitly modelled pumping
Region | Technology | 2021-22 | 2022-23 | 2023-24 | 2024-25 | 2025-26 | 2026-27 | 2027-28 | 2028-29 | 2029-30 | 2030-31 | 2031-32 | 2032-33 | 2033-34 | 2034-35 | 2035-36 | 2036-37 | 2037-38 | 2038-39 | 2039-40 | 2040-41 | 2041-42 | 2042-43 | 2043-44 | 2044-45 | 2045-46 | 2046-47 | 2047-48 | 2048-49 | 2049-50
NEM | Grid Battery pump | 0.17001 | 0.25334 | 0.28098 | 0.36687 | 0.36031 | 0.36492 | 0.34121 | 0.30743 | 0.28101 | 0.2708 | 0.26475 | 0.26108 | 0.22382 | 0.19693 | 0.19498 | 0.18799 | 0.1737 | 0.16947 | 0.15256 | 0.12529 | 0.0591 | 0.032399 | 0.030821 | 0.029365 | 0.028499 | 0.026741 | 0.026333 | 0.02496 | 0.019971
NEM | Pumped Hydro Pump | 1843.6615 | 4520.1892 | 4756.6779 | 8515.8107 | 9149.3499 | 7775.6257 | 6432.5402 | 7671.3159 | 4160.0818 | 5458.1898 | 7697.2922 | 11533.0023 | 8805.4932 | 10060.7878 | 8585.722 | 8033.1941 | 9312.6422 | 8649.084 | 7871.3061 | 6796.8914 | 7033.9986 | 7131.4099 | 6205.9347 | 5898.7479 | 5349.2442 | 5782.1589 | 4968.8051 | 4619.6734 | 3221.9502
NEM | VPP pump | 0.1309 | 0.187 | 0.21941 | 0.32121 | 0.4451 | 0.54902 | 0.61617 | 0.65961 | 0.70225 | 0.72353 | 0.86495 | 0.96087 | 1.0546 | 1.1024 | 1.0912 | 1.0903 | 1.0588 | 1.0388 | 0.9933 | 0.97325 | 0.86561 | 0.85736 | 0.82492 | 0.78974 | 0.77928 | 0.74358 | 0.72503 | 0.68008 | 0.51216
Region | Technology | 2021-22 | 2022-23 | 2023-24 | 2024-25 | 2025-26 | 2026-27 | 2027-28 | 2028-29 | 2029-30 | 2030-31 | 2031-32 | 2032-33 | 2033-34 | 2034-35 | 2035-36 | 2036-37 | 2037-38 | 2038-39 | 2039-40 | 2040-41 | 2041-42 | 2042-43 | 2043-44 | 2044-45 | 2045-46 | 2046-47 | 2047-48 | 2048-49 | 2049-50
NSW1 | Grid Battery pump | 0 | 0 | 0 | 0 | 0 | 0 | 0 | 0 | 0 | 0 | 0 | 0 | 0 | 0 | 0 | 0 | 0 | 0 | 0 | 0 | 0 | 0 | 0 | 0 | 0 | 0 | 0 | 0 | 0
NSW1 | Pumped Hydro Pump | 1448.5499 | 3437.6442 | 3571.5053 | 5260.3749 | 4432.2214 | 3209.1567 | 2823.1102 | 2650.0309 | 1506.816 | 2364.7403 | 4643.9977 | 7233.0028 | 5355.8654 | 6065.4098 | 5185.1285 | 4824.1846 | 5706.4957 | 5250.4692 | 4761.6423 | 4137.0732 | 4524.2986 | 5085.1677 | 4499.0827 | 4515.6601 | 4387.5112 | 5067.1856 | 4289.9719 | 4085.2845 | 2933.4963
NSW1 | VPP pump | 0.065001 | 0.085255 | 0.085712 | 0.11599 | 0.16089 | 0.20662 | 0.22793 | 0.2472 | 0.26102 | 0.26259 | 0.30914 | 0.34841 | 0.38893 | 0.40144 | 0.39143 | 0.39565 | 0.38565 | 0.36159 | 0.36704 | 0.35058 | 0.35605 | 0.34854 | 0.33612 | 0.31747 | 0.30577 | 0.29876 | 0.28135 | 0.27749 | 0.20845
Region | Technology | 2021-22 | 2022-23 | 2023-24 | 2024-25 | 2025-26 | 2026-27 | 2027-28 | 2028-29 | 2029-30 | 2030-31 | 2031-32 | 2032-33 | 2033-34 | 2034-35 | 2035-36 | 2036-37 | 2037-38 | 2038-39 | 2039-40 | 2040-41 | 2041-42 | 2042-43 | 2043-44 | 2044-45 | 2045-46 | 2046-47 | 2047-48 | 2048-49 | 2049-50
QLD1 | Grid Battery pump | 0 | 0.033031 | 0.031043 | 0.033032 | 0.035433 | 0.034384 | 0.032203 | 0.030717 | 0.027878 | 0.02698 | 0.025555 | 0.025022 | 0.024161 | 0.02405 | 0.022509 | 0.021727 | 0.020089 | 0.019064 | 0.018533 | 0 | 0 | 0 | 0 | 0 | 0 | 0 | 0 | 0 | 0
QLD1 | Pumped Hydro Pump | 395.1116 | 1082.545 | 1185.1726 | 3255.4358 | 4717.1285 | 4566.469 | 3609.43 | 5021.285 | 2653.2658 | 3093.4495 | 3053.2945 | 4299.9995 | 3449.6278 | 3995.378 | 3400.5935 | 3209.0095 | 3606.1465 | 3398.6148 | 3109.6638 | 2659.8182 | 2509.7 | 2046.2422 | 1706.852 | 1383.0878 | 961.7329 | 714.9733 | 678.8332 | 534.3889 | 288.4539
QLD1 | VPP pump | 0.020437 | 0.027081 | 0.028865 | 0.042502 | 0.068473 | 0.083229 | 0.098208 | 0.109 | 0.11141 | 0.1172 | 0.14476 | 0.15508 | 0.17293 | 0.1858 | 0.178 | 0.17752 | 0.16467 | 0.15944 | 0.16271 | 0.16178 | 0.13328 | 0.12963 | 0.1264 | 0.11977 | 0.11938 | 0.105 | 0.10742 | 0.10157 | 0.066772
Region | Technology | 2021-22 | 2022-23 | 2023-24 | 2024-25 | 2025-26 | 2026-27 | 2027-28 | 2028-29 | 2029-30 | 2030-31 | 2031-32 | 2032-33 | 2033-34 | 2034-35 | 2035-36 | 2036-37 | 2037-38 | 2038-39 | 2039-40 | 2040-41 | 2041-42 | 2042-43 | 2043-44 | 2044-45 | 2045-46 | 2046-47 | 2047-48 | 2048-49 | 2049-50
VIC1 | Grid Battery pump | 0.070848 | 0.13115 | 0.13691 | 0.21491 | 0.20601 | 0.21088 | 0.1979 | 0.17667 | 0.16303 | 0.15727 | 0.15597 | 0.15556 | 0.12067 | 0.11317 | 0.11456 | 0.1103 | 0.098945 | 0.097331 | 0.087979 | 0.08263 | 0.024996 | 0 | 0 | 0 | 0 | 0 | 0 | 0 | 0
VIC1 | Pumped Hydro Pump | 0 | 0 | 0 | 0 | 0 | 0 | 0 | 0 | 0 | 0 | 0 | 0 | 0 | 0 | 0 | 0 | 0 | 0 | 0 | 0 | 0 | 0 | 0 | 0 | 0 | 0 | 0 | 0 | 0
VIC1 | VPP pump | 0.017228 | 0.030776 | 0.038958 | 0.081954 | 0.11457 | 0.13895 | 0.15807 | 0.16569 | 0.18511 | 0.19385 | 0.2533 | 0.29644 | 0.32652 | 0.3458 | 0.34917 | 0.34392 | 0.33236 | 0.34097 | 0.30485 | 0.30566 | 0.25148 | 0.25429 | 0.23904 | 0.23243 | 0.23101 | 0.22086 | 0.21616 | 0.18721 | 0.14909
Region | Technology | 2021-22 | 2022-23 | 2023-24 | 2024-25 | 2025-26 | 2026-27 | 2027-28 | 2028-29 | 2029-30 | 2030-31 | 2031-32 | 2032-33 | 2033-34 | 2034-35 | 2035-36 | 2036-37 | 2037-38 | 2038-39 | 2039-40 | 2040-41 | 2041-42 | 2042-43 | 2043-44 | 2044-45 | 2045-46 | 2046-47 | 2047-48 | 2048-49 | 2049-50
SA1 | Grid Battery pump | 0.099164 | 0.089159 | 0.11303 | 0.11893 | 0.11886 | 0.11966 | 0.11111 | 0.10005 | 0.090099 | 0.086547 | 0.083226 | 0.080503 | 0.078992 | 0.059711 | 0.057912 | 0.055969 | 0.054668 | 0.053072 | 0.046047 | 0.042664 | 0.034104 | 0.032399 | 0.030821 | 0.029365 | 0.028499 | 0.026741 | 0.026333 | 0.02496 | 0.019971
SA1 | Pumped Hydro Pump | 0 | 0 | 0 | 0 | 0 | 0 | 0 | 0 | 0 | 0 | 0 | 0 | 0 | 0 | 0 | 0 | 0 | 0 | 0 | 0 | 0 | 0 | 0 | 0 | 0 | 0 | 0 | 0 | 0
SA1 | VPP pump | 0.027701 | 0.042495 | 0.064678 | 0.079846 | 0.098412 | 0.1158 | 0.12584 | 0.1317 | 0.13738 | 0.14135 | 0.14343 | 0.14625 | 0.15006 | 0.15234 | 0.15284 | 0.15263 | 0.15853 | 0.16069 | 0.14273 | 0.13867 | 0.10897 | 0.10925 | 0.10807 | 0.10587 | 0.10808 | 0.10465 | 0.10576 | 0.10057 | 0.077017
Region | Technology | 2021-22 | 2022-23 | 2023-24 | 2024-25 | 2025-26 | 2026-27 | 2027-28 | 2028-29 | 2029-30 | 2030-31 | 2031-32 | 2032-33 | 2033-34 | 2034-35 | 2035-36 | 2036-37 | 2037-38 | 2038-39 | 2039-40 | 2040-41 | 2041-42 | 2042-43 | 2043-44 | 2044-45 | 2045-46 | 2046-47 | 2047-48 | 2048-49 | 2049-50
TAS1 | Grid Battery pump | 0 | 0 | 0 | 0 | 0 | 0 | 0 | 0 | 0 | 0 | 0 | 0 | 0 | 0 | 0 | 0 | 0 | 0 | 0 | 0 | 0 | 0 | 0 | 0 | 0 | 0 | 0 | 0 | 0
TAS1 | Pumped Hydro Pump | 0 | 0 | 0 | 0 | 0 | 0 | 0 | 0 | 0 | 0 | 0 | 0 | 0 | 0 | 0 | 0 | 0 | 0 | 0 | 0 | 0 | 0 | 0 | 0 | 0 | 0 | 0 | 0 | 0
TAS1 | VPP pump | 0.00052958 | 0.0013909 | 0.0011963 | 0.00092616 | 0.0027559 | 0.0044151 | 0.006125 | 0.0060068 | 0.0073252 | 0.0085311 | 0.014326 | 0.014681 | 0.016196 | 0.017039 | 0.019748 | 0.020606 | 0.017541 | 0.016126 | 0.015973 | 0.016555 | 0.015839 | 0.01565 | 0.015288 | 0.0142 | 0.015035 | 0.014311 | 0.014349 | 0.013228 | 0.010835

## Marinus_FOM Cost
FOM cost by technology ($000s) - Marinus Link, Slow Change Scenario
FOM | Real June 2020 dollars discounted to 1 July 2020. For new entrant capacity, the FOM is incurred annually in modelling. For existing capacity, FOM is considered to be a sunk cost, since the fixed retirement dates are assumed to be the same in the Base Case and the case with Marinus Link. As such, early retirements are presented as an annual FOM saving, or negative cost, that continues until the assumed fixed date retirement.
Explicitly modelled generation
Region | Technology | 2021-22 | 2022-23 | 2023-24 | 2024-25 | 2025-26 | 2026-27 | 2027-28 | 2028-29 | 2029-30 | 2030-31 | 2031-32 | 2032-33 | 2033-34 | 2034-35 | 2035-36 | 2036-37 | 2037-38 | 2038-39 | 2039-40 | 2040-41 | 2041-42 | 2042-43 | 2043-44 | 2044-45 | 2045-46 | 2046-47 | 2047-48 | 2048-49 | 2049-50
NEM | Black Coal | 0 | 0 | 0 | -136976.2647 | -235951.6674 | -265680.7593 | -153215.7677 | -259799.4396 | -282818.8869 | -293556.0729 | 120938.6481 | 310298.6569 | 128955.4591 | -183480.7096 | -51615.264 | -32149.4567 | -2567.5165 | -2473.5226 | -2389.3764 | -2295.4974 | 291156.6653 | -2130.5019 | -0.00036325 | -0.00015694 | -6.3845e-05 | 0 | 0 | 0 | 0
NEM | Brown Coal | 0 | 0 | 0 | -287248.3948 | -276732.558 | -277803.0412 | 57655.1925 | 103765.3943 | -211474.6824 | -168187.4216 | -125677.1023 | -85395.8757 | -82269.6299 | -79257.8324 | -76561.577 | -73553.4602 | 153590.0832 | 180696.6502 | -65944.2726 | -63353.3114 | -61034.0188 | -58799.6328 | -56799.3406 | -54567.6853 | -52570.0244 | -50645.4956 | -48922.5956 | 0 | 0
NEM | CCGT | 0.00011251 | 0.00010839 | 0.00010976 | 0.00011505 | 0.00011084 | 0.00010806 | 0.00010438 | 0.00010396 | 0.00010016 | 9.649e-05 | 9.3208e-05 | 9.756e-05 | 9.3988e-05 | 9.6538e-05 | 9.3254e-05 | 9.0498e-05 | 0.00011425 | 0.00011831 | 0.00013024 | 0.00013396 | 0.00013808 | 0.00014187 | 0.00016377 | 0.00015783 | 0.00017103 | 0.00018228 | 0.00018306 | 0.00020332 | 0.00019588
NEM | Gas - Steam | 0 | 0 | 0 | 0 | 0 | 0 | 0 | 0 | 0 | 0 | 0 | 0 | 0 | 0 | 0 | 0 | 0 | 0 | 0 | 0 | 0 | 0 | 0 | 0 | 0 | 0 | 0 | 0 | 0
NEM | OCGT / Diesel | 0.00059131 | 0.00056966 | 0.00055028 | 0.00052866 | 0.00050931 | 0.00049066 | 0.00047397 | 0.00045617 | 0.00043947 | 0.00042959 | 0.00042944 | 0.00043334 | 0.00043467 | 0.00043637 | 0.00043752 | 0.00046729 | 0.00046672 | 0.00046046 | 0.00059004 | 0.0005866 | 0.00088171 | 0.00086092 | 0.0011581 | 2391.975 | 2304.4076 | 4504.9937 | 4351.7393 | 8852.4814 | 8528.4021
NEM | Hydro | 0 | 0 | 0 | 0 | 0 | 0 | 0 | 0 | 0 | 0 | 0 | 0 | 0 | 0 | 0 | 0 | 0 | 0 | 0 | 0 | 0 | 0 | 0 | 0 | 0 | 0 | 0 | 0 | 0
NEM | Wind | 0.012718 | 15773.1294 | 33690.1259 | 63408.0954 | 78169.4526 | 94134.3655 | 108027.3894 | 113644.525 | 112090.6407 | 110457.0086 | 136327.4834 | 133274.9922 | 130615.4468 | 127972.0079 | 125684.0582 | 122730.2647 | 154897.0365 | 162299.267 | 165443.5967 | 166002.7804 | 189723.7226 | 220377.1157 | 228307.0625 | 219773.9435 | 228202.641 | 237035.8859 | 252005.2297 | 259121.632 | 260217.801
NEM | Solar PV | 0.00097269 | 0.00156 | 0.001729 | 0.0019899 | 0.0019836 | 0.0047334 | 5995.9275 | 14122.34 | 24066.0932 | 33262.8602 | 63777.806 | 61271.9658 | 59028.8689 | 56867.8893 | 54933.3127 | 52774.974 | 50842.9434 | 48981.6412 | 47315.3455 | 45456.3202 | 43792.2162 | 57704.1645 | 59981.9915 | 57625.2893 | 62875.5069 | 88676.2638 | 95430.7048 | 99634.7156 | 108378.4914
NEM | Grid Battery | 0.0011268 | 0.0010855 | 0.0010486 | 0.0010074 | 0.0009729 | 0.00095652 | 0.0010783 | 0.0013654 | 0.0030295 | 0.0029493 | 0.0028653 | 0.0030533 | 0.0031364 | 0.0032219 | 0.0031409 | 0.0040502 | 2700.8402 | 2601.9657 | 4051.841 | 4618.8351 | 17556.8577 | 19616.7327 | 19484.0913 | 29716.7313 | 29019.7945 | 27957.4133 | 27006.336 | 31042.8934 | 32469.3676
NEM | Pumped Hydro | 0 | 0 | 0.0013598 | 0.0014202 | 0.0014579 | 0.001495 | 0.0014902 | 0.0015896 | 25199.0207 | 24276.5133 | 23450.6558 | 22529.2759 | 21704.5048 | 20909.9276 | 20198.5973 | 19404.9913 | 18694.6073 | 18010.219 | 19155.3381 | 18402.7218 | 18370.8724 | 20034.4531 | 19352.9054 | 18592.5269 | 22340.4807 | 28725.0741 | 29108.3383 | 31658.5829 | 30499.5982
NEM | VPP | 0 | 0 | 0 | 0 | 0 | 0 | 0 | 0 | 0 | 0 | 0 | 0 | 0 | 0 | 0 | 0 | 0 | 0 | 0 | 0 | 0 | 0 | 0 | 0 | 0 | 0 | 0 | 0 | 0
Total excluding storage |  | 0.014394 | 15773.1316 | 33690.1283 | -360816.5615 | -434514.7702 | -449349.4296 | 18462.7423 | -28267.1797 | -358136.8348 | -318023.6253 | 195366.8358 | 419449.7397 | 236330.1454 | -77898.6442 | 52440.5304 | 69802.3223 | 356762.5473 | 389504.0363 | 144425.294 | 145810.2925 | 463638.5863 | 217151.1465 | 231489.7144 | 225223.5225 | 240812.5312 | 279571.6479 | 302865.0783 | 367608.8291 | 377124.6946
Region | Technology | 2021-22 | 2022-23 | 2023-24 | 2024-25 | 2025-26 | 2026-27 | 2027-28 | 2028-29 | 2029-30 | 2030-31 | 2031-32 | 2032-33 | 2033-34 | 2034-35 | 2035-36 | 2036-37 | 2037-38 | 2038-39 | 2039-40 | 2040-41 | 2041-42 | 2042-43 | 2043-44 | 2044-45 | 2045-46 | 2046-47 | 2047-48 | 2048-49 | 2049-50
NSW1 | Black Coal | 0 | 0 | 0 | -40663.8571 | -143165.221 | -137924.1052 | -145045.3601 | -139346.5044 | -163314.7634 | -178426.8594 | -193956.5959 | 236652.8772 | -87521.2865 | -84317.2318 | -0.0007 | -0.0006725 | -0.00064788 | -0.00062416 | -0.00060293 | -0.00057924 | -0.00055803 | 0 | 0 | 0 | 0 | 0 | 0 | 0 | 0
NSW1 | Brown Coal | 0 | 0 | 0 | 0 | 0 | 0 | 0 | 0 | 0 | 0 | 0 | 0 | 0 | 0 | 0 | 0 | 0 | 0 | 0 | 0 | 0 | 0 | 0 | 0 | 0 | 0 | 0 | 0 | 0
NSW1 | CCGT | 2.5951e-05 | 2.5001e-05 | 2.4151e-05 | 2.5479e-05 | 2.4547e-05 | 2.3648e-05 | 2.2844e-05 | 2.2864e-05 | 2.2027e-05 | 2.122e-05 | 2.0499e-05 | 2.1965e-05 | 2.1161e-05 | 2.2011e-05 | 2.1262e-05 | 2.0427e-05 | 2.7311e-05 | 3.1243e-05 | 3.4575e-05 | 3.6402e-05 | 4.0193e-05 | 3.8721e-05 | 5.0671e-05 | 4.868e-05 | 4.6898e-05 | 5.8995e-05 | 5.6988e-05 | 5.4749e-05 | 5.2745e-05
NSW1 | Gas - Steam | 0 | 0 | 0 | 0 | 0 | 0 | 0 | 0 | 0 | 0 | 0 | 0 | 0 | 0 | 0 | 0 | 0 | 0 | 0 | 0 | 0 | 0 | 0 | 0 | 0 | 0 | 0 | 0 | 0
NSW1 | OCGT / Diesel | 0.00012278 | 0.00011829 | 0.00011427 | 0.00010978 | 0.00010576 | 0.00010189 | 9.842e-05 | 9.4553e-05 | 9.1091e-05 | 8.9934e-05 | 8.9732e-05 | 9.0692e-05 | 9.0747e-05 | 9.1438e-05 | 9.0954e-05 | 9.103e-05 | 9.3357e-05 | 9.4854e-05 | 0.00011903 | 0.00011436 | 0.00024389 | 0.00023497 | 0.00051316 | 2158.0493 | 2079.0456 | 2002.9341 | 1934.7967 | 3570.3977 | 3439.6895
NSW1 | Hydro | 0 | 0 | 0 | 0 | 0 | 0 | 0 | 0 | 0 | 0 | 0 | 0 | 0 | 0 | 0 | 0 | 0 | 0 | 0 | 0 | 0 | 0 | 0 | 0 | 0 | 0 | 0 | 0 | 0
NSW1 | Wind | 0.0022856 | 15773.1191 | 30478.3764 | 43918.8303 | 56417.9341 | 68203.6152 | 72467.4242 | 72677.8612 | 70017.2074 | 67453.9572 | 92402.137 | 88771.6421 | 85521.8133 | 82390.957 | 79588.1165 | 76461.0865 | 73661.9332 | 72466.2265 | 70001.0133 | 67455.8779 | 91458.2448 | 113881.4221 | 112662.6785 | 108236.1436 | 104273.7441 | 104229.9603 | 102003.2564 | 97995.5319 | 94408.0323
NSW1 | Solar PV | 0.00023054 | 0.0005154 | 0.00052794 | 0.00060202 | 0.0006439 | 0.0034007 | 5995.9261 | 14122.3384 | 24066.0912 | 33262.8582 | 63777.804 | 61271.9637 | 59028.8668 | 56867.8872 | 54933.3106 | 52774.9719 | 50842.9403 | 48981.6381 | 47315.3421 | 45456.3147 | 43792.2107 | 48620.2093 | 47619.603 | 45748.6211 | 46840.3563 | 62086.0113 | 64442.8216 | 61910.8527 | 61558.343
NSW1 | Grid Battery | 0.00038931 | 0.00037506 | 0.0003623 | 0.00034806 | 0.00033532 | 0.00032305 | 0.00036011 | 0.00037599 | 0.0017545 | 0.0016927 | 0.0016409 | 0.0016351 | 0.0015769 | 0.0015553 | 0.0015125 | 0.001479 | 0.0014863 | 0.001457 | 0.0015667 | 0.0015063 | 0.0030291 | 0.0029258 | 531.5782 | 2912.313 | 3196.6555 | 3079.6299 | 2974.8646 | 2857.9819 | 2753.3544
NSW1 | Pumped Hydro | 0 | 0 | 0.00040188 | 0.00041685 | 0.00040159 | 0.00040649 | 0.00039936 | 0.00040488 | 25199.0195 | 24276.5121 | 23450.6546 | 22529.2746 | 21704.5035 | 20909.9264 | 20198.596 | 19404.9899 | 18694.5954 | 18010.2075 | 17397.5221 | 16713.9707 | 16102.0915 | 15512.6123 | 14984.8922 | 14396.1335 | 13869.1076 | 13361.3754 | 12906.8376 | 12399.7259 | 11945.786
NSW1 | VPP | 0 | 0 | 0 | 0 | 0 | 0 | 0 | 0 | 0 | 0 | 0 | 0 | 0 | 0 | 0 | 0 | 0 | 0 | 0 | 0 | 0 | 0 | 0 | 0 | 0 | 0 | 0 | 0 | 0
Total excluding storage |  | 0.0026649 | 15773.1198 | 30478.3771 | 3254.974 | -86747.2862 | -69720.4865 | -66582.0097 | -52546.3046 | -69231.4646 | -77710.044 | -37776.6548 | 386696.483 | 57029.3937 | 54941.6125 | 134521.4265 | 129236.0579 | 124504.8729 | 121447.8641 | 117316.355 | 112912.1921 | 135250.4553 | 162501.6317 | 160282.2821 | 156142.814 | 153193.1461 | 168318.9057 | 168380.8748 | 163476.7824 | 159406.0648
Region | Technology | 2021-22 | 2022-23 | 2023-24 | 2024-25 | 2025-26 | 2026-27 | 2027-28 | 2028-29 | 2029-30 | 2030-31 | 2031-32 | 2032-33 | 2033-34 | 2034-35 | 2035-36 | 2036-37 | 2037-38 | 2038-39 | 2039-40 | 2040-41 | 2041-42 | 2042-43 | 2043-44 | 2044-45 | 2045-46 | 2046-47 | 2047-48 | 2048-49 | 2049-50
QLD1 | Black Coal | 0 | 0 | 0 | -96312.4076 | -92786.4463 | -127756.6541 | -8170.4076 | -120452.9353 | -119504.1235 | -115129.2135 | 314895.2439 | 73645.7798 | 216476.7456 | -99163.4778 | -51615.2633 | -32149.4561 | -2567.5158 | -2473.522 | -2389.3758 | -2295.4968 | 291156.6659 | -2130.5019 | -0.00036325 | -0.00015694 | -6.3845e-05 | 0 | 0 | 0 | 0
QLD1 | Brown Coal | 0 | 0 | 0 | 0 | 0 | 0 | 0 | 0 | 0 | 0 | 0 | 0 | 0 | 0 | 0 | 0 | 0 | 0 | 0 | 0 | 0 | 0 | 0 | 0 | 0 | 0 | 0 | 0 | 0
QLD1 | CCGT | 2.76e-05 | 2.6589e-05 | 2.5685e-05 | 2.8974e-05 | 2.7914e-05 | 2.8172e-05 | 2.7214e-05 | 2.8108e-05 | 2.7079e-05 | 2.6088e-05 | 2.52e-05 | 2.5789e-05 | 2.4845e-05 | 2.4966e-05 | 2.4117e-05 | 2.3169e-05 | 2.8318e-05 | 2.844e-05 | 2.9634e-05 | 2.8469e-05 | 2.8466e-05 | 3.6267e-05 | 3.5592e-05 | 3.4193e-05 | 4.9502e-05 | 4.769e-05 | 4.6067e-05 | 4.4257e-05 | 4.2637e-05
QLD1 | Gas - Steam | 0 | 0 | 0 | 0 | 0 | 0 | 0 | 0 | 0 | 0 | 0 | 0 | 0 | 0 | 0 | 0 | 0 | 0 | 0 | 0 | 0 | 0 | 0 | 0 | 0 | 0 | 0 | 0 | 0
QLD1 | OCGT / Diesel | 0.00012239 | 0.00011791 | 0.0001139 | 0.00010943 | 0.00010542 | 0.00010156 | 9.8105e-05 | 9.507e-05 | 9.1589e-05 | 8.8236e-05 | 8.8058e-05 | 8.9413e-05 | 8.986e-05 | 8.9671e-05 | 8.9739e-05 | 8.9877e-05 | 9.4074e-05 | 9.3e-05 | 0.00011086 | 0.0001065 | 0.0001026 | 0.0001097 | 0.00010764 | 0.00010735 | 0.00022873 | 2284.948 | 2207.2169 | 4645.0949 | 4475.0433
QLD1 | Hydro | 0 | 0 | 0 | 0 | 0 | 0 | 0 | 0 | 0 | 0 | 0 | 0 | 0 | 0 | 0 | 0 | 0 | 0 | 0 | 0 | 0 | 0 | 0 | 0 | 0 | 0 | 0 | 0 | 0
QLD1 | Wind | 0.0058997 | 0.0057776 | 0.0057679 | 13318.1557 | 12830.5953 | 14421.0249 | 21625.5729 | 24874.1959 | 23963.5799 | 23086.3005 | 22300.9326 | 21424.7253 | 20640.3905 | 19884.7693 | 19208.3135 | 18453.6158 | 41491.1723 | 39972.2277 | 38612.421 | 38015.3446 | 39949.9113 | 47610.7889 | 52204.7094 | 50153.5779 | 51047.2588 | 58466.8938 | 56477.921 | 54258.8943 | 56780.0294
QLD1 | Solar PV | 0.00032561 | 0.00047869 | 0.00052607 | 0.00058408 | 0.00056269 | 0.00057476 | 0.00061952 | 0.00079627 | 0.0011657 | 0.001123 | 0.0010848 | 0.0010422 | 0.001004 | 0.00096729 | 0.00093542 | 0.00089866 | 0.0010391 | 0.001001 | 0.0009681 | 0.00099255 | 0.0010393 | 8633.3627 | 9071.8968 | 8715.4605 | 12194.6681 | 22890.3637 | 22111.6612 | 21242.8905 | 26530.4126
QLD1 | Grid Battery | 0.00018449 | 0.00017774 | 0.00017169 | 0.00016494 | 0.0001589 | 0.00015309 | 0.00020726 | 0.00041715 | 0.00040623 | 0.00039136 | 0.00037805 | 0.00042502 | 0.00059719 | 0.00057739 | 0.00055892 | 0.00053812 | 2700.8366 | 2601.9621 | 2513.4465 | 2968.3656 | 7656.8346 | 10079.1382 | 9736.2582 | 13419.1162 | 12927.8577 | 12454.5835 | 12030.8937 | 11558.1979 | 13697.9846
QLD1 | Pumped Hydro | 0 | 0 | 0.00017674 | 0.00020348 | 0.00021323 | 0.00023426 | 0.00022761 | 0.00033105 | 0.00031893 | 0.00030725 | 0.0002968 | 0.00030445 | 0.00035154 | 0.00033867 | 0.00032715 | 0.00031429 | 0.0064776 | 0.0062405 | 0.0060282 | 0.0057913 | 641.8585 | 2954.4782 | 2853.9704 | 2741.8375 | 6211.7697 | 13186.8168 | 12738.2173 | 12237.7307 | 11789.7213
QLD1 | VPP | 0 | 0 | 0 | 0 | 0 | 0 | 0 | 0 | 0 | 0 | 0 | 0 | 0 | 0 | 0 | 0 | 0 | 0 | 0 | 0 | 0 | 0 | 0 | 0 | 0 | 0 | 0 | 0 | 0
Total excluding storage |  | 0.0063753 | 0.0064008 | 0.0064335 | -82994.2511 | -79955.8503 | -113335.6284 | 13455.166 | -95578.7384 | -95540.5423 | -92042.9118 | 337196.1777 | 95070.5062 | 237117.1372 | -79278.7074 | -32406.9487 | -13695.8392 | 38923.6576 | 37498.7068 | 36223.0463 | 35719.849 | 331106.5783 | 54113.6498 | 61276.606 | 58869.0384 | 63241.9271 | 83642.2056 | 80796.7991 | 80146.8798 | 87785.4854
Region | Technology | 2021-22 | 2022-23 | 2023-24 | 2024-25 | 2025-26 | 2026-27 | 2027-28 | 2028-29 | 2029-30 | 2030-31 | 2031-32 | 2032-33 | 2033-34 | 2034-35 | 2035-36 | 2036-37 | 2037-38 | 2038-39 | 2039-40 | 2040-41 | 2041-42 | 2042-43 | 2043-44 | 2044-45 | 2045-46 | 2046-47 | 2047-48 | 2048-49 | 2049-50
VIC1 | Black Coal | 0 | 0 | 0 | 0 | 0 | 0 | 0 | 0 | 0 | 0 | 0 | 0 | 0 | 0 | 0 | 0 | 0 | 0 | 0 | 0 | 0 | 0 | 0 | 0 | 0 | 0 | 0 | 0 | 0
VIC1 | Brown Coal | 0 | 0 | 0 | -287248.3948 | -276732.558 | -277803.0412 | 57655.1925 | 103765.3943 | -211474.6824 | -168187.4216 | -125677.1023 | -85395.8757 | -82269.6299 | -79257.8324 | -76561.577 | -73553.4602 | 153590.0832 | 180696.6502 | -65944.2726 | -63353.3114 | -61034.0188 | -58799.6328 | -56799.3406 | -54567.6853 | -52570.0244 | -50645.4956 | -48922.5956 | 0 | 0
VIC1 | CCGT | 2.0571e-05 | 1.9818e-05 | 1.9144e-05 | 2.1418e-05 | 2.0634e-05 | 1.9879e-05 | 1.9203e-05 | 1.8448e-05 | 1.7773e-05 | 1.7122e-05 | 1.654e-05 | 1.7651e-05 | 1.7004e-05 | 1.7814e-05 | 1.7208e-05 | 1.6532e-05 | 2.3216e-05 | 2.2366e-05 | 2.4893e-05 | 2.6419e-05 | 2.6566e-05 | 2.5593e-05 | 2.9181e-05 | 2.8034e-05 | 2.7644e-05 | 2.823e-05 | 3.2018e-05 | 4.7043e-05 | 4.5321e-05
VIC1 | Gas - Steam | 0 | 0 | 0 | 0 | 0 | 0 | 0 | 0 | 0 | 0 | 0 | 0 | 0 | 0 | 0 | 0 | 0 | 0 | 0 | 0 | 0 | 0 | 0 | 0 | 0 | 0 | 0 | 0 | 0
VIC1 | OCGT / Diesel | 0.00011467 | 0.00011047 | 0.00010671 | 0.00010252 | 9.8769e-05 | 9.5153e-05 | 9.1916e-05 | 8.8305e-05 | 8.5072e-05 | 8.2996e-05 | 8.305e-05 | 8.3662e-05 | 8.3924e-05 | 8.4324e-05 | 8.4537e-05 | 9.4764e-05 | 9.1294e-05 | 8.7952e-05 | 0.00012088 | 0.00012487 | 0.0001974 | 0.00019017 | 0.00018439 | 0.00030702 | 0.00029578 | 0.00028495 | 0.00027526 | 0.00065885 | 0.00063473
VIC1 | Hydro | 0 | 0 | 0 | 0 | 0 | 0 | 0 | 0 | 0 | 0 | 0 | 0 | 0 | 0 | 0 | 0 | 0 | 0 | 0 | 0 | 0 | 0 | 0 | 0 | 0 | 0 | 0 | 0 | 0
VIC1 | Wind | 0.001313 | 0.0013016 | 0.0012963 | 0.0015105 | 0.0014552 | 0.0014019 | 0.0013542 | 0.001323 | 0.0012894 | 0.001249 | 0.0012188 | 0.0012414 | 0.0011976 | 0.0013578 | 0.001314 | 0.0014669 | 0.0027769 | 0.0043901 | 1814.0433 | 4686.8674 | 4515.2865 | 4945.1755 | 11334.9091 | 10889.5587 | 23839.4327 | 24577.5423 | 45232.5542 | 60386.0555 | 62685.6641
VIC1 | Solar PV | 8.7647e-05 | 0.00010043 | 0.00010388 | 0.00018913 | 0.00018221 | 0.00017554 | 0.00017477 | 0.00017641 | 0.00018493 | 0.00020034 | 0.00020521 | 0.00023901 | 0.00024186 | 0.00024941 | 0.00024226 | 0.0002535 | 0.00036687 | 0.0004109 | 0.00051732 | 0.00056897 | 0.000549 | 0.00076955 | 0.001115 | 0.0010712 | 0.0014234 | 0.0034664 | 2345.2461 | 8712.7777 | 12805.9258
VIC1 | Grid Battery | 0.00017928 | 0.00017272 | 0.00016684 | 0.00016029 | 0.00015681 | 0.00016282 | 0.00017338 | 0.00019354 | 0.00029266 | 0.00029307 | 0.0002831 | 0.00034648 | 0.0003338 | 0.00038294 | 0.00037166 | 0.00048314 | 0.00058307 | 0.00074208 | 998.0459 | 958.8325 | 4609.5963 | 4440.8442 | 4292.8927 | 6819.5863 | 6569.929 | 6329.4114 | 6114.0925 | 10971.5093 | 10569.8548
VIC1 | Pumped Hydro | 0 | 0 | 0.0001776 | 0.00020927 | 0.00024692 | 0.00024692 | 0.00025447 | 0.00024447 | 0.00023552 | 0.0002269 | 0.00021918 | 0.00026632 | 0.00025657 | 0.000281 | 0.00027144 | 0.00028418 | 0.0046544 | 0.004485 | 1757.8091 | 1688.7445 | 1626.9215 | 1567.3617 | 1514.042 | 1454.555 | 2259.6024 | 2176.8809 | 3463.2825 | 7021.1254 | 6764.09
VIC1 | VPP | 0 | 0 | 0 | 0 | 0 | 0 | 0 | 0 | 0 | 0 | 0 | 0 | 0 | 0 | 0 | 0 | 0 | 0 | 0 | 0 | 0 | 0 | 0 | 0 | 0 | 0 | 0 | 0 | 0
Total excluding storage |  | 0.0015359 | 0.0015323 | 0.001526 | -287248.393 | -276732.5562 | -277803.0395 | 57655.1941 | 103765.396 | -211474.6808 | -168187.4201 | -125677.1007 | -85395.8742 | -82269.6284 | -79257.8307 | -76561.5754 | -73553.4584 | 153590.0865 | 180696.6551 | -64130.2286 | -58666.4433 | -56518.7315 | -53854.4563 | -45464.4301 | -43678.1252 | -28730.59 | -26067.9495 | -1344.795 | 69098.834 | 75491.5905
Region | Technology | 2021-22 | 2022-23 | 2023-24 | 2024-25 | 2025-26 | 2026-27 | 2027-28 | 2028-29 | 2029-30 | 2030-31 | 2031-32 | 2032-33 | 2033-34 | 2034-35 | 2035-36 | 2036-37 | 2037-38 | 2038-39 | 2039-40 | 2040-41 | 2041-42 | 2042-43 | 2043-44 | 2044-45 | 2045-46 | 2046-47 | 2047-48 | 2048-49 | 2049-50
SA1 | Black Coal | 0 | 0 | 0 | 0 | 0 | 0 | 0 | 0 | 0 | 0 | 0 | 0 | 0 | 0 | 0 | 0 | 0 | 0 | 0 | 0 | 0 | 0 | 0 | 0 | 0 | 0 | 0 | 0 | 0
SA1 | Brown Coal | 0 | 0 | 0 | 0 | 0 | 0 | 0 | 0 | 0 | 0 | 0 | 0 | 0 | 0 | 0 | 0 | 0 | 0 | 0 | 0 | 0 | 0 | 0 | 0 | 0 | 0 | 0 | 0 | 0
SA1 | CCGT | 2.002e-05 | 1.9287e-05 | 2.3682e-05 | 2.2751e-05 | 2.1919e-05 | 2.1116e-05 | 2.0398e-05 | 2.0397e-05 | 1.965e-05 | 1.8931e-05 | 1.8287e-05 | 1.9971e-05 | 1.924e-05 | 2.0439e-05 | 1.9744e-05 | 1.9876e-05 | 2.5293e-05 | 2.6518e-05 | 3.0852e-05 | 3.2787e-05 | 3.333e-05 | 3.211e-05 | 3.9466e-05 | 3.7916e-05 | 3.7832e-05 | 3.8038e-05 | 3.8488e-05 | 4.7538e-05 | 4.5797e-05
SA1 | Gas - Steam | 0 | 0 | 0 | 0 | 0 | 0 | 0 | 0 | 0 | 0 | 0 | 0 | 0 | 0 | 0 | 0 | 0 | 0 | 0 | 0 | 0 | 0 | 0 | 0 | 0 | 0 | 0 | 0 | 0
SA1 | OCGT / Diesel | 0.00011529 | 0.00011107 | 0.00010729 | 0.00010307 | 9.93e-05 | 9.5665e-05 | 9.2411e-05 | 8.878e-05 | 8.553e-05 | 8.4316e-05 | 8.421e-05 | 8.5171e-05 | 8.5132e-05 | 8.6123e-05 | 8.706e-05 | 0.00010638 | 0.00010249 | 9.8736e-05 | 0.00014187 | 0.00014731 | 0.00024767 | 0.00023861 | 0.00026612 | 233.9251 | 225.3614 | 217.1112 | 209.7253 | 636.988 | 613.6686
SA1 | Hydro | 0 | 0 | 0 | 0 | 0 | 0 | 0 | 0 | 0 | 0 | 0 | 0 | 0 | 0 | 0 | 0 | 0 | 0 | 0 | 0 | 0 | 0 | 0 | 0 | 0 | 0 | 0 | 0 | 0
SA1 | Wind | 0.002174 | 0.0021332 | 0.0026338 | 0.0025794 | 0.002485 | 0.002394 | 0.0023125 | 0.0023 | 0.0022158 | 0.0021347 | 0.0020621 | 0.002147 | 0.0020684 | 0.0023703 | 0.0022969 | 0.0031872 | 11034.9622 | 20359.0509 | 24674.4214 | 24924.0056 | 24011.5661 | 25241.5462 | 24382.8599 | 23861.9559 | 23384.4912 | 25043.0749 | 24413.9741 | 23541.778 | 24244.4872
SA1 | Solar PV | 0.00029245 | 0.00041298 | 0.00048935 | 0.00052814 | 0.00050881 | 0.00049018 | 0.00048984 | 0.00050578 | 0.00053157 | 0.00057382 | 0.00057216 | 0.00068193 | 0.00067734 | 0.00072952 | 0.00070471 | 0.00074609 | 0.0015439 | 0.0015338 | 0.0016924 | 0.003676 | 0.0035415 | 450.5914 | 3290.4903 | 3161.2064 | 3840.4808 | 3699.8852 | 6530.9756 | 7768.1944 | 7483.8098
SA1 | Grid Battery | 0.00019239 | 0.00018535 | 0.00017904 | 0.00017201 | 0.00016571 | 0.0001621 | 0.0001737 | 0.00019287 | 0.00031496 | 0.00030493 | 0.00029586 | 0.00036477 | 0.00035142 | 0.0004123 | 0.0004004 | 0.0012421 | 0.0012015 | 0.0011594 | 540.3467 | 691.6352 | 5290.4233 | 5096.7469 | 4923.3617 | 6565.7153 | 6325.3519 | 6093.788 | 5886.4847 | 5655.2037 | 5448.1732
SA1 | Pumped Hydro | 0 | 0 | 0.00015358 | 0.00014755 | 0.00014215 | 0.00013694 | 0.00013374 | 0.00013507 | 0.00013012 | 0.00012977 | 0.00012701 | 0.00015027 | 0.00014477 | 0.00015152 | 0.00014637 | 0.00020653 | 0.00025848 | 0.0002554 | 0.00030827 | 0.00029839 | 0.00032408 | 0.00031221 | 0.00030262 | 0.00034841 | 0.00037151 | 0.00035791 | 0.00034574 | 0.00033215 | 0.00031999
SA1 | VPP | 0 | 0 | 0 | 0 | 0 | 0 | 0 | 0 | 0 | 0 | 0 | 0 | 0 | 0 | 0 | 0 | 0 | 0 | 0 | 0 | 0 | 0 | 0 | 0 | 0 | 0 | 0 | 0 | 0
Total excluding storage |  | 0.0026017 | 0.0026766 | 0.0032541 | 0.0032333 | 0.003115 | 0.0030009 | 0.0029152 | 0.002915 | 0.0028526 | 0.0028118 | 0.0027368 | 0.0029341 | 0.0028501 | 0.0032064 | 0.0031084 | 0.0040595 | 11034.9639 | 20359.0525 | 24674.4233 | 24924.0094 | 24011.5699 | 25692.1379 | 27673.3505 | 27257.0874 | 27450.3334 | 28960.0713 | 31154.6751 | 31946.9604 | 32341.9656
Region | Technology | 2021-22 | 2022-23 | 2023-24 | 2024-25 | 2025-26 | 2026-27 | 2027-28 | 2028-29 | 2029-30 | 2030-31 | 2031-32 | 2032-33 | 2033-34 | 2034-35 | 2035-36 | 2036-37 | 2037-38 | 2038-39 | 2039-40 | 2040-41 | 2041-42 | 2042-43 | 2043-44 | 2044-45 | 2045-46 | 2046-47 | 2047-48 | 2048-49 | 2049-50
TAS1 | Black Coal | 0 | 0 | 0 | 0 | 0 | 0 | 0 | 0 | 0 | 0 | 0 | 0 | 0 | 0 | 0 | 0 | 0 | 0 | 0 | 0 | 0 | 0 | 0 | 0 | 0 | 0 | 0 | 0 | 0
TAS1 | Brown Coal | 0 | 0 | 0 | 0 | 0 | 0 | 0 | 0 | 0 | 0 | 0 | 0 | 0 | 0 | 0 | 0 | 0 | 0 | 0 | 0 | 0 | 0 | 0 | 0 | 0 | 0 | 0 | 0 | 0
TAS1 | CCGT | 1.8369e-05 | 1.7697e-05 | 1.7095e-05 | 1.6423e-05 | 1.5822e-05 | 1.5243e-05 | 1.4724e-05 | 1.4146e-05 | 1.3628e-05 | 1.3129e-05 | 1.2682e-05 | 1.2184e-05 | 1.1738e-05 | 1.1308e-05 | 1.0924e-05 | 1.0494e-05 | 1.011e-05 | 9.7401e-06 | 1.0289e-05 | 9.8849e-06 | 9.523e-06 | 9.1744e-06 | 8.8623e-06 | 9.0019e-06 | 9.1512e-06 | 9.331e-06 | 9.4946e-06 | 9.735e-06 | 9.3786e-06
TAS1 | Gas - Steam | 0 | 0 | 0 | 0 | 0 | 0 | 0 | 0 | 0 | 0 | 0 | 0 | 0 | 0 | 0 | 0 | 0 | 0 | 0 | 0 | 0 | 0 | 0 | 0 | 0 | 0 | 0 | 0 | 0
TAS1 | OCGT / Diesel | 0.00011617 | 0.00011192 | 0.00010811 | 0.00010387 | 0.00010006 | 9.6401e-05 | 9.3121e-05 | 8.9463e-05 | 8.6188e-05 | 8.4105e-05 | 8.4389e-05 | 8.44e-05 | 8.5006e-05 | 8.4817e-05 | 8.5232e-05 | 8.5235e-05 | 8.5507e-05 | 8.5921e-05 | 9.7393e-05 | 9.3566e-05 | 9.0141e-05 | 8.7479e-05 | 8.6772e-05 | 8.6639e-05 | 8.6952e-05 | 8.7402e-05 | 8.8193e-05 | 9.3473e-05 | 9.0051e-05
TAS1 | Hydro | 0 | 0 | 0 | 0 | 0 | 0 | 0 | 0 | 0 | 0 | 0 | 0 | 0 | 0 | 0 | 0 | 0 | 0 | 0 | 0 | 0 | 0 | 0 | 0 | 0 | 0 | 0 | 0 | 0
TAS1 | Wind | 0.0010454 | 0.0010279 | 3211.7398 | 6171.1052 | 8920.9192 | 11509.7215 | 13934.3887 | 16092.4642 | 18109.8498 | 19916.7475 | 21624.4105 | 23078.6214 | 24453.2397 | 25696.2778 | 26887.6245 | 27815.5578 | 28708.966 | 29501.7575 | 30341.6976 | 30920.6849 | 29788.7138 | 28698.1829 | 27721.9055 | 26632.7074 | 25657.7142 | 24718.4145 | 23877.524 | 22939.3722 | 22099.5879
TAS1 | Solar PV | 3.644e-05 | 5.2466e-05 | 8.1724e-05 | 8.6506e-05 | 8.6021e-05 | 9.2187e-05 | 0.00010409 | 0.000108 | 0.0001293 | 0.00015711 | 0.00019334 | 0.00018883 | 0.00018311 | 0.0001764 | 0.00017187 | 0.00016692 | 0.00019225 | 0.00021015 | 0.00021552 | 0.0003306 | 0.0003185 | 0.00030684 | 0.0002964 | 0.00028476 | 0.00027433 | 0.00026429 | 0.0002553 | 0.00024527 | 0.00023629
TAS1 | Grid Battery | 0.0001813 | 0.00017466 | 0.00016872 | 0.00016209 | 0.00015616 | 0.00015547 | 0.00016388 | 0.00018583 | 0.00026118 | 0.00026726 | 0.00026737 | 0.00028192 | 0.00027703 | 0.00029398 | 0.0002974 | 0.00030778 | 0.0003134 | 0.00031606 | 0.00038195 | 0.00036907 | 0.00043776 | 0.00043919 | 0.00045115 | 0.0004506 | 0.00045033 | 0.00046177 | 0.00047438 | 0.00052145 | 0.00053489
TAS1 | Pumped Hydro | 0 | 0 | 0.00044999 | 0.00044308 | 0.00045403 | 0.00047035 | 0.00047506 | 0.00047412 | 0.00047824 | 0.00048016 | 0.00049106 | 0.0004934 | 0.00049836 | 0.00050354 | 0.00051833 | 0.00052855 | 0.00053288 | 0.00053783 | 0.00060823 | 0.00058619 | 0.00056902 | 0.00055967 | 0.0005627 | 0.0005623 | 0.00056748 | 0.00056022 | 0.00055769 | 0.00057511 | 0.00055648
TAS1 | VPP | 0 | 0 | 0 | 0 | 0 | 0 | 0 | 0 | 0 | 0 | 0 | 0 | 0 | 0 | 0 | 0 | 0 | 0 | 0 | 0 | 0 | 0 | 0 | 0 | 0 | 0 | 0 | 0 | 0
Total excluding storage |  | 0.0012164 | 0.0012099 | 3211.74 | 6171.1054 | 8920.9194 | 11509.7217 | 13934.3889 | 16092.4644 | 18109.8501 | 19916.7478 | 21624.4108 | 23078.6217 | 24453.24 | 25696.2781 | 26887.6248 | 27815.558 | 28708.9663 | 29501.7578 | 30341.698 | 30920.6854 | 29788.7142 | 28698.1833 | 27721.9059 | 26632.7077 | 25657.7146 | 24718.4149 | 23877.5244 | 22939.3726 | 22099.5883

## Marinus_Fuel Cost
Fuel cost by technology ($000s) - Marinus Link, Slow Change Scenario
Fuel | Real June 2020 dollars discounted to 1 July 2020
Explicitly modelled generation
Region | Technology | 2021-22 | 2022-23 | 2023-24 | 2024-25 | 2025-26 | 2026-27 | 2027-28 | 2028-29 | 2029-30 | 2030-31 | 2031-32 | 2032-33 | 2033-34 | 2034-35 | 2035-36 | 2036-37 | 2037-38 | 2038-39 | 2039-40 | 2040-41 | 2041-42 | 2042-43 | 2043-44 | 2044-45 | 2045-46 | 2046-47 | 2047-48 | 2048-49 | 2049-50
NEM | Black Coal | 1579899.1533 | 1399110.827 | 1333567.6552 | 1263808.4034 | 1211475.4277 | 1047940.1165 | 920519.8459 | 926191.0021 | 618238.9826 | 517607.8228 | 353399.8784 | 368225.5588 | 380172.7972 | 350488.7421 | 300135.7338 | 310711.6165 | 318936.3125 | 303385.216 | 271031.8676 | 248402.8688 | 225108.1827 | 156901.7115 | 122207.0788 | 90903.5572 | 73611.6794 | 49822.8992 | 45910.459 | 41588.753 | 37853.8435
NEM | Brown Coal | 205786.7399 | 173925.0219 | 182629.1471 | 101542.4861 | 101600.9043 | 94903.6021 | 78025.4489 | 80760.4787 | 74603.8761 | 77187.9813 | 68604.7062 | 68006.7516 | 68591.7729 | 65318.0597 | 63324.9421 | 60258.9559 | 55114.2389 | 55803.7652 | 49452.1344 | 46929.4322 | 49312.7207 | 47772.2334 | 44442.1781 | 42770.3235 | 38940.891 | 40529.1587 | 20269.6366 | 0 | 0
NEM | CCGT | 203163.017 | 201897.3812 | 155430.883 | 158774.6137 | 157354.1123 | 163324.1911 | 143723.0364 | 187120.8771 | 119261.7253 | 123563.228 | 130794.2391 | 135059.4066 | 123628.7012 | 116515.7973 | 107884.1945 | 103238.671 | 84382.4092 | 114272.765 | 136472.6025 | 142483.8315 | 112986.1059 | 155938.3038 | 104788.8354 | 102090.1548 | 59537.937 | 46148.1056 | 44990.2019 | 43667.063 | 42510.0345
NEM | Gas - Steam | 90124.402 | 91789.7248 | 86344.2028 | 15630.288 | 14563.1001 | 14774.0831 | 13134.5538 | 15854.8616 | 11579.5633 | 11730.5351 | 11981.924 | 12261.8239 | 11372.0102 | 10518.8374 | 4772.9483 | 4459.511 | 5509.5063 | 4293.8873 | 3084.2962 | 3082.5268 | 2912.3975 | 4248.3345 | 4844.3095 | 4490.6515 | 6247.6385 | 0 | 0 | 0 | 0
NEM | OCGT / Diesel | 2150.4754 | 1288.8111 | 6374.8933 | 5858.4272 | 1505.2299 | 5946.1107 | 2527.3975 | 18109.0711 | 392.2814 | 206.3217 | 312.7292 | 4856.5909 | 2683.7779 | 987.2489 | 5713.3297 | 5477.8844 | 12324.9971 | 10732.8018 | 32233.5783 | 45648.5431 | 32517.0812 | 26664.6227 | 100214.2523 | 53730.6337 | 77241.4949 | 91806.0703 | 153007.3557 | 243368.6844 | 239241.5213
NEM | Hydro | 0 | 0 | 0 | 0 | 0 | 0 | 0 | 0 | 0 | 0 | 0 | 0 | 0 | 0 | 0 | 0 | 0 | 0 | 0 | 0 | 0 | 0 | 0 | 0 | 0 | 0 | 0 | 0 | 0
NEM | Wind | 0 | 0 | 0 | 0 | 0 | 0 | 0 | 0 | 0 | 0 | 0 | 0 | 0 | 0 | 0 | 0 | 0 | 0 | 0 | 0 | 0 | 0 | 0 | 0 | 0 | 0 | 0 | 0 | 0
NEM | Solar PV | 0 | 0 | 0 | 0 | 0 | 0 | 0 | 0 | 0 | 0 | 0 | 0 | 0 | 0 | 0 | 0 | 0 | 0 | 0 | 0 | 0 | 0 | 0 | 0 | 0 | 0 | 0 | 0 | 0
NEM | Grid Battery | 0 | 0 | 0 | 0 | 0 | 0 | 0 | 0 | 0 | 0 | 0 | 0 | 0 | 0 | 0 | 0 | 0 | 0 | 0 | 0 | 0 | 0 | 0 | 0 | 0 | 0 | 0 | 0 | 0
NEM | Pumped Hydro | 0 | 0 | 0 | 0 | 0 | 0 | 0 | 0 | 0 | 0 | 0 | 0 | 0 | 0 | 0 | 0 | 0 | 0 | 0 | 0 | 0 | 0 | 0 | 0 | 0 | 0 | 0 | 0 | 0
NEM | VPP | 0 | 0 | 0 | 0 | 0 | 0 | 0 | 0 | 0 | 0 | 0 | 0 | 0 | 0 | 0 | 0 | 0 | 0 | 0 | 0 | 0 | 0 | 0 | 0 | 0 | 0 | 0 | 0 | 0
Total excluding storage |  | 2081123.7875 | 1868011.766 | 1764346.7813 | 1545614.2185 | 1486498.7742 | 1326888.1036 | 1157930.2825 | 1228036.2905 | 824076.4287 | 730295.8889 | 565093.4769 | 588410.1318 | 586449.0594 | 543828.6854 | 481831.1485 | 484146.6388 | 476267.464 | 488488.4353 | 492274.479 | 486547.2025 | 422836.488 | 391525.2059 | 376496.6542 | 293985.3207 | 255579.6408 | 228306.2338 | 264177.6532 | 328624.5004 | 319605.3992
Region | Technology | 2021-22 | 2022-23 | 2023-24 | 2024-25 | 2025-26 | 2026-27 | 2027-28 | 2028-29 | 2029-30 | 2030-31 | 2031-32 | 2032-33 | 2033-34 | 2034-35 | 2035-36 | 2036-37 | 2037-38 | 2038-39 | 2039-40 | 2040-41 | 2041-42 | 2042-43 | 2043-44 | 2044-45 | 2045-46 | 2046-47 | 2047-48 | 2048-49 | 2049-50
NSW1 | Black Coal | 826738.429 | 732629.152 | 643116.0753 | 707885.6 | 633435.4246 | 572275.3027 | 482865.4876 | 524060.6086 | 271688.4368 | 198105.9161 | 90142.5476 | 83812.9134 | 108829.4171 | 91842.1526 | 68842.8037 | 87922.421 | 101323.7082 | 96831.984 | 81990.688 | 68354.8666 | 55947.3266 | 0 | 0 | 0 | 0 | 0 | 0 | 0 | 0
NSW1 | Brown Coal | 0 | 0 | 0 | 0 | 0 | 0 | 0 | 0 | 0 | 0 | 0 | 0 | 0 | 0 | 0 | 0 | 0 | 0 | 0 | 0 | 0 | 0 | 0 | 0 | 0 | 0 | 0 | 0 | 0
NSW1 | CCGT | 2480.8399 | 2468.5566 | 7330.7284 | 4635.243 | 4430.1481 | 4324.4185 | 4231.876 | 4106.496 | 3897.0324 | 3846.9356 | 3736.2818 | 3633.5383 | 3549.4476 | 3405.6595 | 3369.7839 | 3180.7194 | 3141.7208 | 26040.4141 | 44511.0662 | 50855.3361 | 32102.6274 | 48397.6351 | 65.655 | 0.0022874 | 0.0022711 | 0.0028804 | 0.0028866 | 0.0027211 | 0.0025692
NSW1 | Gas - Steam | 0 | 0 | 0 | 0 | 0 | 0 | 0 | 0 | 0 | 0 | 0 | 0 | 0 | 0 | 0 | 0 | 0 | 0 | 0 | 0 | 0 | 0 | 0 | 0 | 0 | 0 | 0 | 0 | 0
NSW1 | OCGT / Diesel | 0.0018028 | 0.0017663 | 376.1083 | 3411.6689 | 603.2149 | 1678.114 | 563.8498 | 998.4908 | 0.00191 | 0.001911 | 0.0017777 | 1229.9257 | 202.9179 | 315.4649 | 1053.4224 | 570.4178 | 1659.188 | 462.5182 | 6699.4165 | 9357.3874 | 6768.7306 | 5315.4839 | 45961.3917 | 25558.1995 | 34896.0188 | 29731.5045 | 86176.1431 | 100917.7567 | 127139.4684
NSW1 | Hydro | 0 | 0 | 0 | 0 | 0 | 0 | 0 | 0 | 0 | 0 | 0 | 0 | 0 | 0 | 0 | 0 | 0 | 0 | 0 | 0 | 0 | 0 | 0 | 0 | 0 | 0 | 0 | 0 | 0
NSW1 | Wind | 0 | 0 | 0 | 0 | 0 | 0 | 0 | 0 | 0 | 0 | 0 | 0 | 0 | 0 | 0 | 0 | 0 | 0 | 0 | 0 | 0 | 0 | 0 | 0 | 0 | 0 | 0 | 0 | 0
NSW1 | Solar PV | 0 | 0 | 0 | 0 | 0 | 0 | 0 | 0 | 0 | 0 | 0 | 0 | 0 | 0 | 0 | 0 | 0 | 0 | 0 | 0 | 0 | 0 | 0 | 0 | 0 | 0 | 0 | 0 | 0
NSW1 | Grid Battery | 0 | 0 | 0 | 0 | 0 | 0 | 0 | 0 | 0 | 0 | 0 | 0 | 0 | 0 | 0 | 0 | 0 | 0 | 0 | 0 | 0 | 0 | 0 | 0 | 0 | 0 | 0 | 0 | 0
NSW1 | Pumped Hydro | 0 | 0 | 0 | 0 | 0 | 0 | 0 | 0 | 0 | 0 | 0 | 0 | 0 | 0 | 0 | 0 | 0 | 0 | 0 | 0 | 0 | 0 | 0 | 0 | 0 | 0 | 0 | 0 | 0
NSW1 | VPP | 0 | 0 | 0 | 0 | 0 | 0 | 0 | 0 | 0 | 0 | 0 | 0 | 0 | 0 | 0 | 0 | 0 | 0 | 0 | 0 | 0 | 0 | 0 | 0 | 0 | 0 | 0 | 0 | 0
Total excluding storage |  | 829219.2707 | 735097.7103 | 650822.912 | 715932.5119 | 638468.7875 | 578277.8352 | 487661.2134 | 529165.5954 | 275585.4711 | 201952.8536 | 93878.8313 | 88676.3774 | 112581.7825 | 95563.277 | 73266.01 | 91673.5581 | 106124.6171 | 123334.9162 | 133201.1707 | 128567.59 | 94818.6846 | 53713.119 | 46027.0467 | 25558.2018 | 34896.0211 | 29731.5074 | 86176.146 | 100917.7595 | 127139.471
Region | Technology | 2021-22 | 2022-23 | 2023-24 | 2024-25 | 2025-26 | 2026-27 | 2027-28 | 2028-29 | 2029-30 | 2030-31 | 2031-32 | 2032-33 | 2033-34 | 2034-35 | 2035-36 | 2036-37 | 2037-38 | 2038-39 | 2039-40 | 2040-41 | 2041-42 | 2042-43 | 2043-44 | 2044-45 | 2045-46 | 2046-47 | 2047-48 | 2048-49 | 2049-50
QLD1 | Black Coal | 753160.7243 | 666481.675 | 690451.5799 | 555922.8034 | 578040.0031 | 475664.8138 | 437654.3583 | 402130.3935 | 346550.5458 | 319501.9067 | 263257.3307 | 284412.6453 | 271343.3801 | 258646.5895 | 231292.9301 | 222789.1955 | 217612.6043 | 206553.232 | 189041.1796 | 180048.0022 | 169160.8561 | 156901.7115 | 122207.0788 | 90903.5572 | 73611.6794 | 49822.8992 | 45910.459 | 41588.753 | 37853.8435
QLD1 | Brown Coal | 0 | 0 | 0 | 0 | 0 | 0 | 0 | 0 | 0 | 0 | 0 | 0 | 0 | 0 | 0 | 0 | 0 | 0 | 0 | 0 | 0 | 0 | 0 | 0 | 0 | 0 | 0 | 0 | 0
QLD1 | CCGT | 99873.8664 | 100156.4059 | 110068.9796 | 118329.1596 | 118631.0491 | 125692.1637 | 107313.4196 | 151748.9962 | 85188.71 | 90308.3316 | 98341.1665 | 103504.1014 | 92680.2108 | 86747.3328 | 78925.7397 | 75571.0647 | 81240.6847 | 88232.3473 | 91961.5323 | 91628.4913 | 80883.4743 | 107540.6646 | 104723.1756 | 102090.1481 | 59537.9302 | 46148.0981 | 44990.1941 | 43667.054 | 42510.0258
QLD1 | Gas - Steam | 2551.867 | 2563.7765 | 5130.1585 | 5463.395 | 5654.2705 | 5411.744 | 4672.3855 | 7480.931 | 3974.6815 | 4280.737 | 4546.055 | 4458.2435 | 4140.6825 | 3803.4092 | 3613.1642 | 3419.1018 | 3284.6748 | 3167.2178 | 3084.2962 | 3082.5268 | 2912.3975 | 4248.3345 | 4844.3095 | 4490.6515 | 6247.6385 | 0 | 0 | 0 | 0
QLD1 | OCGT / Diesel | 0.0031688 | 0.0031133 | 0.0031316 | 1342.598 | 433.5636 | 2905.072 | 1501.1076 | 16375.8971 | 392.2687 | 98.0007 | 172.9228 | 2502.2585 | 2130.9641 | 445.2071 | 1714.7231 | 1951.5257 | 4006.5581 | 2072.5648 | 7139.4471 | 4800.6652 | 6903.9893 | 5087.2996 | 13149.576 | 18447.6291 | 33524.4344 | 54313.0776 | 53431.291 | 80519.337 | 58668.7805
QLD1 | Hydro | 0 | 0 | 0 | 0 | 0 | 0 | 0 | 0 | 0 | 0 | 0 | 0 | 0 | 0 | 0 | 0 | 0 | 0 | 0 | 0 | 0 | 0 | 0 | 0 | 0 | 0 | 0 | 0 | 0
QLD1 | Wind | 0 | 0 | 0 | 0 | 0 | 0 | 0 | 0 | 0 | 0 | 0 | 0 | 0 | 0 | 0 | 0 | 0 | 0 | 0 | 0 | 0 | 0 | 0 | 0 | 0 | 0 | 0 | 0 | 0
QLD1 | Solar PV | 0 | 0 | 0 | 0 | 0 | 0 | 0 | 0 | 0 | 0 | 0 | 0 | 0 | 0 | 0 | 0 | 0 | 0 | 0 | 0 | 0 | 0 | 0 | 0 | 0 | 0 | 0 | 0 | 0
QLD1 | Grid Battery | 0 | 0 | 0 | 0 | 0 | 0 | 0 | 0 | 0 | 0 | 0 | 0 | 0 | 0 | 0 | 0 | 0 | 0 | 0 | 0 | 0 | 0 | 0 | 0 | 0 | 0 | 0 | 0 | 0
QLD1 | Pumped Hydro | 0 | 0 | 0 | 0 | 0 | 0 | 0 | 0 | 0 | 0 | 0 | 0 | 0 | 0 | 0 | 0 | 0 | 0 | 0 | 0 | 0 | 0 | 0 | 0 | 0 | 0 | 0 | 0 | 0
QLD1 | VPP | 0 | 0 | 0 | 0 | 0 | 0 | 0 | 0 | 0 | 0 | 0 | 0 | 0 | 0 | 0 | 0 | 0 | 0 | 0 | 0 | 0 | 0 | 0 | 0 | 0 | 0 | 0 | 0 | 0
Total excluding storage |  | 855586.4609 | 769201.8605 | 805650.7211 | 681057.956 | 702758.8863 | 609673.7934 | 551141.271 | 577736.2177 | 436106.206 | 414188.976 | 366317.4751 | 394877.2487 | 370295.2375 | 349642.5386 | 315546.5571 | 303730.8877 | 306144.5219 | 300025.3618 | 291226.4552 | 279559.6855 | 259860.7172 | 273778.0102 | 244924.14 | 215931.9858 | 172921.6825 | 150284.0749 | 144331.944 | 165775.1439 | 139032.6499
Region | Technology | 2021-22 | 2022-23 | 2023-24 | 2024-25 | 2025-26 | 2026-27 | 2027-28 | 2028-29 | 2029-30 | 2030-31 | 2031-32 | 2032-33 | 2033-34 | 2034-35 | 2035-36 | 2036-37 | 2037-38 | 2038-39 | 2039-40 | 2040-41 | 2041-42 | 2042-43 | 2043-44 | 2044-45 | 2045-46 | 2046-47 | 2047-48 | 2048-49 | 2049-50
VIC1 | Black Coal | 0 | 0 | 0 | 0 | 0 | 0 | 0 | 0 | 0 | 0 | 0 | 0 | 0 | 0 | 0 | 0 | 0 | 0 | 0 | 0 | 0 | 0 | 0 | 0 | 0 | 0 | 0 | 0 | 0
VIC1 | Brown Coal | 205786.7399 | 173925.0219 | 182629.1471 | 101542.4861 | 101600.9043 | 94903.6021 | 78025.4489 | 80760.4787 | 74603.8761 | 77187.9813 | 68604.7062 | 68006.7516 | 68591.7729 | 65318.0597 | 63324.9421 | 60258.9559 | 55114.2389 | 55803.7652 | 49452.1344 | 46929.4322 | 49312.7207 | 47772.2334 | 44442.1781 | 42770.3235 | 38940.891 | 40529.1587 | 20269.6366 | 0 | 0
VIC1 | CCGT | 0.00087365 | 0.00089597 | 0.00092898 | 0.0010855 | 0.0010881 | 0.001037 | 0.0010152 | 0.0010022 | 0.00097807 | 0.00096426 | 0.00093764 | 0.0010199 | 0.00098008 | 0.001054 | 0.0010042 | 0.00098542 | 0.0013648 | 0.0013487 | 0.0014987 | 0.0015892 | 0.0015745 | 0.0015394 | 0.0017882 | 0.0016273 | 0.0016342 | 0.001701 | 0.001945 | 0.0028446 | 0.0027352
VIC1 | Gas - Steam | 164.512 | 0.00030422 | 382.4742 | 1160.9639 | 270.531 | 1049.3528 | 444.9802 | 493.4756 | 0.00036686 | 45.6107 | 242.1592 | 802.0026 | 332.1692 | 130.7318 | 1159.7841 | 1040.4092 | 2224.8315 | 1126.6695 | 0 | 0 | 0 | 0 | 0 | 0 | 0 | 0 | 0 | 0 | 0
VIC1 | OCGT / Diesel | 4.9863 | 0.0026221 | 205.0198 | 150.3539 | 9.6754 | 203.8498 | 60.048 | 0.0033653 | 0.0032649 | 0.0032231 | 32.4861 | 362.3676 | 146.3532 | 0.0032438 | 735.3345 | 945.5924 | 734.0474 | 470.167 | 1690.3048 | 2782.6491 | 1929.2276 | 543.7937 | 1296.6455 | 4062.0822 | 3874.5783 | 1850.9761 | 2260.8967 | 32660.718 | 27635.2031
VIC1 | Hydro | 0 | 0 | 0 | 0 | 0 | 0 | 0 | 0 | 0 | 0 | 0 | 0 | 0 | 0 | 0 | 0 | 0 | 0 | 0 | 0 | 0 | 0 | 0 | 0 | 0 | 0 | 0 | 0 | 0
VIC1 | Wind | 0 | 0 | 0 | 0 | 0 | 0 | 0 | 0 | 0 | 0 | 0 | 0 | 0 | 0 | 0 | 0 | 0 | 0 | 0 | 0 | 0 | 0 | 0 | 0 | 0 | 0 | 0 | 0 | 0
VIC1 | Solar PV | 0 | 0 | 0 | 0 | 0 | 0 | 0 | 0 | 0 | 0 | 0 | 0 | 0 | 0 | 0 | 0 | 0 | 0 | 0 | 0 | 0 | 0 | 0 | 0 | 0 | 0 | 0 | 0 | 0
VIC1 | Grid Battery | 0 | 0 | 0 | 0 | 0 | 0 | 0 | 0 | 0 | 0 | 0 | 0 | 0 | 0 | 0 | 0 | 0 | 0 | 0 | 0 | 0 | 0 | 0 | 0 | 0 | 0 | 0 | 0 | 0
VIC1 | Pumped Hydro | 0 | 0 | 0 | 0 | 0 | 0 | 0 | 0 | 0 | 0 | 0 | 0 | 0 | 0 | 0 | 0 | 0 | 0 | 0 | 0 | 0 | 0 | 0 | 0 | 0 | 0 | 0 | 0 | 0
VIC1 | VPP | 0 | 0 | 0 | 0 | 0 | 0 | 0 | 0 | 0 | 0 | 0 | 0 | 0 | 0 | 0 | 0 | 0 | 0 | 0 | 0 | 0 | 0 | 0 | 0 | 0 | 0 | 0 | 0 | 0
Total excluding storage |  | 205956.2391 | 173925.0257 | 183216.642 | 102853.805 | 101881.1118 | 96156.8058 | 78530.478 | 81253.9586 | 74603.8807 | 77233.5962 | 68879.3524 | 69171.1229 | 69070.2964 | 65448.7958 | 65220.0617 | 62244.9585 | 58073.1191 | 57400.6031 | 51142.4407 | 49712.083 | 51241.9499 | 48316.0287 | 45738.8254 | 46832.4074 | 42815.4709 | 42380.1364 | 22530.5352 | 32660.7209 | 27635.2058
Region | Technology | 2021-22 | 2022-23 | 2023-24 | 2024-25 | 2025-26 | 2026-27 | 2027-28 | 2028-29 | 2029-30 | 2030-31 | 2031-32 | 2032-33 | 2033-34 | 2034-35 | 2035-36 | 2036-37 | 2037-38 | 2038-39 | 2039-40 | 2040-41 | 2041-42 | 2042-43 | 2043-44 | 2044-45 | 2045-46 | 2046-47 | 2047-48 | 2048-49 | 2049-50
SA1 | Black Coal | 0 | 0 | 0 | 0 | 0 | 0 | 0 | 0 | 0 | 0 | 0 | 0 | 0 | 0 | 0 | 0 | 0 | 0 | 0 | 0 | 0 | 0 | 0 | 0 | 0 | 0 | 0 | 0 | 0
SA1 | Brown Coal | 0 | 0 | 0 | 0 | 0 | 0 | 0 | 0 | 0 | 0 | 0 | 0 | 0 | 0 | 0 | 0 | 0 | 0 | 0 | 0 | 0 | 0 | 0 | 0 | 0 | 0 | 0 | 0 | 0
SA1 | CCGT | 100808.3089 | 99272.4169 | 38031.1732 | 35810.2091 | 34292.9131 | 33307.6071 | 32177.739 | 31265.383 | 30175.981 | 29407.959 | 28716.789 | 27921.7651 | 27399.041 | 26362.8031 | 25588.6691 | 24486.8851 | 0.0013835 | 0.0014604 | 0.0016878 | 0.0017879 | 0.001793 | 0.0017608 | 0.0022081 | 0.0019852 | 0.0020231 | 0.002087 | 0.0021386 | 0.0026312 | 0.0024953
SA1 | Gas - Steam | 87408.023 | 89225.948 | 80831.57 | 9005.9291 | 8638.2986 | 8312.9863 | 8017.1881 | 7880.455 | 7604.8815 | 7404.1874 | 7193.7098 | 7001.5778 | 6899.1584 | 6584.6965 | 0 | 0 | 0 | 0 | 0 | 0 | 0 | 0 | 0 | 0 | 0 | 0 | 0 | 0 | 0
SA1 | OCGT / Diesel | 2145.483 | 1288.8025 | 5793.761 | 953.8054 | 458.7749 | 1159.0739 | 402.391 | 734.6787 | 0.0064879 | 108.3148 | 107.3175 | 762.0381 | 203.5416 | 226.5725 | 2209.8487 | 2010.3476 | 5925.2026 | 7727.5508 | 16704.4088 | 28707.8406 | 16915.1328 | 15718.0446 | 39806.6383 | 5662.722 | 4946.4626 | 5910.5113 | 11139.0242 | 29270.8718 | 25798.0684
SA1 | Hydro | 0 | 0 | 0 | 0 | 0 | 0 | 0 | 0 | 0 | 0 | 0 | 0 | 0 | 0 | 0 | 0 | 0 | 0 | 0 | 0 | 0 | 0 | 0 | 0 | 0 | 0 | 0 | 0 | 0
SA1 | Wind | 0 | 0 | 0 | 0 | 0 | 0 | 0 | 0 | 0 | 0 | 0 | 0 | 0 | 0 | 0 | 0 | 0 | 0 | 0 | 0 | 0 | 0 | 0 | 0 | 0 | 0 | 0 | 0 | 0
SA1 | Solar PV | 0 | 0 | 0 | 0 | 0 | 0 | 0 | 0 | 0 | 0 | 0 | 0 | 0 | 0 | 0 | 0 | 0 | 0 | 0 | 0 | 0 | 0 | 0 | 0 | 0 | 0 | 0 | 0 | 0
SA1 | Grid Battery | 0 | 0 | 0 | 0 | 0 | 0 | 0 | 0 | 0 | 0 | 0 | 0 | 0 | 0 | 0 | 0 | 0 | 0 | 0 | 0 | 0 | 0 | 0 | 0 | 0 | 0 | 0 | 0 | 0
SA1 | Pumped Hydro | 0 | 0 | 0 | 0 | 0 | 0 | 0 | 0 | 0 | 0 | 0 | 0 | 0 | 0 | 0 | 0 | 0 | 0 | 0 | 0 | 0 | 0 | 0 | 0 | 0 | 0 | 0 | 0 | 0
SA1 | VPP | 0 | 0 | 0 | 0 | 0 | 0 | 0 | 0 | 0 | 0 | 0 | 0 | 0 | 0 | 0 | 0 | 0 | 0 | 0 | 0 | 0 | 0 | 0 | 0 | 0 | 0 | 0 | 0 | 0
Total excluding storage |  | 190361.8149 | 189787.1674 | 124656.5042 | 45769.9436 | 43389.9866 | 42779.6673 | 40597.3182 | 39880.5168 | 37780.869 | 36920.4612 | 36017.8163 | 35685.381 | 34501.7411 | 33174.0721 | 27798.5178 | 26497.2327 | 5925.204 | 7727.5523 | 16704.4105 | 28707.8424 | 16915.1346 | 15718.0464 | 39806.6405 | 5662.724 | 4946.4646 | 5910.5134 | 11139.0263 | 29270.8744 | 25798.0709
Region | Technology | 2021-22 | 2022-23 | 2023-24 | 2024-25 | 2025-26 | 2026-27 | 2027-28 | 2028-29 | 2029-30 | 2030-31 | 2031-32 | 2032-33 | 2033-34 | 2034-35 | 2035-36 | 2036-37 | 2037-38 | 2038-39 | 2039-40 | 2040-41 | 2041-42 | 2042-43 | 2043-44 | 2044-45 | 2045-46 | 2046-47 | 2047-48 | 2048-49 | 2049-50
TAS1 | Black Coal | 0 | 0 | 0 | 0 | 0 | 0 | 0 | 0 | 0 | 0 | 0 | 0 | 0 | 0 | 0 | 0 | 0 | 0 | 0 | 0 | 0 | 0 | 0 | 0 | 0 | 0 | 0 | 0 | 0
TAS1 | Brown Coal | 0 | 0 | 0 | 0 | 0 | 0 | 0 | 0 | 0 | 0 | 0 | 0 | 0 | 0 | 0 | 0 | 0 | 0 | 0 | 0 | 0 | 0 | 0 | 0 | 0 | 0 | 0 | 0 | 0
TAS1 | CCGT | 0.00087612 | 0.00088747 | 0.00090855 | 0.00090348 | 0.00087381 | 0.00084527 | 0.00083205 | 0.00082808 | 0.00083112 | 0.00083124 | 0.00083238 | 0.00083103 | 0.00083194 | 0.00083049 | 0.00083266 | 0.00082888 | 0.00083019 | 0.00082965 | 0.00085224 | 0.00083 | 0.00083129 | 0.00083071 | 0.00083161 | 0.00082946 | 0.00082917 | 0.00083115 | 0.00083292 | 0.00083756 | 0.00082944
TAS1 | Gas - Steam | 0 | 0 | 0 | 0 | 0 | 0 | 0 | 0 | 0 | 0 | 0 | 0 | 0 | 0 | 0 | 0 | 0 | 0 | 0 | 0 | 0 | 0 | 0 | 0 | 0 | 0 | 0 | 0 | 0
TAS1 | OCGT / Diesel | 0.0010879 | 0.0010791 | 0.0010874 | 0.0010894 | 0.0010573 | 0.0010553 | 0.0010506 | 0.0010497 | 0.0010579 | 0.0010544 | 0.0010502 | 0.0010511 | 0.0010547 | 0.0010506 | 0.0010525 | 0.0010459 | 0.001055 | 0.0010412 | 0.0010489 | 0.00083355 | 0.00083383 | 0.00083822 | 0.00082976 | 0.00082882 | 0.00082378 | 0.00083422 | 0.00083417 | 0.00083876 | 0.00082592
TAS1 | Hydro | 0 | 0 | 0 | 0 | 0 | 0 | 0 | 0 | 0 | 0 | 0 | 0 | 0 | 0 | 0 | 0 | 0 | 0 | 0 | 0 | 0 | 0 | 0 | 0 | 0 | 0 | 0 | 0 | 0
TAS1 | Wind | 0 | 0 | 0 | 0 | 0 | 0 | 0 | 0 | 0 | 0 | 0 | 0 | 0 | 0 | 0 | 0 | 0 | 0 | 0 | 0 | 0 | 0 | 0 | 0 | 0 | 0 | 0 | 0 | 0
TAS1 | Solar PV | 0 | 0 | 0 | 0 | 0 | 0 | 0 | 0 | 0 | 0 | 0 | 0 | 0 | 0 | 0 | 0 | 0 | 0 | 0 | 0 | 0 | 0 | 0 | 0 | 0 | 0 | 0 | 0 | 0
TAS1 | Grid Battery | 0 | 0 | 0 | 0 | 0 | 0 | 0 | 0 | 0 | 0 | 0 | 0 | 0 | 0 | 0 | 0 | 0 | 0 | 0 | 0 | 0 | 0 | 0 | 0 | 0 | 0 | 0 | 0 | 0
TAS1 | Pumped Hydro | 0 | 0 | 0 | 0 | 0 | 0 | 0 | 0 | 0 | 0 | 0 | 0 | 0 | 0 | 0 | 0 | 0 | 0 | 0 | 0 | 0 | 0 | 0 | 0 | 0 | 0 | 0 | 0 | 0
TAS1 | VPP | 0 | 0 | 0 | 0 | 0 | 0 | 0 | 0 | 0 | 0 | 0 | 0 | 0 | 0 | 0 | 0 | 0 | 0 | 0 | 0 | 0 | 0 | 0 | 0 | 0 | 0 | 0 | 0 | 0
Total excluding storage |  | 0.0019641 | 0.0019666 | 0.001996 | 0.0019929 | 0.0019311 | 0.0019005 | 0.0018827 | 0.0018778 | 0.0018891 | 0.0018856 | 0.0018826 | 0.0018822 | 0.0018866 | 0.0018811 | 0.0018852 | 0.0018748 | 0.0018852 | 0.0018708 | 0.0019011 | 0.0016636 | 0.0016651 | 0.0016689 | 0.0016614 | 0.0016583 | 0.001653 | 0.0016654 | 0.0016671 | 0.0016763 | 0.0016554

## Marinus_Build Cost
New generation build cost (CAPEX) by technology ($000s) - Marinus Link, Slow Change Scenario
CAPEX (Install) | Real June 2020 dollars discounted to 1 July 2020. The total capital costs are annualised for modelling purposes.
Explicitly modelled generation
Region | Technology | 2021-22 | 2022-23 | 2023-24 | 2024-25 | 2025-26 | 2026-27 | 2027-28 | 2028-29 | 2029-30 | 2030-31 | 2031-32 | 2032-33 | 2033-34 | 2034-35 | 2035-36 | 2036-37 | 2037-38 | 2038-39 | 2039-40 | 2040-41 | 2041-42 | 2042-43 | 2043-44 | 2044-45 | 2045-46 | 2046-47 | 2047-48 | 2048-49 | 2049-50
NEM | Black Coal | 0 | 0 | 0 | 0 | 0 | 0 | 0 | 0 | 0 | 0 | 0 | 0 | 0 | 0 | 0 | 0 | 0 | 0 | 0 | 0 | 0 | 0 | 0 | 0 | 0 | 0 | 0 | 0 | 0
NEM | Brown Coal | 0 | 0 | 0 | 0 | 0 | 0 | 0 | 0 | 0 | 0 | 0 | 0 | 0 | 0 | 0 | 0 | 0 | 0 | 0 | 0 | 0 | 0 | 0 | 0 | 0 | 0 | 0 | 0 | 0
NEM | CCGT | 0.0012306 | 0.0011855 | 0.0012019 | 0.0012588 | 0.0012127 | 0.001182 | 0.0011418 | 0.0011364 | 0.0010948 | 0.0010547 | 0.0010189 | 0.0010649 | 0.001026 | 0.0010526 | 0.0010168 | 0.00098679 | 0.0012383 | 0.0012789 | 0.0014047 | 0.0014432 | 0.001484 | 0.0015219 | 0.0017492 | 0.0016856 | 0.0018215 | 0.0014489 | 0.0014741 | 0.0016873 | 0.0015846
NEM | Gas - Steam | 0 | 0 | 0 | 0 | 0 | 0 | 0 | 0 | 0 | 0 | 0 | 0 | 0 | 0 | 0 | 0 | 0 | 0 | 0 | 0 | 0 | 0 | 0 | 0 | 0 | 0 | 0 | 0 | 0
NEM | OCGT / Diesel | 0.0042751 | 0.0041186 | 0.0039785 | 0.0038221 | 0.0036822 | 0.0035474 | 0.0034267 | 0.0032973 | 0.0031765 | 0.0031026 | 0.0030994 | 0.0031252 | 0.0031304 | 0.0031425 | 0.0031475 | 0.0033559 | 0.0033476 | 0.0032999 | 0.0041867 | 0.0041645 | 0.0060907 | 0.0059485 | 0.0078381 | 14301.0247 | 13777.4814 | 27193.091 | 26268.015 | 53406.4764 | 51451.326
NEM | Hydro | 0 | 0 | 0 | 0 | 0 | 0 | 0 | 0 | 0 | 0 | 0 | 0 | 0 | 0 | 0 | 0 | 0 | 0 | 0 | 0 | 0 | 0 | 0 | 0 | 0 | 0 | 0 | 0 | 0
NEM | Wind | 0.056429 | 66811.4984 | 142863.5201 | 270083.3099 | 331737.4206 | 398348.9039 | 457136.6553 | 480594.7911 | 474063.2225 | 467249.3397 | 571285.7364 | 558542.2872 | 547342.1799 | 536077.8161 | 526220.263 | 513507.9504 | 640087.9059 | 668666.9389 | 680905.1513 | 682062.5178 | 765250.8129 | 876690.1024 | 905573.444 | 871640.7182 | 902571.6817 | 933207.3714 | 962998.9104 | 959739.9202 | 912022.9591
NEM | Solar PV | 0.0048075 | 0.0074521 | 0.0081853 | 0.0092613 | 0.0091814 | 0.019418 | 21656.5801 | 50492.2409 | 84600.456 | 115188.7065 | 214087.2792 | 205675.7559 | 198146.2006 | 190892.294 | 184398.3696 | 177153.328 | 170667.9499 | 164419.9909 | 158826.6232 | 152586.3064 | 147000.2956 | 184625.2714 | 190183.7807 | 182711.4292 | 195095.0656 | 257623.6016 | 273655.0267 | 283769.2018 | 304426.1006
NEM | Grid Battery | 0.0086871 | 0.008369 | 0.0080843 | 0.0077667 | 0.0074992 | 0.0073511 | 0.0079985 | 0.0094939 | 0.017242 | 0.01677 | 0.016281 | 0.017139 | 0.017449 | 0.017779 | 0.017307 | 0.021524 | 12057.8263 | 11616.404 | 18168.0597 | 20552.5039 | 76246.3932 | 84584.9013 | 83790.1975 | 125182.4471 | 122088.8134 | 117619.2823 | 113618.0166 | 129691.955 | 134600.2571
NEM | Pumped Hydro | 0 | 0 | 0.01264 | 0.013211 | 0.013553 | 0.01384 | 0.013773 | 0.014747 | 230474.5389 | 222037.1286 | 214483.695 | 206056.5975 | 198513.1007 | 191245.7627 | 184739.814 | 177481.3582 | 170984.0719 | 164724.54 | 176435.8333 | 169503.6408 | 169455.7061 | 185627.9504 | 179313.1139 | 172267.8749 | 208337.635 | 269212.7483 | 273273.3726 | 298357.8359 | 287435.2951
NEM | VPP | 0 | 0 | 0 | 0 | 0 | 0 | 0 | 0 | 0 | 0 | 0 | 0 | 0 | 0 | 0 | 0 | 0 | 0 | 0 | 0 | 0 | 0 | 0 | 0 | 0 | 0 | 0 | 0 | 0
Total excluding storage |  | 0.066742 | 66811.5112 | 142863.5335 | 270083.3242 | 331737.4347 | 398348.928 | 478793.2401 | 531087.0364 | 558663.6828 | 582438.0504 | 785373.0197 | 764218.0472 | 745488.3847 | 726970.1143 | 710618.6367 | 690661.2828 | 810755.8604 | 833086.9343 | 839731.7801 | 834648.8298 | 912251.116 | 1061315.3813 | 1095757.2343 | 1068653.1738 | 1111444.2305 | 1218024.0655 | 1262921.9536 | 1296915.6001 | 1267900.3873
Region | Technology | 2021-22 | 2022-23 | 2023-24 | 2024-25 | 2025-26 | 2026-27 | 2027-28 | 2028-29 | 2029-30 | 2030-31 | 2031-32 | 2032-33 | 2033-34 | 2034-35 | 2035-36 | 2036-37 | 2037-38 | 2038-39 | 2039-40 | 2040-41 | 2041-42 | 2042-43 | 2043-44 | 2044-45 | 2045-46 | 2046-47 | 2047-48 | 2048-49 | 2049-50
NSW1 | Black Coal | 0 | 0 | 0 | 0 | 0 | 0 | 0 | 0 | 0 | 0 | 0 | 0 | 0 | 0 | 0 | 0 | 0 | 0 | 0 | 0 | 0 | 0 | 0 | 0 | 0 | 0 | 0 | 0 | 0
NSW1 | Brown Coal | 0 | 0 | 0 | 0 | 0 | 0 | 0 | 0 | 0 | 0 | 0 | 0 | 0 | 0 | 0 | 0 | 0 | 0 | 0 | 0 | 0 | 0 | 0 | 0 | 0 | 0 | 0 | 0 | 0
NSW1 | CCGT | 0.00027304 | 0.00026305 | 0.0002541 | 0.00026794 | 0.00025813 | 0.00024868 | 0.00024022 | 0.00024031 | 0.00023151 | 0.00022304 | 0.00021545 | 0.00023039 | 0.00022196 | 0.00023051 | 0.00022266 | 0.00021392 | 0.00028395 | 0.00032379 | 0.00035743 | 0.00037571 | 0.00041382 | 0.00039867 | 0.00051898 | 0.00049859 | 0.00048033 | 0.00049387 | 0.00047707 | 0.00045832 | 0.00043217
NSW1 | Gas - Steam | 0 | 0 | 0 | 0 | 0 | 0 | 0 | 0 | 0 | 0 | 0 | 0 | 0 | 0 | 0 | 0 | 0 | 0 | 0 | 0 | 0 | 0 | 0 | 0 | 0 | 0 | 0 | 0 | 0
NSW1 | OCGT / Diesel | 0.00085423 | 0.00082296 | 0.00079496 | 0.00076373 | 0.00073577 | 0.00070883 | 0.00068472 | 0.00065781 | 0.00063373 | 0.0006254 | 0.00062354 | 0.00062975 | 0.00062927 | 0.00063398 | 0.00063002 | 0.00062997 | 0.00064548 | 0.00065527 | 0.00081509 | 0.00078307 | 0.0016042 | 0.0015455 | 0.0032851 | 12817.4315 | 12348.2 | 11896.1461 | 11491.4536 | 21134.4869 | 20360.7773
NSW1 | Hydro | 0 | 0 | 0 | 0 | 0 | 0 | 0 | 0 | 0 | 0 | 0 | 0 | 0 | 0 | 0 | 0 | 0 | 0 | 0 | 0 | 0 | 0 | 0 | 0 | 0 | 0 | 0 | 0 | 0
NSW1 | Wind | 0.009669 | 66811.4525 | 128556.0309 | 184507.5136 | 236222.9119 | 284871.6403 | 302359.0128 | 302831.6823 | 291745.359 | 281064.8934 | 381297.0132 | 366315.7916 | 352905.3873 | 339985.9227 | 328420.0138 | 315516.3381 | 303965.6442 | 298342.773 | 288193.5136 | 277615.1572 | 362880.1017 | 443600.3665 | 437973.3443 | 420765.3005 | 405361.5706 | 404021.1714 | 368614.4565 | 329019.1649 | 292977.6972
NSW1 | Solar PV | 0.0010789 | 0.0023216 | 0.0023685 | 0.0026495 | 0.0028007 | 0.013104 | 21656.5737 | 50492.2337 | 84600.4474 | 115188.6977 | 214087.2705 | 205675.7469 | 198146.1918 | 190892.2852 | 184398.3611 | 177153.3196 | 170667.9382 | 164419.9792 | 158826.6108 | 152586.2875 | 147000.2771 | 158700.7091 | 154991.9744 | 148902.3146 | 150251.3482 | 185555.4852 | 189823.8816 | 182365.6704 | 180206.4686
NSW1 | Grid Battery | 0.0027987 | 0.0026963 | 0.0026046 | 0.0025022 | 0.0024106 | 0.0023224 | 0.0025047 | 0.002556 | 0.0088242 | 0.0085127 | 0.008251 | 0.0082021 | 0.0079095 | 0.0077827 | 0.007563 | 0.0073788 | 0.0073718 | 0.0072075 | 0.0076186 | 0.0073242 | 0.012047 | 0.011633 | 2069.4424 | 11236.7655 | 12314.5536 | 11863.733 | 11460.1431 | 11009.8725 | 10606.8106
NSW1 | Pumped Hydro | 0 | 0 | 0.0034679 | 0.0035967 | 0.003465 | 0.0035059 | 0.0034446 | 0.0034938 | 230474.5279 | 222037.1178 | 214483.6844 | 206056.5859 | 198513.0888 | 191245.7506 | 184739.802 | 177481.3453 | 170983.9555 | 164724.4276 | 159120.7027 | 152868.8244 | 147272.4733 | 141880.9956 | 137054.3773 | 131669.4899 | 126849.2213 | 122205.4157 | 118048.1356 | 113410.0052 | 109258.1939
NSW1 | VPP | 0 | 0 | 0 | 0 | 0 | 0 | 0 | 0 | 0 | 0 | 0 | 0 | 0 | 0 | 0 | 0 | 0 | 0 | 0 | 0 | 0 | 0 | 0 | 0 | 0 | 0 | 0 | 0 | 0
Total excluding storage |  | 0.011875 | 66811.4559 | 128556.0343 | 184507.5173 | 236222.9157 | 284871.6544 | 324015.5873 | 353323.9169 | 376345.8072 | 396253.592 | 595384.2845 | 571991.5394 | 551051.58 | 530878.2088 | 512818.3757 | 492669.6585 | 474633.5832 | 462762.7531 | 447020.1256 | 430201.4458 | 509880.3809 | 602301.0776 | 592965.3225 | 582485.0471 | 567961.1193 | 601472.8032 | 569929.7922 | 532519.3227 | 493544.9435
Region | Technology | 2021-22 | 2022-23 | 2023-24 | 2024-25 | 2025-26 | 2026-27 | 2027-28 | 2028-29 | 2029-30 | 2030-31 | 2031-32 | 2032-33 | 2033-34 | 2034-35 | 2035-36 | 2036-37 | 2037-38 | 2038-39 | 2039-40 | 2040-41 | 2041-42 | 2042-43 | 2043-44 | 2044-45 | 2045-46 | 2046-47 | 2047-48 | 2048-49 | 2049-50
QLD1 | Black Coal | 0 | 0 | 0 | 0 | 0 | 0 | 0 | 0 | 0 | 0 | 0 | 0 | 0 | 0 | 0 | 0 | 0 | 0 | 0 | 0 | 0 | 0 | 0 | 0 | 0 | 0 | 0 | 0 | 0
QLD1 | Brown Coal | 0 | 0 | 0 | 0 | 0 | 0 | 0 | 0 | 0 | 0 | 0 | 0 | 0 | 0 | 0 | 0 | 0 | 0 | 0 | 0 | 0 | 0 | 0 | 0 | 0 | 0 | 0 | 0 | 0
QLD1 | CCGT | 0.00029968 | 0.00028871 | 0.00027889 | 0.00031434 | 0.00030283 | 0.00030551 | 0.00029512 | 0.00030456 | 0.00029341 | 0.00028267 | 0.00027305 | 0.00027911 | 0.0002689 | 0.00026997 | 0.00026078 | 0.00025054 | 0.00030451 | 0.00030554 | 0.0003178 | 0.00030532 | 0.000305 | 0.00038607 | 0.00037874 | 0.00036386 | 0.0005223 | 0.0003853 | 0.00037219 | 0.00035757 | 0.00032622
QLD1 | Gas - Steam | 0 | 0 | 0 | 0 | 0 | 0 | 0 | 0 | 0 | 0 | 0 | 0 | 0 | 0 | 0 | 0 | 0 | 0 | 0 | 0 | 0 | 0 | 0 | 0 | 0 | 0 | 0 | 0 | 0
QLD1 | OCGT / Diesel | 0.00087778 | 0.00084564 | 0.00081688 | 0.00078478 | 0.00075605 | 0.00072837 | 0.0007036 | 0.00068111 | 0.00065618 | 0.00063215 | 0.00063049 | 0.00063969 | 0.0006419 | 0.0006406 | 0.00064035 | 0.00064083 | 0.00066958 | 0.00066182 | 0.00078297 | 0.00075221 | 0.00072467 | 0.00077394 | 0.00076062 | 0.0007581 | 0.0015564 | 13919.9903 | 13446.4491 | 28251.5133 | 27217.2575
QLD1 | Hydro | 0 | 0 | 0 | 0 | 0 | 0 | 0 | 0 | 0 | 0 | 0 | 0 | 0 | 0 | 0 | 0 | 0 | 0 | 0 | 0 | 0 | 0 | 0 | 0 | 0 | 0 | 0 | 0 | 0
QLD1 | Wind | 0.026416 | 0.025865 | 0.025802 | 58185.2637 | 56055.1766 | 62903.8669 | 93851.399 | 107692.9038 | 103750.3891 | 99952.2054 | 96551.9526 | 92758.4107 | 89362.6308 | 86091.1666 | 83162.4495 | 79894.9835 | 170380.1612 | 164142.7374 | 158558.8005 | 155873.5762 | 162896.9301 | 191634.3213 | 208826.1324 | 200621.3198 | 203512.876 | 230716.4918 | 222867.7963 | 214111.2841 | 199843.5625
QLD1 | Solar PV | 0.0016166 | 0.0023208 | 0.0025249 | 0.0027629 | 0.0026617 | 0.0026945 | 0.0028503 | 0.0034881 | 0.0048046 | 0.0046287 | 0.0044713 | 0.0042956 | 0.0041383 | 0.0039868 | 0.0038545 | 0.0037031 | 0.0041037 | 0.0039535 | 0.0038224 | 0.0038591 | 0.0039612 | 24632.3512 | 25830.1777 | 24815.306 | 33954.7527 | 61577.7795 | 59482.9778 | 57145.8818 | 70148.0137
QLD1 | Grid Battery | 0.0014325 | 0.00138 | 0.0013331 | 0.0012807 | 0.0012338 | 0.0011887 | 0.0014976 | 0.0026356 | 0.0025616 | 0.0024678 | 0.0023839 | 0.0025925 | 0.0034008 | 0.003286 | 0.0031796 | 0.00306 | 12057.8076 | 11616.385 | 11221.2097 | 13117.0468 | 32672.4978 | 42606.1966 | 41156.7855 | 55866.0861 | 53820.8923 | 51850.5708 | 50086.677 | 48118.7628 | 56013.3703
QLD1 | Pumped Hydro | 0 | 0 | 0.0017484 | 0.0020123 | 0.0021082 | 0.0023149 | 0.0022492 | 0.0032632 | 0.0031437 | 0.0030286 | 0.0029256 | 0.0029988 | 0.0034553 | 0.0033288 | 0.0032155 | 0.0030892 | 0.062605 | 0.060313 | 0.058261 | 0.055972 | 6157.4512 | 28307.8587 | 27344.8597 | 26270.4757 | 59319.1081 | 125649.62 | 121375.1723 | 116606.3221 | 112337.4973
QLD1 | VPP | 0 | 0 | 0 | 0 | 0 | 0 | 0 | 0 | 0 | 0 | 0 | 0 | 0 | 0 | 0 | 0 | 0 | 0 | 0 | 0 | 0 | 0 | 0 | 0 | 0 | 0 | 0 | 0 | 0
Total excluding storage |  | 0.02921 | 0.02932 | 0.029422 | 58185.2675 | 56055.1803 | 62903.8707 | 93851.4029 | 107692.9082 | 103750.3948 | 99952.211 | 96551.9579 | 92758.4159 | 89362.6359 | 86091.1715 | 83162.4543 | 79894.9881 | 170380.1663 | 164142.7423 | 158558.8054 | 155873.5811 | 162896.9351 | 216266.6737 | 234656.3113 | 225436.6269 | 237467.6308 | 306214.262 | 295797.2236 | 299508.6796 | 297208.834
Region | Technology | 2021-22 | 2022-23 | 2023-24 | 2024-25 | 2025-26 | 2026-27 | 2027-28 | 2028-29 | 2029-30 | 2030-31 | 2031-32 | 2032-33 | 2033-34 | 2034-35 | 2035-36 | 2036-37 | 2037-38 | 2038-39 | 2039-40 | 2040-41 | 2041-42 | 2042-43 | 2043-44 | 2044-45 | 2045-46 | 2046-47 | 2047-48 | 2048-49 | 2049-50
VIC1 | Black Coal | 0 | 0 | 0 | 0 | 0 | 0 | 0 | 0 | 0 | 0 | 0 | 0 | 0 | 0 | 0 | 0 | 0 | 0 | 0 | 0 | 0 | 0 | 0 | 0 | 0 | 0 | 0 | 0 | 0
VIC1 | Brown Coal | 0 | 0 | 0 | 0 | 0 | 0 | 0 | 0 | 0 | 0 | 0 | 0 | 0 | 0 | 0 | 0 | 0 | 0 | 0 | 0 | 0 | 0 | 0 | 0 | 0 | 0 | 0 | 0 | 0
VIC1 | CCGT | 0.00023164 | 0.00022316 | 0.00021557 | 0.00024098 | 0.00023216 | 0.00022366 | 0.00021605 | 0.00020756 | 0.00019996 | 0.00019264 | 0.00018609 | 0.00019819 | 0.00019093 | 0.00019967 | 0.00019288 | 0.0001853 | 0.0002581 | 0.00024865 | 0.00027594 | 0.00029229 | 0.00029365 | 0.0002829 | 0.00032141 | 0.00030879 | 0.00030432 | 0.00021921 | 0.00026262 | 0.00042633 | 0.0003974
VIC1 | Gas - Steam | 0 | 0 | 0 | 0 | 0 | 0 | 0 | 0 | 0 | 0 | 0 | 0 | 0 | 0 | 0 | 0 | 0 | 0 | 0 | 0 | 0 | 0 | 0 | 0 | 0 | 0 | 0 | 0 | 0
VIC1 | OCGT / Diesel | 0.00085007 | 0.00081895 | 0.00079109 | 0.00076001 | 0.00073218 | 0.00070538 | 0.00068138 | 0.00065461 | 0.00063065 | 0.00061429 | 0.00061426 | 0.00061837 | 0.00061944 | 0.00062232 | 0.00062323 | 0.00069529 | 0.00066983 | 0.00064531 | 0.00087359 | 0.00090115 | 0.0013899 | 0.0013391 | 0.001299 | 0.0021092 | 0.002032 | 0.0016232 | 0.001568 | 0.00418 | 0.004027
VIC1 | Hydro | 0 | 0 | 0 | 0 | 0 | 0 | 0 | 0 | 0 | 0 | 0 | 0 | 0 | 0 | 0 | 0 | 0 | 0 | 0 | 0 | 0 | 0 | 0 | 0 | 0 | 0 | 0 | 0 | 0
VIC1 | Wind | 0.0056606 | 0.0056228 | 0.005609 | 0.0065903 | 0.0063491 | 0.0061166 | 0.0059085 | 0.0057741 | 0.0055933 | 0.005418 | 0.0052583 | 0.005317 | 0.0051292 | 0.0057563 | 0.0055706 | 0.006153 | 0.01142 | 0.017899 | 7340.927 | 18850.8544 | 18160.7461 | 19850.6448 | 44707.9211 | 42951.3396 | 92497.4903 | 95248.3325 | 174343.7754 | 232463.5198 | 241237.1745
VIC1 | Solar PV | 0.00045349 | 0.00051381 | 0.0005281 | 0.00090629 | 0.00087311 | 0.00084115 | 0.00083341 | 0.0008337 | 0.00085964 | 0.00090955 | 0.00092049 | 0.0010317 | 0.0010342 | 0.0010526 | 0.0010212 | 0.0010493 | 0.0014061 | 0.001538 | 0.0018655 | 0.0020165 | 0.0019453 | 0.0025883 | 0.0035759 | 0.0034354 | 0.0043878 | 0.0097008 | 6231.5249 | 22870.5698 | 33467.495
VIC1 | Grid Battery | 0.0014657 | 0.0014121 | 0.001364 | 0.0013104 | 0.0012793 | 0.0013106 | 0.0013657 | 0.001468 | 0.0019937 | 0.0019802 | 0.0019129 | 0.0022213 | 0.00214 | 0.0023658 | 0.0022939 | 0.0028068 | 0.003257 | 0.0039708 | 4517.4622 | 4339.9703 | 20391.4082 | 19644.9019 | 18989.9469 | 29642.0379 | 28556.8766 | 27511.4419 | 26575.5359 | 46069.3876 | 44382.8395
VIC1 | Pumped Hydro | 0 | 0 | 0.0017977 | 0.0021176 | 0.0024972 | 0.0024968 | 0.0025722 | 0.0024711 | 0.0023806 | 0.0022935 | 0.0022155 | 0.0026842 | 0.002586 | 0.0028273 | 0.0027311 | 0.0028555 | 0.046035 | 0.04436 | 17315.0634 | 16634.7517 | 16025.7726 | 15439.0873 | 14913.8683 | 14327.9 | 22169.296 | 21357.7033 | 33850.0556 | 68341.4996 | 65839.5951
VIC1 | VPP | 0 | 0 | 0 | 0 | 0 | 0 | 0 | 0 | 0 | 0 | 0 | 0 | 0 | 0 | 0 | 0 | 0 | 0 | 0 | 0 | 0 | 0 | 0 | 0 | 0 | 0 | 0 | 0 | 0
Total excluding storage |  | 0.0071958 | 0.0071788 | 0.0071438 | 0.0084976 | 0.0081865 | 0.0078868 | 0.0076394 | 0.00747 | 0.0072835 | 0.0071345 | 0.0069791 | 0.0071652 | 0.0069738 | 0.0076308 | 0.007408 | 0.0080829 | 0.013754 | 0.02033 | 7340.93 | 18850.8576 | 18160.7497 | 19850.649 | 44707.9263 | 42951.3455 | 92497.497 | 95248.3441 | 180575.3022 | 255334.0941 | 274704.6739
Region | Technology | 2021-22 | 2022-23 | 2023-24 | 2024-25 | 2025-26 | 2026-27 | 2027-28 | 2028-29 | 2029-30 | 2030-31 | 2031-32 | 2032-33 | 2033-34 | 2034-35 | 2035-36 | 2036-37 | 2037-38 | 2038-39 | 2039-40 | 2040-41 | 2041-42 | 2042-43 | 2043-44 | 2044-45 | 2045-46 | 2046-47 | 2047-48 | 2048-49 | 2049-50
SA1 | Black Coal | 0 | 0 | 0 | 0 | 0 | 0 | 0 | 0 | 0 | 0 | 0 | 0 | 0 | 0 | 0 | 0 | 0 | 0 | 0 | 0 | 0 | 0 | 0 | 0 | 0 | 0 | 0 | 0 | 0
SA1 | Brown Coal | 0 | 0 | 0 | 0 | 0 | 0 | 0 | 0 | 0 | 0 | 0 | 0 | 0 | 0 | 0 | 0 | 0 | 0 | 0 | 0 | 0 | 0 | 0 | 0 | 0 | 0 | 0 | 0 | 0
SA1 | CCGT | 0.00022544 | 0.00021719 | 0.00026646 | 0.00025599 | 0.00024662 | 0.00023759 | 0.00022951 | 0.00022939 | 0.00022099 | 0.0002129 | 0.00020566 | 0.00022407 | 0.00021587 | 0.00022888 | 0.00022109 | 0.00022234 | 0.00028129 | 0.00029444 | 0.00034137 | 0.00036214 | 0.00036777 | 0.0003543 | 0.00043349 | 0.00041646 | 0.00041524 | 0.00032844 | 0.00033595 | 0.00041344 | 0.0003983
SA1 | Gas - Steam | 0 | 0 | 0 | 0 | 0 | 0 | 0 | 0 | 0 | 0 | 0 | 0 | 0 | 0 | 0 | 0 | 0 | 0 | 0 | 0 | 0 | 0 | 0 | 0 | 0 | 0 | 0 | 0 | 0
SA1 | OCGT / Diesel | 0.00085687 | 0.0008255 | 0.00079741 | 0.00076608 | 0.00073804 | 0.00071102 | 0.00068683 | 0.00065985 | 0.00063569 | 0.00062639 | 0.00062514 | 0.00063182 | 0.00063066 | 0.00063793 | 0.00064382 | 0.00078026 | 0.00075169 | 0.00072417 | 0.0010239 | 0.0010641 | 0.0017322 | 0.0016688 | 0.0018769 | 1483.5897 | 1429.2772 | 1376.9526 | 1330.1104 | 4020.4717 | 3873.2868
SA1 | Hydro | 0 | 0 | 0 | 0 | 0 | 0 | 0 | 0 | 0 | 0 | 0 | 0 | 0 | 0 | 0 | 0 | 0 | 0 | 0 | 0 | 0 | 0 | 0 | 0 | 0 | 0 | 0 | 0 | 0
SA1 | Wind | 0.0099772 | 0.00979 | 0.012041 | 0.01179 | 0.011358 | 0.010942 | 0.01057 | 0.010492 | 0.010108 | 0.0097377 | 0.0094064 | 0.0097482 | 0.0093913 | 0.010622 | 0.01029 | 0.013853 | 44344.9471 | 81920.8698 | 99517.0289 | 100520.9196 | 96840.9631 | 101689.4788 | 98230.1281 | 96018.0522 | 93989.0452 | 99935.5396 | 97400.7051 | 93906.2763 | 96396.0218
SA1 | Solar PV | 0.0014794 | 0.002044 | 0.002384 | 0.0025438 | 0.0024507 | 0.002361 | 0.0023448 | 0.0023862 | 0.0024627 | 0.0025944 | 0.002569 | 0.0029241 | 0.0028869 | 0.0030389 | 0.0029355 | 0.0030425 | 0.0055255 | 0.0054699 | 0.005931 | 0.01189 | 0.011455 | 1292.2075 | 9361.624 | 8993.8042 | 10888.9594 | 10490.3264 | 18116.6416 | 21387.0792 | 20604.1227
SA1 | Grid Battery | 0.0015624 | 0.0015052 | 0.001454 | 0.0013969 | 0.0013457 | 0.0013127 | 0.0013733 | 0.0014686 | 0.0021149 | 0.0020454 | 0.0019826 | 0.0023166 | 0.0022318 | 0.0025133 | 0.002438 | 0.0064163 | 0.0062039 | 0.0059853 | 2429.3781 | 3095.4773 | 23182.4734 | 22333.7894 | 21574.021 | 28437.5558 | 27396.4892 | 26393.5349 | 25495.6588 | 24493.9302 | 23597.2349
SA1 | Pumped Hydro | 0 | 0 | 0.0023219 | 0.0022307 | 0.002149 | 0.0020704 | 0.0020218 | 0.002041 | 0.0019663 | 0.0019603 | 0.0019182 | 0.0022635 | 0.0021806 | 0.0022797 | 0.0022021 | 0.0030902 | 0.0038554 | 0.0038083 | 0.0045845 | 0.004437 | 0.0048114 | 0.0046353 | 0.0044926 | 0.0051575 | 0.0054908 | 0.0052898 | 0.0051098 | 0.004909 | 0.0047293
SA1 | VPP | 0 | 0 | 0 | 0 | 0 | 0 | 0 | 0 | 0 | 0 | 0 | 0 | 0 | 0 | 0 | 0 | 0 | 0 | 0 | 0 | 0 | 0 | 0 | 0 | 0 | 0 | 0 | 0 | 0
Total excluding storage |  | 0.012539 | 0.012877 | 0.015489 | 0.015356 | 0.014794 | 0.014252 | 0.013831 | 0.013767 | 0.013427 | 0.013171 | 0.012806 | 0.013528 | 0.013125 | 0.014527 | 0.014091 | 0.017898 | 44344.9537 | 81920.8763 | 99517.0362 | 100520.9329 | 96840.9767 | 102981.6884 | 107591.7544 | 106495.4466 | 106307.2821 | 111802.819 | 116847.4574 | 119313.8276 | 120873.4317
Region | Technology | 2021-22 | 2022-23 | 2023-24 | 2024-25 | 2025-26 | 2026-27 | 2027-28 | 2028-29 | 2029-30 | 2030-31 | 2031-32 | 2032-33 | 2033-34 | 2034-35 | 2035-36 | 2036-37 | 2037-38 | 2038-39 | 2039-40 | 2040-41 | 2041-42 | 2042-43 | 2043-44 | 2044-45 | 2045-46 | 2046-47 | 2047-48 | 2048-49 | 2049-50
TAS1 | Black Coal | 0 | 0 | 0 | 0 | 0 | 0 | 0 | 0 | 0 | 0 | 0 | 0 | 0 | 0 | 0 | 0 | 0 | 0 | 0 | 0 | 0 | 0 | 0 | 0 | 0 | 0 | 0 | 0 | 0
TAS1 | Brown Coal | 0 | 0 | 0 | 0 | 0 | 0 | 0 | 0 | 0 | 0 | 0 | 0 | 0 | 0 | 0 | 0 | 0 | 0 | 0 | 0 | 0 | 0 | 0 | 0 | 0 | 0 | 0 | 0 | 0
TAS1 | CCGT | 0.00020078 | 0.00019343 | 0.00018685 | 0.00017951 | 0.00017294 | 0.0001666 | 0.00016094 | 0.00015461 | 0.00014895 | 0.0001435 | 0.00013862 | 0.00013317 | 0.0001283 | 0.0001236 | 0.0001194 | 0.0001147 | 0.00011051 | 0.00010646 | 0.00011213 | 0.00010773 | 0.00010378 | 9.9983e-05 | 9.6582e-05 | 9.7888e-05 | 9.9303e-05 | 2.2049e-05 | 2.63e-05 | 3.1631e-05 | 3.0473e-05
TAS1 | Gas - Steam | 0 | 0 | 0 | 0 | 0 | 0 | 0 | 0 | 0 | 0 | 0 | 0 | 0 | 0 | 0 | 0 | 0 | 0 | 0 | 0 | 0 | 0 | 0 | 0 | 0 | 0 | 0 | 0 | 0
TAS1 | OCGT / Diesel | 0.00083612 | 0.00080551 | 0.00077811 | 0.00074754 | 0.00072017 | 0.00069381 | 0.0006702 | 0.00064387 | 0.0006203 | 0.00060435 | 0.00060598 | 0.0006056 | 0.00060914 | 0.00060765 | 0.00061011 | 0.0006096 | 0.00061097 | 0.0006133 | 0.0006911 | 0.00066394 | 0.00063964 | 0.00062122 | 0.00061639 | 0.00061488 | 0.00061633 | 0.00028972 | 0.00030569 | 0.00035274 | 0.00033983
TAS1 | Hydro | 0 | 0 | 0 | 0 | 0 | 0 | 0 | 0 | 0 | 0 | 0 | 0 | 0 | 0 | 0 | 0 | 0 | 0 | 0 | 0 | 0 | 0 | 0 | 0 | 0 | 0 | 0 | 0 | 0
TAS1 | Wind | 0.0047061 | 0.0046261 | 14307.4457 | 27390.5142 | 39459.3144 | 50573.3795 | 60926.2271 | 70070.1888 | 78567.4587 | 86232.2258 | 93436.756 | 99468.0698 | 105074.1472 | 110000.7104 | 114637.7838 | 118096.6088 | 121397.142 | 124260.5408 | 127294.8814 | 129202.0104 | 124472.0718 | 119915.2909 | 115835.9181 | 111284.7061 | 107210.6996 | 103285.836 | 99772.1771 | 90239.675 | 81568.5031
TAS1 | Solar PV | 0.0001791 | 0.00025197 | 0.00037985 | 0.00039879 | 0.00039514 | 0.00041738 | 0.00046039 | 0.00047178 | 0.00054484 | 0.00063814 | 0.00075776 | 0.00073832 | 0.0007152 | 0.00068902 | 0.00067023 | 0.00064952 | 0.00072177 | 0.00077078 | 0.00078201 | 0.0011157 | 0.0010748 | 0.0010355 | 0.0010003 | 0.00096097 | 0.00092579 | 0.00082144 | 0.00076217 | 0.0006787 | 0.00064053
TAS1 | Grid Battery | 0.0014277 | 0.0013754 | 0.0013286 | 0.0012764 | 0.0012297 | 0.0012168 | 0.0012572 | 0.0013658 | 0.0017476 | 0.0017642 | 0.0017508 | 0.0018062 | 0.0017666 | 0.0018313 | 0.001832 | 0.0018617 | 0.00187 | 0.0018644 | 0.0021351 | 0.0020603 | 0.0016563 | 0.0016686 | 0.0017225 | 0.0017248 | 0.001727 | 0.0017594 | 0.001772 | 0.0018824 | 0.0017331
TAS1 | Pumped Hydro | 0 | 0 | 0.0033041 | 0.0032538 | 0.0033333 | 0.003452 | 0.0034854 | 0.0034779 | 0.0035066 | 0.0035192 | 0.0035965 | 0.0036118 | 0.0036457 | 0.0036813 | 0.0037854 | 0.0038568 | 0.0038849 | 0.0039178 | 0.0044178 | 0.0042576 | 0.0041324 | 0.0040631 | 0.0040814 | 0.0040751 | 0.0041078 | 0.0040531 | 0.0040319 | 0.00415 | 0.0040151
TAS1 | VPP | 0 | 0 | 0 | 0 | 0 | 0 | 0 | 0 | 0 | 0 | 0 | 0 | 0 | 0 | 0 | 0 | 0 | 0 | 0 | 0 | 0 | 0 | 0 | 0 | 0 | 0 | 0 | 0 | 0
Total excluding storage |  | 0.0059221 | 0.0058771 | 14307.4471 | 27390.5156 | 39459.3157 | 50573.3808 | 60926.2284 | 70070.1901 | 78567.46 | 86232.2271 | 93436.7575 | 99468.0713 | 105074.1487 | 110000.7118 | 114637.7852 | 118096.6101 | 121397.1435 | 124260.5422 | 127294.8829 | 129202.0123 | 124472.0736 | 119915.2927 | 115835.9198 | 111284.7077 | 107210.7012 | 103285.8372 | 99772.1782 | 90239.6761 | 81568.5041

## Marinus_REHAB Cost
Rehabilition cost by technology ($000s) - Marinus Link, Slow Change Scenario
REHAB | Real June 2020 dollars discounted to 1 July 2020
Explicitly modelled generation
Region | Technology | 2021-22 | 2022-23 | 2023-24 | 2024-25 | 2025-26 | 2026-27 | 2027-28 | 2028-29 | 2029-30 | 2030-31 | 2031-32 | 2032-33 | 2033-34 | 2034-35 | 2035-36 | 2036-37 | 2037-38 | 2038-39 | 2039-40 | 2040-41 | 2041-42 | 2042-43 | 2043-44 | 2044-45 | 2045-46 | 2046-47 | 2047-48 | 2048-49 | 2049-50
NEM | Black Coal | 0 | 0 | 0 | 132193.8169 | 101106.8911 | 39386.1939 | 6451.7306 | 0 | 22908.7023 | 4738.771 | 2468.5266 | 0 | 0 | 0 | 1291.7496 | 291.7381 | 0 | 0 | 0 | 0 | 0 | 0 | 0 | 0 | 0 | 0 | 0 | 0 | 0
NEM | Brown Coal | 0 | 0 | 0 | 113190.404 | 0 | 7156.9732 | 0.0011019 | 0 | 7.1114e-05 | 3.3826e-05 | 3.657e-05 | 0 | 0 | 0 | 0 | 0 | 0 | 0 | 0 | 0 | 0 | 0 | 0 | 0 | 0 | 0 | 0 | 0 | 0
NEM | CCGT | 0 | 0 | 0 | 0 | 0 | 0 | 0 | 0 | 0 | 0 | 0 | 0 | 0 | 0 | 0 | 0 | 0 | 0 | 0 | 0 | 0 | 0 | 0 | 0 | 0 | 0 | 0 | 0 | 0
NEM | Gas - Steam | 0 | 0 | 0 | 0 | 0 | 0 | 0 | 0 | 0 | 0 | 0 | 0 | 0 | 0 | 0 | 0 | 0 | 0 | 0 | 0 | 0 | 0 | 0 | 0 | 0 | 0 | 0 | 0 | 0
NEM | OCGT / Diesel | 0 | 0 | 0 | 0 | 0 | 0 | 0 | 0 | 0 | 0 | 0 | 0 | 0 | 0 | 0 | 0 | 0 | 0 | 0 | 0 | 0 | 0 | 0 | 0 | 0 | 0 | 0 | 0 | 0
NEM | Hydro | 0 | 0 | 0 | 0 | 0 | 0 | 0 | 0 | 0 | 0 | 0 | 0 | 0 | 0 | 0 | 0 | 0 | 0 | 0 | 0 | 0 | 0 | 0 | 0 | 0 | 0 | 0 | 0 | 0
NEM | Wind | 0 | 0 | 0 | 0 | 0 | 0 | 0 | 0 | 0 | 0 | 0 | 0 | 0 | 0 | 0 | 0 | 0 | 0 | 0 | 0 | 0 | 0 | 0 | 0 | 0 | 0 | 0 | 0 | 0
NEM | Solar PV | 0 | 0 | 0 | 0 | 0 | 0 | 0 | 0 | 0 | 0 | 0 | 0 | 0 | 0 | 0 | 0 | 0 | 0 | 0 | 0 | 0 | 0 | 0 | 0 | 0 | 0 | 0 | 0 | 0
NEM | Grid Battery | 0 | 0 | 0 | 0 | 0 | 0 | 0 | 0 | 0 | 0 | 0 | 0 | 0 | 0 | 0 | 0 | 0 | 0 | 0 | 0 | 0 | 0 | 0 | 0 | 0 | 0 | 0 | 0 | 0
NEM | Pumped Hydro | 0 | 0 | 0 | 0 | 0 | 0 | 0 | 0 | 0 | 0 | 0 | 0 | 0 | 0 | 0 | 0 | 0 | 0 | 0 | 0 | 0 | 0 | 0 | 0 | 0 | 0 | 0 | 0 | 0
NEM | VPP | 0 | 0 | 0 | 0 | 0 | 0 | 0 | 0 | 0 | 0 | 0 | 0 | 0 | 0 | 0 | 0 | 0 | 0 | 0 | 0 | 0 | 0 | 0 | 0 | 0 | 0 | 0 | 0 | 0
Total excluding storage |  | 0 | 0 | 0 | 245384.2209 | 101106.8911 | 46543.1671 | 6451.7317 | 0 | 22908.7024 | 4738.7711 | 2468.5266 | 0 | 0 | 0 | 1291.7496 | 291.7381 | 0 | 0 | 0 | 0 | 0 | 0 | 0 | 0 | 0 | 0 | 0 | 0 | 0
Region | Technology | 2021-22 | 2022-23 | 2023-24 | 2024-25 | 2025-26 | 2026-27 | 2027-28 | 2028-29 | 2029-30 | 2030-31 | 2031-32 | 2032-33 | 2033-34 | 2034-35 | 2035-36 | 2036-37 | 2037-38 | 2038-39 | 2039-40 | 2040-41 | 2041-42 | 2042-43 | 2043-44 | 2044-45 | 2045-46 | 2046-47 | 2047-48 | 2048-49 | 2049-50
NSW1 | Black Coal | 0 | 0 | 0 | 29148.653 | 101106.891 | 5.4027e-06 | 4542.5665 | 0 | 18512.1824 | 4738.771 | 2468.5266 | 0 | 0 | 0 | 0 | 0 | 0 | 0 | 0 | 0 | 0 | 0 | 0 | 0 | 0 | 0 | 0 | 0 | 0
NSW1 | Brown Coal | 0 | 0 | 0 | 0 | 0 | 0 | 0 | 0 | 0 | 0 | 0 | 0 | 0 | 0 | 0 | 0 | 0 | 0 | 0 | 0 | 0 | 0 | 0 | 0 | 0 | 0 | 0 | 0 | 0
NSW1 | CCGT | 0 | 0 | 0 | 0 | 0 | 0 | 0 | 0 | 0 | 0 | 0 | 0 | 0 | 0 | 0 | 0 | 0 | 0 | 0 | 0 | 0 | 0 | 0 | 0 | 0 | 0 | 0 | 0 | 0
NSW1 | Gas - Steam | 0 | 0 | 0 | 0 | 0 | 0 | 0 | 0 | 0 | 0 | 0 | 0 | 0 | 0 | 0 | 0 | 0 | 0 | 0 | 0 | 0 | 0 | 0 | 0 | 0 | 0 | 0 | 0 | 0
NSW1 | OCGT / Diesel | 0 | 0 | 0 | 0 | 0 | 0 | 0 | 0 | 0 | 0 | 0 | 0 | 0 | 0 | 0 | 0 | 0 | 0 | 0 | 0 | 0 | 0 | 0 | 0 | 0 | 0 | 0 | 0 | 0
NSW1 | Hydro | 0 | 0 | 0 | 0 | 0 | 0 | 0 | 0 | 0 | 0 | 0 | 0 | 0 | 0 | 0 | 0 | 0 | 0 | 0 | 0 | 0 | 0 | 0 | 0 | 0 | 0 | 0 | 0 | 0
NSW1 | Wind | 0 | 0 | 0 | 0 | 0 | 0 | 0 | 0 | 0 | 0 | 0 | 0 | 0 | 0 | 0 | 0 | 0 | 0 | 0 | 0 | 0 | 0 | 0 | 0 | 0 | 0 | 0 | 0 | 0
NSW1 | Solar PV | 0 | 0 | 0 | 0 | 0 | 0 | 0 | 0 | 0 | 0 | 0 | 0 | 0 | 0 | 0 | 0 | 0 | 0 | 0 | 0 | 0 | 0 | 0 | 0 | 0 | 0 | 0 | 0 | 0
NSW1 | Grid Battery | 0 | 0 | 0 | 0 | 0 | 0 | 0 | 0 | 0 | 0 | 0 | 0 | 0 | 0 | 0 | 0 | 0 | 0 | 0 | 0 | 0 | 0 | 0 | 0 | 0 | 0 | 0 | 0 | 0
NSW1 | Pumped Hydro | 0 | 0 | 0 | 0 | 0 | 0 | 0 | 0 | 0 | 0 | 0 | 0 | 0 | 0 | 0 | 0 | 0 | 0 | 0 | 0 | 0 | 0 | 0 | 0 | 0 | 0 | 0 | 0 | 0
NSW1 | VPP | 0 | 0 | 0 | 0 | 0 | 0 | 0 | 0 | 0 | 0 | 0 | 0 | 0 | 0 | 0 | 0 | 0 | 0 | 0 | 0 | 0 | 0 | 0 | 0 | 0 | 0 | 0 | 0 | 0
Total excluding storage |  | 0 | 0 | 0 | 29148.653 | 101106.891 | 5.4027e-06 | 4542.5665 | 0 | 18512.1824 | 4738.771 | 2468.5266 | 0 | 0 | 0 | 0 | 0 | 0 | 0 | 0 | 0 | 0 | 0 | 0 | 0 | 0 | 0 | 0 | 0 | 0
Region | Technology | 2021-22 | 2022-23 | 2023-24 | 2024-25 | 2025-26 | 2026-27 | 2027-28 | 2028-29 | 2029-30 | 2030-31 | 2031-32 | 2032-33 | 2033-34 | 2034-35 | 2035-36 | 2036-37 | 2037-38 | 2038-39 | 2039-40 | 2040-41 | 2041-42 | 2042-43 | 2043-44 | 2044-45 | 2045-46 | 2046-47 | 2047-48 | 2048-49 | 2049-50
QLD1 | Black Coal | 0 | 0 | 0 | 103045.1638 | 3.8725e-05 | 39386.1939 | 1909.1641 | 0 | 4396.5199 | 7.5263e-06 | 1.2973e-05 | 0 | 0 | 0 | 1291.7496 | 291.7381 | 0 | 0 | 0 | 0 | 0 | 0 | 0 | 0 | 0 | 0 | 0 | 0 | 0
QLD1 | Brown Coal | 0 | 0 | 0 | 0 | 0 | 0 | 0 | 0 | 0 | 0 | 0 | 0 | 0 | 0 | 0 | 0 | 0 | 0 | 0 | 0 | 0 | 0 | 0 | 0 | 0 | 0 | 0 | 0 | 0
QLD1 | CCGT | 0 | 0 | 0 | 0 | 0 | 0 | 0 | 0 | 0 | 0 | 0 | 0 | 0 | 0 | 0 | 0 | 0 | 0 | 0 | 0 | 0 | 0 | 0 | 0 | 0 | 0 | 0 | 0 | 0
QLD1 | Gas - Steam | 0 | 0 | 0 | 0 | 0 | 0 | 0 | 0 | 0 | 0 | 0 | 0 | 0 | 0 | 0 | 0 | 0 | 0 | 0 | 0 | 0 | 0 | 0 | 0 | 0 | 0 | 0 | 0 | 0
QLD1 | OCGT / Diesel | 0 | 0 | 0 | 0 | 0 | 0 | 0 | 0 | 0 | 0 | 0 | 0 | 0 | 0 | 0 | 0 | 0 | 0 | 0 | 0 | 0 | 0 | 0 | 0 | 0 | 0 | 0 | 0 | 0
QLD1 | Hydro | 0 | 0 | 0 | 0 | 0 | 0 | 0 | 0 | 0 | 0 | 0 | 0 | 0 | 0 | 0 | 0 | 0 | 0 | 0 | 0 | 0 | 0 | 0 | 0 | 0 | 0 | 0 | 0 | 0
QLD1 | Wind | 0 | 0 | 0 | 0 | 0 | 0 | 0 | 0 | 0 | 0 | 0 | 0 | 0 | 0 | 0 | 0 | 0 | 0 | 0 | 0 | 0 | 0 | 0 | 0 | 0 | 0 | 0 | 0 | 0
QLD1 | Solar PV | 0 | 0 | 0 | 0 | 0 | 0 | 0 | 0 | 0 | 0 | 0 | 0 | 0 | 0 | 0 | 0 | 0 | 0 | 0 | 0 | 0 | 0 | 0 | 0 | 0 | 0 | 0 | 0 | 0
QLD1 | Grid Battery | 0 | 0 | 0 | 0 | 0 | 0 | 0 | 0 | 0 | 0 | 0 | 0 | 0 | 0 | 0 | 0 | 0 | 0 | 0 | 0 | 0 | 0 | 0 | 0 | 0 | 0 | 0 | 0 | 0
QLD1 | Pumped Hydro | 0 | 0 | 0 | 0 | 0 | 0 | 0 | 0 | 0 | 0 | 0 | 0 | 0 | 0 | 0 | 0 | 0 | 0 | 0 | 0 | 0 | 0 | 0 | 0 | 0 | 0 | 0 | 0 | 0
QLD1 | VPP | 0 | 0 | 0 | 0 | 0 | 0 | 0 | 0 | 0 | 0 | 0 | 0 | 0 | 0 | 0 | 0 | 0 | 0 | 0 | 0 | 0 | 0 | 0 | 0 | 0 | 0 | 0 | 0 | 0
Total excluding storage |  | 0 | 0 | 0 | 103045.1638 | 3.8725e-05 | 39386.1939 | 1909.1641 | 0 | 4396.5199 | 7.5263e-06 | 1.2973e-05 | 0 | 0 | 0 | 1291.7496 | 291.7381 | 0 | 0 | 0 | 0 | 0 | 0 | 0 | 0 | 0 | 0 | 0 | 0 | 0
Region | Technology | 2021-22 | 2022-23 | 2023-24 | 2024-25 | 2025-26 | 2026-27 | 2027-28 | 2028-29 | 2029-30 | 2030-31 | 2031-32 | 2032-33 | 2033-34 | 2034-35 | 2035-36 | 2036-37 | 2037-38 | 2038-39 | 2039-40 | 2040-41 | 2041-42 | 2042-43 | 2043-44 | 2044-45 | 2045-46 | 2046-47 | 2047-48 | 2048-49 | 2049-50
VIC1 | Black Coal | 0 | 0 | 0 | 0 | 0 | 0 | 0 | 0 | 0 | 0 | 0 | 0 | 0 | 0 | 0 | 0 | 0 | 0 | 0 | 0 | 0 | 0 | 0 | 0 | 0 | 0 | 0 | 0 | 0
VIC1 | Brown Coal | 0 | 0 | 0 | 113190.404 | 0 | 7156.9732 | 0.0011019 | 0 | 7.1114e-05 | 3.3826e-05 | 3.657e-05 | 0 | 0 | 0 | 0 | 0 | 0 | 0 | 0 | 0 | 0 | 0 | 0 | 0 | 0 | 0 | 0 | 0 | 0
VIC1 | CCGT | 0 | 0 | 0 | 0 | 0 | 0 | 0 | 0 | 0 | 0 | 0 | 0 | 0 | 0 | 0 | 0 | 0 | 0 | 0 | 0 | 0 | 0 | 0 | 0 | 0 | 0 | 0 | 0 | 0
VIC1 | Gas - Steam | 0 | 0 | 0 | 0 | 0 | 0 | 0 | 0 | 0 | 0 | 0 | 0 | 0 | 0 | 0 | 0 | 0 | 0 | 0 | 0 | 0 | 0 | 0 | 0 | 0 | 0 | 0 | 0 | 0
VIC1 | OCGT / Diesel | 0 | 0 | 0 | 0 | 0 | 0 | 0 | 0 | 0 | 0 | 0 | 0 | 0 | 0 | 0 | 0 | 0 | 0 | 0 | 0 | 0 | 0 | 0 | 0 | 0 | 0 | 0 | 0 | 0
VIC1 | Hydro | 0 | 0 | 0 | 0 | 0 | 0 | 0 | 0 | 0 | 0 | 0 | 0 | 0 | 0 | 0 | 0 | 0 | 0 | 0 | 0 | 0 | 0 | 0 | 0 | 0 | 0 | 0 | 0 | 0
VIC1 | Wind | 0 | 0 | 0 | 0 | 0 | 0 | 0 | 0 | 0 | 0 | 0 | 0 | 0 | 0 | 0 | 0 | 0 | 0 | 0 | 0 | 0 | 0 | 0 | 0 | 0 | 0 | 0 | 0 | 0
VIC1 | Solar PV | 0 | 0 | 0 | 0 | 0 | 0 | 0 | 0 | 0 | 0 | 0 | 0 | 0 | 0 | 0 | 0 | 0 | 0 | 0 | 0 | 0 | 0 | 0 | 0 | 0 | 0 | 0 | 0 | 0
VIC1 | Grid Battery | 0 | 0 | 0 | 0 | 0 | 0 | 0 | 0 | 0 | 0 | 0 | 0 | 0 | 0 | 0 | 0 | 0 | 0 | 0 | 0 | 0 | 0 | 0 | 0 | 0 | 0 | 0 | 0 | 0
VIC1 | Pumped Hydro | 0 | 0 | 0 | 0 | 0 | 0 | 0 | 0 | 0 | 0 | 0 | 0 | 0 | 0 | 0 | 0 | 0 | 0 | 0 | 0 | 0 | 0 | 0 | 0 | 0 | 0 | 0 | 0 | 0
VIC1 | VPP | 0 | 0 | 0 | 0 | 0 | 0 | 0 | 0 | 0 | 0 | 0 | 0 | 0 | 0 | 0 | 0 | 0 | 0 | 0 | 0 | 0 | 0 | 0 | 0 | 0 | 0 | 0 | 0 | 0
Total excluding storage |  | 0 | 0 | 0 | 113190.404 | 0 | 7156.9732 | 0.0011019 | 0 | 7.1114e-05 | 3.3826e-05 | 3.657e-05 | 0 | 0 | 0 | 0 | 0 | 0 | 0 | 0 | 0 | 0 | 0 | 0 | 0 | 0 | 0 | 0 | 0 | 0
Region | Technology | 2021-22 | 2022-23 | 2023-24 | 2024-25 | 2025-26 | 2026-27 | 2027-28 | 2028-29 | 2029-30 | 2030-31 | 2031-32 | 2032-33 | 2033-34 | 2034-35 | 2035-36 | 2036-37 | 2037-38 | 2038-39 | 2039-40 | 2040-41 | 2041-42 | 2042-43 | 2043-44 | 2044-45 | 2045-46 | 2046-47 | 2047-48 | 2048-49 | 2049-50
SA1 | Black Coal | 0 | 0 | 0 | 0 | 0 | 0 | 0 | 0 | 0 | 0 | 0 | 0 | 0 | 0 | 0 | 0 | 0 | 0 | 0 | 0 | 0 | 0 | 0 | 0 | 0 | 0 | 0 | 0 | 0
SA1 | Brown Coal | 0 | 0 | 0 | 0 | 0 | 0 | 0 | 0 | 0 | 0 | 0 | 0 | 0 | 0 | 0 | 0 | 0 | 0 | 0 | 0 | 0 | 0 | 0 | 0 | 0 | 0 | 0 | 0 | 0
SA1 | CCGT | 0 | 0 | 0 | 0 | 0 | 0 | 0 | 0 | 0 | 0 | 0 | 0 | 0 | 0 | 0 | 0 | 0 | 0 | 0 | 0 | 0 | 0 | 0 | 0 | 0 | 0 | 0 | 0 | 0
SA1 | Gas - Steam | 0 | 0 | 0 | 0 | 0 | 0 | 0 | 0 | 0 | 0 | 0 | 0 | 0 | 0 | 0 | 0 | 0 | 0 | 0 | 0 | 0 | 0 | 0 | 0 | 0 | 0 | 0 | 0 | 0
SA1 | OCGT / Diesel | 0 | 0 | 0 | 0 | 0 | 0 | 0 | 0 | 0 | 0 | 0 | 0 | 0 | 0 | 0 | 0 | 0 | 0 | 0 | 0 | 0 | 0 | 0 | 0 | 0 | 0 | 0 | 0 | 0
SA1 | Hydro | 0 | 0 | 0 | 0 | 0 | 0 | 0 | 0 | 0 | 0 | 0 | 0 | 0 | 0 | 0 | 0 | 0 | 0 | 0 | 0 | 0 | 0 | 0 | 0 | 0 | 0 | 0 | 0 | 0
SA1 | Wind | 0 | 0 | 0 | 0 | 0 | 0 | 0 | 0 | 0 | 0 | 0 | 0 | 0 | 0 | 0 | 0 | 0 | 0 | 0 | 0 | 0 | 0 | 0 | 0 | 0 | 0 | 0 | 0 | 0
SA1 | Solar PV | 0 | 0 | 0 | 0 | 0 | 0 | 0 | 0 | 0 | 0 | 0 | 0 | 0 | 0 | 0 | 0 | 0 | 0 | 0 | 0 | 0 | 0 | 0 | 0 | 0 | 0 | 0 | 0 | 0
SA1 | Grid Battery | 0 | 0 | 0 | 0 | 0 | 0 | 0 | 0 | 0 | 0 | 0 | 0 | 0 | 0 | 0 | 0 | 0 | 0 | 0 | 0 | 0 | 0 | 0 | 0 | 0 | 0 | 0 | 0 | 0
SA1 | Pumped Hydro | 0 | 0 | 0 | 0 | 0 | 0 | 0 | 0 | 0 | 0 | 0 | 0 | 0 | 0 | 0 | 0 | 0 | 0 | 0 | 0 | 0 | 0 | 0 | 0 | 0 | 0 | 0 | 0 | 0
SA1 | VPP | 0 | 0 | 0 | 0 | 0 | 0 | 0 | 0 | 0 | 0 | 0 | 0 | 0 | 0 | 0 | 0 | 0 | 0 | 0 | 0 | 0 | 0 | 0 | 0 | 0 | 0 | 0 | 0 | 0
Total excluding storage |  | 0 | 0 | 0 | 0 | 0 | 0 | 0 | 0 | 0 | 0 | 0 | 0 | 0 | 0 | 0 | 0 | 0 | 0 | 0 | 0 | 0 | 0 | 0 | 0 | 0 | 0 | 0 | 0 | 0
Region | Technology | 2021-22 | 2022-23 | 2023-24 | 2024-25 | 2025-26 | 2026-27 | 2027-28 | 2028-29 | 2029-30 | 2030-31 | 2031-32 | 2032-33 | 2033-34 | 2034-35 | 2035-36 | 2036-37 | 2037-38 | 2038-39 | 2039-40 | 2040-41 | 2041-42 | 2042-43 | 2043-44 | 2044-45 | 2045-46 | 2046-47 | 2047-48 | 2048-49 | 2049-50
TAS1 | Black Coal | 0 | 0 | 0 | 0 | 0 | 0 | 0 | 0 | 0 | 0 | 0 | 0 | 0 | 0 | 0 | 0 | 0 | 0 | 0 | 0 | 0 | 0 | 0 | 0 | 0 | 0 | 0 | 0 | 0
TAS1 | Brown Coal | 0 | 0 | 0 | 0 | 0 | 0 | 0 | 0 | 0 | 0 | 0 | 0 | 0 | 0 | 0 | 0 | 0 | 0 | 0 | 0 | 0 | 0 | 0 | 0 | 0 | 0 | 0 | 0 | 0
TAS1 | CCGT | 0 | 0 | 0 | 0 | 0 | 0 | 0 | 0 | 0 | 0 | 0 | 0 | 0 | 0 | 0 | 0 | 0 | 0 | 0 | 0 | 0 | 0 | 0 | 0 | 0 | 0 | 0 | 0 | 0
TAS1 | Gas - Steam | 0 | 0 | 0 | 0 | 0 | 0 | 0 | 0 | 0 | 0 | 0 | 0 | 0 | 0 | 0 | 0 | 0 | 0 | 0 | 0 | 0 | 0 | 0 | 0 | 0 | 0 | 0 | 0 | 0
TAS1 | OCGT / Diesel | 0 | 0 | 0 | 0 | 0 | 0 | 0 | 0 | 0 | 0 | 0 | 0 | 0 | 0 | 0 | 0 | 0 | 0 | 0 | 0 | 0 | 0 | 0 | 0 | 0 | 0 | 0 | 0 | 0
TAS1 | Hydro | 0 | 0 | 0 | 0 | 0 | 0 | 0 | 0 | 0 | 0 | 0 | 0 | 0 | 0 | 0 | 0 | 0 | 0 | 0 | 0 | 0 | 0 | 0 | 0 | 0 | 0 | 0 | 0 | 0
TAS1 | Wind | 0 | 0 | 0 | 0 | 0 | 0 | 0 | 0 | 0 | 0 | 0 | 0 | 0 | 0 | 0 | 0 | 0 | 0 | 0 | 0 | 0 | 0 | 0 | 0 | 0 | 0 | 0 | 0 | 0
TAS1 | Solar PV | 0 | 0 | 0 | 0 | 0 | 0 | 0 | 0 | 0 | 0 | 0 | 0 | 0 | 0 | 0 | 0 | 0 | 0 | 0 | 0 | 0 | 0 | 0 | 0 | 0 | 0 | 0 | 0 | 0
TAS1 | Grid Battery | 0 | 0 | 0 | 0 | 0 | 0 | 0 | 0 | 0 | 0 | 0 | 0 | 0 | 0 | 0 | 0 | 0 | 0 | 0 | 0 | 0 | 0 | 0 | 0 | 0 | 0 | 0 | 0 | 0
TAS1 | Pumped Hydro | 0 | 0 | 0 | 0 | 0 | 0 | 0 | 0 | 0 | 0 | 0 | 0 | 0 | 0 | 0 | 0 | 0 | 0 | 0 | 0 | 0 | 0 | 0 | 0 | 0 | 0 | 0 | 0 | 0
TAS1 | VPP | 0 | 0 | 0 | 0 | 0 | 0 | 0 | 0 | 0 | 0 | 0 | 0 | 0 | 0 | 0 | 0 | 0 | 0 | 0 | 0 | 0 | 0 | 0 | 0 | 0 | 0 | 0 | 0 | 0
Total excluding storage |  | 0 | 0 | 0 | 0 | 0 | 0 | 0 | 0 | 0 | 0 | 0 | 0 | 0 | 0 | 0 | 0 | 0 | 0 | 0 | 0 | 0 | 0 | 0 | 0 | 0 | 0 | 0 | 0 | 0

## Marinus_REZ Tx Cost
REZ transmission expansion cost by region ($000s) - Marinus Link, Slow Change Scenario
REZ Expansion | Real June 2020 dollars discounted to 1 July 2020. As with the total capital costs, the REZ transmission expansion costs are annualised for modelling purposes.
Explicitly modelled generation
Region | Technology | 2021-22 | 2022-23 | 2023-24 | 2024-25 | 2025-26 | 2026-27 | 2027-28 | 2028-29 | 2029-30 | 2030-31 | 2031-32 | 2032-33 | 2033-34 | 2034-35 | 2035-36 | 2036-37 | 2037-38 | 2038-39 | 2039-40 | 2040-41 | 2041-42 | 2042-43 | 2043-44 | 2044-45 | 2045-46 | 2046-47 | 2047-48 | 2048-49 | 2049-50
NSW1 | Transmission | 0.00079986 | 1908.3145 | 8879.2588 | 15289.814 | 21242.0391 | 28754.0415 | 32446.2011 | 38474.5918 | 44225.3972 | 49503.5778 | 80486.1943 | 77323.8787 | 74493.1394 | 71766.0304 | 69324.637 | 66600.8608 | 64162.6791 | 62410.0412 | 60286.9272 | 57999.7693 | 66392.8202 | 86002.4378 | 84513.571 | 81193.0191 | 79837.839 | 86835.1894 | 87429.1661 | 83994.06 | 82916.8808
QLD1 | Transmission | 0.00084875 | 0.00088647 | 0.00094361 | 0.0011029 | 0.0011789 | 0.0014201 | 0.0014129 | 0.0019643 | 0.00196 | 0.0018883 | 0.0018241 | 0.0017555 | 0.0016913 | 0.0016464 | 0.0015932 | 0.0015575 | 14897.2955 | 14351.9225 | 13863.6875 | 13318.981 | 12831.3884 | 15096.9396 | 26505.1938 | 25463.8005 | 26708.6213 | 67890.9512 | 65581.3833 | 63004.6801 | 74224.3154
VIC1 | Transmission | 0.00015297 | 0.00014737 | 0.00014235 | 0.00013676 | 0.00013175 | 0.00012693 | 0.00012261 | 0.0001178 | 0.00011348 | 0.00010933 | 0.00010561 | 0.00010146 | 9.7745e-05 | 9.4167e-05 | 9.0964e-05 | 8.739e-05 | 8.493e-05 | 8.2524e-05 | 8.1445e-05 | 799.6388 | 770.3649 | 1014.6179 | 2171.8921 | 2086.5581 | 5088.4656 | 5346.7669 | 9893.7156 | 17883.8488 | 22081.8774
SA1 | Transmission | 0.00071455 | 0.00073227 | 0.00087409 | 0.00086193 | 0.00083038 | 0.00079998 | 0.00077781 | 0.00080806 | 0.00079001 | 0.00077597 | 0.00075501 | 0.00078704 | 0.00076497 | 0.00082903 | 0.00080608 | 0.0010682 | 3951.7268 | 3807.0591 | 6599.8658 | 7051.9114 | 6793.749 | 7775.7216 | 7511.2013 | 7216.085 | 6951.9125 | 10146.1181 | 9930.9909 | 9642.1993 | 11111.9973
TAS1 | Transmission | 0 | 0 | 0 | 0 | 0 | 0 | 0 | 0 | 1.3125e-06 | 523.6841 | 1052.1221 | 1538.4022 | 1990.3866 | 2407.2151 | 2798.3601 | 3142.8627 | 3465.619 | 3761.007 | 4055.2676 | 4301.7138 | 4144.233 | 3992.5173 | 3856.6967 | 3705.1665 | 3569.5245 | 3438.8483 | 3321.8629 | 3191.3463 | 3074.5148
NEM | Total | 0.0025161 | 1908.3163 | 8879.2608 | 15289.8161 | 21242.0413 | 28754.0438 | 32446.2034 | 38474.5947 | 44225.4001 | 50027.2647 | 81538.3191 | 78862.2835 | 76483.5286 | 74173.2481 | 72122.9996 | 69743.7262 | 86477.3205 | 84330.0299 | 84805.7482 | 83472.0143 | 90932.5555 | 113882.2343 | 124558.5549 | 119664.6292 | 122156.3629 | 173657.8739 | 176157.1187 | 177716.1346 | 193409.5856

## Marinus_USE+DSP Cost
USE and USE / DSP cost by region ($000s) - Marinus Link, Slow Change Scenario
USE / DSP | Real June 2020 dollars discounted to 1 July 2020
Explicitly modelled generation
Region | Technology | 2021-22 | 2022-23 | 2023-24 | 2024-25 | 2025-26 | 2026-27 | 2027-28 | 2028-29 | 2029-30 | 2030-31 | 2031-32 | 2032-33 | 2033-34 | 2034-35 | 2035-36 | 2036-37 | 2037-38 | 2038-39 | 2039-40 | 2040-41 | 2041-42 | 2042-43 | 2043-44 | 2044-45 | 2045-46 | 2046-47 | 2047-48 | 2048-49 | 2049-50
NSW1 | USE / DSP | 0.0020357 | 0.0020298 | 0.0020425 | 0.0020521 | 0.0020833 | 0.0020695 | 0.0020667 | 0.0020721 | 0.0020616 | 0.0020614 | 0.0020395 | 0.0020737 | 0.002053 | 0.0020904 | 0.0020477 | 0.0020496 | 0.0021173 | 0.0021448 | 642.0307 | 26.8254 | 14024.2478 | 0.0021752 | 9368.8021 | 8597.0138 | 8545.4096 | 8104.9654 | 234.116 | 6869.7061 | 10.861
QLD1 | USE / DSP | 0.0020324 | 0.0020273 | 0.0020347 | 0.002051 | 0.0020679 | 44.0117 | 0.0020726 | 12323.1531 | 0.0020547 | 0.0020533 | 0.0020468 | 0.0020674 | 3188.993 | 17.6255 | 2515.1903 | 44.5391 | 25964.6596 | 39.6214 | 562.9458 | 2452.5135 | 2625.2595 | 3034.9862 | 3806.6189 | 6715.0487 | 2442.3429 | 33956.9158 | 43.7613 | 914.1636 | 5367.3452
VIC1 | USE / DSP | 0.0019964 | 0.0019916 | 0.0019995 | 0.0020307 | 0.0020548 | 0.0020341 | 0.0020248 | 0.0020207 | 0.0020117 | 0.0020107 | 0.0020023 | 0.0020242 | 0.0020085 | 0.0020499 | 0.12518 | 1997.2951 | 0.0020708 | 0.0020898 | 1049.2523 | 510.3756 | 4808.9582 | 0.0021163 | 671.6826 | 5798.9694 | 5171.3013 | 155.5441 | 422.269 | 2949.9449 | 2914.0657
SA1 | USE / DSP | 0.0020127 | 0.0020038 | 0.002064 | 0.0020453 | 0.0020761 | 0.0020529 | 0.0020462 | 0.0020499 | 0.0020407 | 0.002041 | 0.0020288 | 0.0020605 | 0.0020382 | 0.0020838 | 27.5592 | 2868.2967 | 387.6032 | 8.4107 | 809.714 | 1533.1149 | 3667.1826 | 0.002139 | 1589.8205 | 2647.8415 | 2924.2019 | 1505.5322 | 250.1025 | 1470.0036 | 9.4229
TAS1 | USE / DSP | 0.0016643 | 0.0016618 | 0.0016676 | 0.0016631 | 0.0016587 | 0.001657 | 0.0016617 | 0.0016571 | 0.0016568 | 0.0016565 | 0.0016602 | 0.0016557 | 0.0016555 | 0.0016549 | 0.0016588 | 0.0016539 | 0.0016538 | 0.0016535 | 314.4538 | 0.0016526 | 0.001653 | 0.0016527 | 0.0016568 | 0.001652 | 0.0016517 | 0.0016518 | 0.0016559 | 33.9107 | 0.0016504
NEM | Total | 0.0097416 | 0.0097143 | 0.0098083 | 0.0098421 | 0.0099408 | 44.0195 | 0.009872 | 12323.1609 | 0.0098255 | 0.009823 | 0.0097776 | 0.0098815 | 3189.0008 | 17.6334 | 2542.8783 | 4910.1345 | 26352.2687 | 48.038 | 3378.3966 | 4522.8312 | 25125.6497 | 3034.9943 | 15436.9258 | 23758.875 | 19083.2573 | 43722.9591 | 950.2504 | 12237.729 | 8301.6964

## Marinus_SyncCon Cost
Synchronous Condenser cost by region ($000s) - Marinus Link, Slow Change Scenario
SyncCon | Real June 2020 dollars discounted to 1 July 2020
Explicitly modelled generation
Region | Technology | 2021-22 | 2022-23 | 2023-24 | 2024-25 | 2025-26 | 2026-27 | 2027-28 | 2028-29 | 2029-30 | 2030-31 | 2031-32 | 2032-33 | 2033-34 | 2034-35 | 2035-36 | 2036-37 | 2037-38 | 2038-39 | 2039-40 | 2040-41 | 2041-42 | 2042-43 | 2043-44 | 2044-45 | 2045-46 | 2046-47 | 2047-48 | 2048-49 | 2049-50
NSW1 | SyncCon | 0 | 0 | 0 | 0 | 0 | 0 | 0 | 0 | 0 | 0 | 0 | 0 | 0 | 0 | 0 | 0 | 0 | 0 | 0 | 0 | 0 | 0 | 0 | 0 | 0 | 0 | 0 | 0 | 0
QLD1 | SyncCon | 0 | 0 | 0 | 0 | 0 | 0 | 0 | 0 | 0 | 0 | 0 | 0 | 0 | 0 | 0 | 0 | 0 | 0 | 0 | 0 | 0 | 0 | 0 | 0 | 1.3231e-06 | 1.2747e-06 | 1.2313e-06 | 1.1829e-06 | 1.1396e-06
VIC1 | SyncCon | 0 | 0 | 0 | 9938.7197 | 9574.8745 | 9302.817 | 9906.8324 | 9517.5914 | 9169.1632 | 8833.4905 | 8532.9859 | 8197.7235 | 7897.6142 | 7608.4915 | 7349.6599 | 7060.8905 | 6802.3994 | 6553.3713 | 6330.4335 | 6081.7098 | 5859.0653 | 5644.5716 | 5452.5501 | 5238.3185 | 5046.5496 | 4861.8012 | 4696.4086 | 4511.886 | 4346.7109
SA1 | SyncCon | 0 | 0 | 0 | 0 | 0 | 0 | 0 | 0 | 0 | 0 | 0 | 0 | 0 | 0 | 0 | 0 | 0 | 0 | 0 | 0 | 0 | 0 | 0 | 0 | 0 | 0 | 0 | 0 | 0
TAS1 | SyncCon | 1050.3961 | 1534.5907 | 1514.4422 | 600.9298 | 661.7259 | 1846.57 | 1710.9711 | 1821.9077 | 2041.0607 | 2271.47 | 2992.9195 | 2840.3614 | 2931.9624 | 3183.8685 | 3327.9493 | 3461.0983 | 3203.0324 | 3134.8912 | 3032.5934 | 3275.0299 | 2968.6353 | 2835.9338 | 2900.7776 | 2780.4474 | 2739.9949 | 2434.8554 | 2373.6207 | 2097.3547 | 2011.2408
NEM | Total | 1050.3961 | 1534.5907 | 1514.4422 | 10539.6495 | 10236.6003 | 11149.387 | 11617.8035 | 11339.499 | 11210.2239 | 11104.9606 | 11525.9054 | 11038.085 | 10829.5765 | 10792.36 | 10677.6091 | 10521.9888 | 10005.4318 | 9688.2624 | 9363.027 | 9356.7396 | 8827.7006 | 8480.5053 | 8353.3277 | 8018.7659 | 7786.5445 | 7296.6566 | 7070.0293 | 6609.2407 | 6357.9518

## Marinus_System Strength Cost
System Strength cost by region ($000s) - Marinus Link, Slow Change Scenario
System Strength | Real June 2020 dollars discounted to 1 July 2020
Explicitly modelled generation
Region | Technology | 2021-22 | 2022-23 | 2023-24 | 2024-25 | 2025-26 | 2026-27 | 2027-28 | 2028-29 | 2029-30 | 2030-31 | 2031-32 | 2032-33 | 2033-34 | 2034-35 | 2035-36 | 2036-37 | 2037-38 | 2038-39 | 2039-40 | 2040-41 | 2041-42 | 2042-43 | 2043-44 | 2044-45 | 2045-46 | 2046-47 | 2047-48 | 2048-49 | 2049-50
NSW1 | System Strength | 5.7517e-05 | 214.1087 | 996.2333 | 1715.4836 | 2383.3102 | 3226.1405 | 3640.3927 | 4316.7649 | 4961.9927 | 5554.193 | 9601.1947 | 9223.9622 | 8886.2834 | 8560.9667 | 8269.733 | 7944.8138 | 7653.9632 | 7484.4057 | 7229.7953 | 6957.8376 | 8264.2336 | 10570.8223 | 10424.5082 | 10014.9276 | 9888.3605 | 11397.5587 | 11502.5996 | 11050.6606 | 10870.2518
QLD1 | System Strength | 0.00037953 | 0.00038389 | 0.0003809 | 1119.3877 | 1078.4084 | 1212.0836 | 1170.8501 | 1124.8473 | 1083.668 | 1043.9961 | 1008.4807 | 968.8573 | 933.3885 | 899.2182 | 868.6279 | 834.4994 | 2094.4648 | 2017.7888 | 1949.1461 | 1949.8906 | 1878.5073 | 1809.7428 | 2270.4243 | 2181.2189 | 2286.3501 | 3810.1428 | 3680.5263 | 3535.9179 | 4535.4413
VIC1 | System Strength | 8.2401e-05 | 8.3604e-05 | 8.4109e-05 | 0.00011213 | 0.00010802 | 0.00010407 | 0.00010116 | 0.00010026 | 9.8645e-05 | 9.8622e-05 | 9.7048e-05 | 0.00010224 | 0.00010041 | 0.00011088 | 0.000108 | 0.00011896 | 0.00022911 | 0.00034016 | 158.391 | 409.2283 | 394.247 | 431.7822 | 989.6944 | 950.8092 | 2081.5119 | 2145.9594 | 3661.5601 | 5474.7094 | 5839.7809
SA1 | System Strength | 0.00015525 | 0.00016379 | 0.00020004 | 0.00020063 | 0.00019329 | 0.00018621 | 0.00018135 | 0.00018395 | 0.00018128 | 0.00018057 | 0.00017614 | 0.00019013 | 0.00018512 | 0.00020513 | 0.0001995 | 0.00025947 | 933.9803 | 1683.422 | 2072.077 | 2099.2123 | 2022.3625 | 2188.8865 | 2340.0048 | 2282.8533 | 2277.2112 | 2393.9795 | 2719.8085 | 2816.4206 | 2852.6264
TAS1 | System Strength | 5.9918e-05 | 6.1696e-05 | 165.0527 | 317.1358 | 458.0042 | 583.7319 | 701.5214 | 806.1976 | 904.0815 | 997.4517 | 1118.6313 | 1272.0054 | 1415.5406 | 1546.8613 | 1671.1508 | 1775.4522 | 1874.1938 | 1963.5039 | 2054.6097 | 2125.5812 | 2047.7661 | 1972.7997 | 1905.6875 | 1830.8127 | 1763.7887 | 1699.2184 | 1641.4131 | 1576.9217 | 1519.1924
NEM | Total | 0.00073462 | 214.1094 | 1161.2867 | 3152.0074 | 3919.7231 | 5021.9563 | 5512.7645 | 6247.8101 | 6949.7425 | 7595.6411 | 11728.3069 | 11464.8252 | 11235.2128 | 11007.0466 | 10809.512 | 10554.7658 | 12556.6023 | 13149.1208 | 13464.0191 | 13541.75 | 14607.1165 | 16974.0336 | 17930.3191 | 17260.6216 | 18297.2225 | 21446.8588 | 23205.9076 | 24454.6302 | 25617.2927