## Cover
Project Marinus Economic Modelling Results
Supporting the Economic Modelling Appendix to the TasNetworks PACR
TasNetworks | 22 June 2021

## Release notice
Notice
Ernst & Young ("EY") was engaged on the instructions of Tasmanian Networks Pty Ltd (“TasNetworks” or “Client”) to provide market modelling in relation to the proposed Marinus Link interconnector (“Project”), in accordance with the contract dated 14 June 2018.
The results of Ernst & Young’s work, including the assumptions and qualifications made in preparing the workbook dated 22 June 2021 (“Workbook”), are set out in Ernst & Young's report dated 22 June 2021 ("Report"). The Workbook and Report should be read in their entirety including this notice, the applicable scope of the work and any limitations. A reference to the Workbook includes any part of the Workbook. No further work has been undertaken by Ernst & Young since the date of the Workbook to update it.
EY has prepared the Workbook under the directions of the Client. EY has not been engaged to act, and has not acted, as advisor to any other party. Accordingly, EY makes no representations as to the appropriateness, accuracy or completeness of the Workbook for any other party's purposes.
No reliance may be placed upon the Workbook or any of its contents by any party other than the Client (“Third Parties”). Any Third Party receiving a copy of the Workbook must make and rely on their own enquiries in relation to the issues to which the Workbook relates, the contents of the Workbook and all matters arising from or relating to or in any way connected with the Workbook or its contents.
EY disclaims all responsibility to any Third Parties for any loss or liability that the Third Parties may suffer or incur arising from or relating to or in any way connected with the contents of the Workbook, the provision of the Workbook to the Third Parties or the reliance upon the Workbook by the Third Parties.
No claim or demand or any actions or proceedings may be brought against EY arising from or connected with the contents of the Workbook or the provision of the Workbook to the Third Parties. EY will be released and forever discharged from any such claims, demands, actions or proceedings.
Our work commenced on 12 January 2021 and was completed on 19 May 2021. Therefore, our Workbook does not take account of events or circumstances arising after 19 May 2021 and we have no responsibility to update the Workbook for such events or circumstances.
In preparing this Workbook we have considered and relied upon information from a range of sources believed to be reliable and accurate. We do not imply, and it should not be construed, that we have verified any of the information provided to us, or that our enquiries could have identified any matter that a more extensive examination might disclose.
The work performed as part of our scope considers information provided to us and a number of combinations of input assumptions relating to future conditions, which may not necessarily represent actual or most likely future conditions. Additionally, modelling work performed as part of our scope inherently requires assumptions about future behaviours and market interactions, which may result in forecasts that deviate from future conditions. There will usually be differences between estimated and actual results, because events and circumstances frequently do not occur as expected, and those differences may be material. We take no responsibility that the projected outcomes will be achieved, if any.
We highlight that our analysis and Workbook do not constitute investment advice or a recommendation to you on a future course of action. We provide no assurance that the scenarios we have modelled will be accepted by any relevant authority or third party.
Our conclusions are based, in part, on the assumptions stated and on information provided by the Client and other information sources used during the course of the engagement. The modelled outcomes are contingent on the collection of assumptions as agreed with the Client and no consideration of other market events, announcements or other changing circumstances are reflected in this Workbook. Neither EY nor any member or employee thereof undertakes responsibility in any way whatsoever to any person in respect of errors in this Workbook arising from incorrect information provided by the Client or other information sources used.
EY has consented to the Workbook being published electronically on the Client’s website alongside the Report and Addendum for informational purposes only. EY has not consented to distribution or disclosure beyond this. The material contained in the Workbook, including the EY logo, is copyright. The copyright in the material contained in the Workbook itself, excluding EY logo, vests in the Client. The Workbook, including the EY logo, cannot be altered without prior written permission from EY.
EY’s liability is limited by a scheme approved under Professional Standards Legislation.

## Version notes
Change log
2021-06-22 | 1 | Project Marinus Economic Modelling Result Workbooks supporting the Addendum to the PACR, Slow Change Scenario. Marinus Link from 1 July 2027.

## Abbreviations and notes
Acronyms
AEMO | Australian Energy Market Operator
CCGT | Closed cycle gas turbine
Diesel | Diesel generator
Distributed PV | PV non-scheduled generators (PVNSG) and Rooftop PV
DSP | Demand-side participation
ESOO | Electricity Statement Of Opportunities
FOM | Fixed operations and maintenance
Gas - Steam | Gas-powered steam turbine
GWh | Gigawatt-hours
Grid Battery | Explicitly modelled existing and new entrant (8 hour or less) battery storage
MW | Megawatts
NEM | National Electricity Market
OCGT | Open cycle gas turbine
PACR | Project Assessment Conclusions Report
PV | Photovoltaic
PVNSG | PV non-scheduled generators
Rehab | Rehabilitation (after closing an existing generator)
USE | Unserved energy
VOM | Variable operations and maintenance
VPP | Virtual power plants
Notes
1. BaseCase simulations do not include Marinus Link. Marinus simulations include Marinus Link from 1 July 2027.
2. Tumut 3 generation is included in Hydro, whereas Tumut 3 pump is included in Pumped Hydro Pump.
3. REZ expansion costs only capture intra-regional network augmentations. These costs do not include the cost of interconnectors.
4. New entrant capacity and retiring capacity for allowable generators are made at the beginning of each financial year, on 1 July.
5. Other non-scheduled generation is handled on the demand side as per AEMO's 2020 ESOO.

## ---Compare options---
Compare |  | Marinus | to | BaseCase |  | 0 | 1 | 2 | 3 | 4 | 5 | 6 | 7 | 8 | 9 | 10 | 11 | 12 | 13 | 14 | 15 | 16 | 17 | 18 | 19 | 20 | 21 | 22 | 23 | 24 | 25 | 26 | 27 | 28
NEM discounted market benefits by year
Select region | NEM
[5 empty] | Real June 2020 dollars ($m) discounted to 1 July 2020 | 2021-22 | 2022-23 | 2023-24 | 2024-25 | 2025-26 | 2026-27 | 2027-28 | 2028-29 | 2029-30 | 2030-31 | 2031-32 | 2032-33 | 2033-34 | 2034-35 | 2035-36 | 2036-37 | 2037-38 | 2038-39 | 2039-40 | 2040-41 | 2041-42 | 2042-43 | 2043-44 | 2044-45 | 2045-46 | 2046-47 | 2047-48 | 2048-49 | 2049-50
|  |  |  | Build | CAPEX | -1.1717e-05 | -7.2668e-06 | -9.9955e-06 | -1.2556e-05 | -1.4009e-05 | -10.6784 | 2.1147 | 6.3562 | 6.1235 | 5.8993 | 3.1974 | 3.0718 | 2.9593 | 2.851 | 2.754 | 2.6458 | 16.0335 | 18.7213 | 34.0267 | 16.7135 | 14.4905 | 15.7447 | 21.1169 | 21.4806 | 20.225 | 17.8911 | 9.6861 | 87.7787 | 91.4275
|  |  |  | FOM | FOM | -2.4131e-06 | -1.3638e-06 | -1.7611e-06 | 54.5526 | 52.7966 | 73.2307 | 105.9321 | 313.373 | 88.0681 | 82.9921 | 77.8614 | 74.8022 | 75.9637 | 69.4256 | 65.5777 | 64.2176 | 64.2183 | 216.9192 | 63.3434 | 56.8373 | 54.7209 | 53.4478 | 52.785 | 50.6803 | 48.3047 | 46.2586 | 43.4777 | 20.7937 | 22.5497
|  |  |  | Fuel | Fuel | 0.00013798 | -0.89337 | -1.2013 | -28.7672 | -34.6445 | -32.0407 | 35.8327 | 38.4084 | 42.5868 | 35.4687 | 27.6407 | 35.4215 | 33.3363 | 39.2466 | 28.3708 | 28.7837 | 21.7252 | 28.5104 | 34.3764 | 18.62 | 18.1786 | 19.4447 | 21.2996 | 17.5356 | 19.0401 | 17.0482 | 20.4591 | 46.2931 | 41.0336
|  |  |  | VOM | VOM | 6.2073e-05 | 0.35746 | 0.48547 | -0.44483 | -3.7032 | 0.28829 | -12.1374 | -11.6771 | -10.4021 | -10.0491 | -7.3022 | -5.8932 | -4.5535 | -5.8806 | -5.2562 | -4.5392 | -6.951 | -6.1324 | -7.2538 | -4.504 | -4.7744 | -4.3459 | -3.8583 | -4.1524 | -3.525 | -3.4068 | -2.2534 | -6.6761 | -6.0526
|  |  |  | REHAB | REHAB | 0 | 0 | 0 | -37.5865 | -0.23435 | -16.7906 | -8.1498 | 0 | 0.40929 | 0.41609 | 0.22508 | 0 | 0 | 0 | 0.33301 | -0.13903 | 0 | 0 | 0 | 0 | 0 | 0 | 0 | 0 | 0 | 0 | 0 | 0 | 0
|  |  |  | REZ Tx | REZ | -3.8559e-07 | -4.3875e-07 | -4.7268e-07 | -4.9049e-07 | -4.9349e-07 | -1.3261 | -6.9913e-07 | -0.768 | -0.73988 | -0.7128 | -0.21288 | 0.28629 | 0.74865 | 1.1768 | 1.5768 | 1.9376 | 3.6871 | 3.9449 | 4.4398 | 4.3187 | 4.0048 | 4.1987 | 3.6847 | 3.5399 | 3.2548 | 3.3259 | 2.7685 | 12.7472 | 17.8548
|  |  |  | USE+DSP | USE+DSP | -1.5064e-06 | -1.5023e-06 | -1.517e-06 | -1.5237e-06 | -1.5418e-06 | 0.0028397 | -1.5271e-06 | -3.2399 | -1.5214e-06 | -1.5212e-06 | -1.5139e-06 | -1.5219e-06 | -1.9173 | -0.015007 | 1.5923 | 3.5865 | 0.39559 | -0.0090182 | -0.13982 | -0.47042 | -0.20345 | 0.056413 | -0.30607 | 8.9096 | -0.8611 | -1.7173 | -0.008577 | -0.7937 | 0.95584
|  |  |  | SyncCon | SyncCon | -0.00045907 | -0.0054831 | -0.024555 | -2.0162 | -1.9723 | -2.9563 | -2.7556 | -2.6669 | -2.4686 | -2.3651 | -2.5259 | -2.3806 | -2.3519 | -2.2407 | -2.2132 | -2.1378 | -2.1007 | -2.0094 | -1.9582 | -1.9991 | -1.8528 | -1.7762 | -1.7697 | -1.6965 | -1.5826 | -1.52 | -1.4934 | -1.4281 | -1.364
|  |  |  | System Strength | System Strength | -1.1424e-07 | -1.1947e-07 | -1.1305e-07 | -1.3027e-07 | -1.5807e-07 | -0.32194 | -0.16726 | -0.086168 | -0.083013 | -0.079974 | -0.046583 | -0.044753 | -0.043115 | -0.041536 | -0.040123 | -0.038547 | 0.27393 | 0.30728 | 0.58249 | 0.20167 | 0.17116 | 0.26979 | 0.26229 | 0.25557 | 0.23648 | 0.23581 | 0.21687 | 1.5455 | 1.7699
[5 empty] | Total cumulative market benefits | -0.00027515 | -0.54167 | -1.2821 | -15.5441 | -3.302 | 6.1058 | 126.7753 | 466.4748 | 589.9687 | 701.538 | 800.375 | 905.6382 | 1009.7803 | 1114.3024 | 1206.9975 | 1301.3142 | 1398.5961 | 1658.8483 | 1786.2653 | 1875.9829 | 1960.7183 | 2047.7582 | 2140.9727 | 2237.5254 | 2322.6179 | 2400.7334 | 2473.5863 | 2633.8466 | 2802.0214
NEM capacity difference by year
Select region | NEM
[5 empty] | Capacity difference (MW) | 2021-22 | 2022-23 | 2023-24 | 2024-25 | 2025-26 | 2026-27 | 2027-28 | 2028-29 | 2029-30 | 2030-31 | 2031-32 | 2032-33 | 2033-34 | 2034-35 | 2035-36 | 2036-37 | 2037-38 | 2038-39 | 2039-40 | 2040-41 | 2041-42 | 2042-43 | 2043-44 | 2044-45 | 2045-46 | 2046-47 | 2047-48 | 2048-49 | 2049-50
[5 empty] | Black Coal | 0 | 0 | 0 | 428.1866 | 422.5884 | 356.247 | -114.6065 | -114.6065 | -172.1362 | -120.302 | -63.2356 | -63.2356 | -63.2356 | -63.2356 | -13.2412 | -55.8387 | -16.6872 | -16.6872 | -16.6872 | -16.6872 | -16.6872 | -16.6872 | 0 | 0 | 0 | 0 | 0 | 0 | 0
[5 empty] | Brown Coal | 0 | 0 | 0 | -602.5538 | -602.5538 | -795.9243 | -795.9243 | -795.9243 | -795.9243 | -795.9243 | -795.9243 | -795.9243 | -795.9243 | -795.9243 | -795.9243 | -795.9243 | -795.9243 | -795.9243 | -795.9243 | -795.9243 | -795.9243 | -795.9243 | -795.9243 | -795.9243 | -795.9243 | -795.9243 | -795.9243 | 0 | 0
[5 empty] | CCGT | 0 | 0 | 0 | 0 | 0 | 0 | 0 | 0 | 0 | 0 | 0 | 0 | 0 | 0 | 0 | 0 | 0 | 0 | 0 | 0 | 0 | 0 | 0 | 0 | 0 | 0 | 0 | 0 | 0
[5 empty] | Gas - Steam | 0 | 0 | 0 | 0 | 0 | 0 | 0 | 0 | 0 | 0 | 0 | 0 | 0 | 0 | 0 | 0 | 0 | 0 | 0 | 0 | 0 | 0 | 0 | 0 | 0 | 0 | 0 | 0 | 0
[5 empty] | OCGT / Diesel | 0 | 0 | 0 | 0 | 0 | 0 | 0 | 0 | 0 | 0 | 0 | 0 | 0 | 0 | 0 | 0 | 0 | 0 | 0 | 0 | 0 | 0 | 0 | -143.0753 | -143.0753 | -144.0883 | -144.0883 | -206.5782 | -206.5782
[5 empty] | Hydro | 0 | 0 | 0 | 0 | 0 | 0 | 250 | 250 | 250 | 250 | 250 | 250 | 250 | 250 | 250 | 250 | 250 | 250 | 250 | 250 | 250 | 250 | 250 | 250 | 250 | 250 | 250 | 250 | 250
[5 empty] | Wind | 0 | -6.6e-05 | -4e-05 | -6.5e-05 | -0.000124 | 185.9236 | -23.2371 | -260.5196 | -260.5196 | -260.5196 | -157.0918 | -157.0918 | -157.0918 | -157.0918 | -157.0919 | -157.0918 | -422.7353 | -461.9357 | -729.2109 | -380.0782 | -356.6405 | -291.112 | -376.55 | -380.606 | -308.4158 | -266.7284 | -293.1419 | -1277.9219 | -1326.0285
[5 empty] | Solar PV | 0 | 0 | 0 | 0 | 0 | -100 | -6e-05 | 314.1422 | 314.1423 | 314.1421 | 189.4256 | 189.4256 | 189.4256 | 189.4256 | 189.4256 | 189.4256 | 189.4256 | 189.4256 | 189.4256 | 189.4256 | 189.4256 | 4.5395 | 15.1935 | 15.1935 | -9.7772 | -52.3643 | 72.0192 | -1119.85 | -1447.1439
[5 empty] | Grid Battery | 0 | 0 | 0 | 0 | 0 | 0 | 0 | 0 | 0 | 0 | 0 | 0 | 0 | 0 | 0 | 0 | 25.8681 | 25.8681 | 154.125 | 142.918 | 74.1142 | 95.2185 | 16.4722 | 102.015 | 126.3038 | 129.5919 | 129.5919 | 51.5481 | 38.6005
[5 empty] | Pumped Hydro | 0 | 0 | 0 | 0 | 0 | 0 | 0 | 0 | 0 | 0 | 0 | 0 | 0 | 0 | 0 | 0 | 0.00015517 | -12.7736 | -118.1689 | -118.1897 | -75.3737 | -90.776 | -90.776 | -90.776 | -134.6264 | -127.8058 | -16.4616 | -467.1417 | -467.1417
[5 empty] | VPP | 0 | 0 | 0 | 0 | 0 | 0 | 0 | 0 | 0 | 0 | 0 | 0 | 0 | 0 | 0 | 0 | 0 | 0 | 0 | 0 | 0 | 0 | 0 | 0 | 0 | 0 | 0 | 0 | 0
[5 empty] | Grid Battery pump | 0 | 0 | 0 | 0 | 0 | 0 | 0 | 0 | 0 | 0 | 0 | 0 | 0 | 0 | 0 | 0 | 25.8681 | 25.8681 | 154.125 | 142.918 | 74.1142 | 95.2185 | 16.4722 | 102.015 | 126.3038 | 129.5919 | 129.5919 | 51.5481 | 38.6005
[5 empty] | Pumped Hydro Pump | 0 | 0 | 0 | 0 | 0 | 0 | 0 | 0 | 0 | 0 | 0 | 0 | 0 | 0 | 0 | 0 | 0.00015517 | -12.7736 | -118.1689 | -118.1897 | -75.3737 | -90.776 | -90.776 | -90.776 | -134.6264 | -127.8058 | -16.4616 | -467.1417 | -467.1417
[5 empty] | VPP pump | 0 | 0 | 0 | 0 | 0 | 0 | 0 | 0 | 0 | 0 | 0 | 0 | 0 | 0 | 0 | 0 | 0 | 0 | 0 | 0 | 0 | 0 | 0 | 0 | 0 | 0 | 0 | 0 | 0
NEM generation difference by year
Select region | NEM
[5 empty] | Sent-out generation difference (GWh)* | 2021-22 | 2022-23 | 2023-24 | 2024-25 | 2025-26 | 2026-27 | 2027-28 | 2028-29 | 2029-30 | 2030-31 | 2031-32 | 2032-33 | 2033-34 | 2034-35 | 2035-36 | 2036-37 | 2037-38 | 2038-39 | 2039-40 | 2040-41 | 2041-42 | 2042-43 | 2043-44 | 2044-45 | 2045-46 | 2046-47 | 2047-48 | 2048-49 | 2049-50
[5 empty] | Black Coal | 0.00119 | 0.11821 | 0.33508 | 2062.0853 | 2519.9752 | 2874.0715 | -503.3418 | -1019.1994 | -1060.562 | -680.0037 | -334.1851 | -521.7896 | -762.1142 | -324.8804 | -394.1956 | -647.7479 | 36.9909 | 31.2941 | 70.9236 | 6.3365 | -76.8661 | -141.4566 | 11.0093 | 44.8662 | -25.0894 | -3.8113 | -4.1183 | -3.0199 | 26.5618
[5 empty] | Brown Coal | -0.0182 | 127.2343 | 167.5652 | -2433.5454 | -2820.1596 | -4110.1035 | -4649.6643 | -4018.6286 | -4382.3048 | -4442.9878 | -4477.6489 | -4312.008 | -4364.1542 | -4832.6078 | -5098.0945 | -4873.7228 | -4796.7526 | -4585.8735 | -3599.7492 | -4918.7836 | -5059.8153 | -4823.0945 | -4537.6643 | -4604.9274 | -4630.1772 | -4643.4987 | -4329.7793 | 0 | 0
[5 empty] | CCGT | 9.4821e-06 | 9.4539e-06 | 1.0166e-05 | -19.1022 | -8.869 | -7.0214 | 15.1062 | 21.5317 | 9.8578 | 1.2206e-05 | 16.4827 | -122.9983 | -34.6065 | -260.3851 | -0.19544 | 6.5585 | -36.4913 | -145.3133 | -209.2023 | 42.7606 | 27.702 | -17.3081 | 10.4687 | -4.6768 | -1.8806 | 3.9854e-05 | 4.2594e-05 | 4.6539e-05 | 4.5723e-05
[5 empty] | Gas - Steam | 7e-07 | 4.2205e-07 | 4e-07 | 4.5071 | 1.4432 | 5.5255 | -0.94328 | -0.96221 | 5.7404e-07 | -1.2504 | -0.12518 | -0.406 | -1.9163 | -0.64951 | -2.8184 | -1.0646 | -1.8067 | -3.5493 | -0.95406 | 0.11314 | 0 | -1.6529 | -0.23925 | -1.5343 | -1.0473 | 0 | 0 | 0 | 0
[5 empty] | OCGT / Diesel | 1.5009e-05 | 1.4665e-05 | 1.635e-05 | -7.1952 | -0.82029 | 11.631 | -0.34798 | 9.7996 | 0.88179 | 0.088413 | 0.06215 | -0.18099 | -0.89288 | -1.1959 | -6.1578 | -0.79691 | -3.4201 | -57.4626 | -193.9657 | -23.937 | -1.7862 | -12.7912 | -107.0541 | -40.2561 | -71.8559 | -53.1877 | -129.9163 | -773.5893 | -707.6298
[5 empty] | Hydro | 0.17637 | -127.8105 | -173.8239 | 249.2663 | 272.781 | 247.9847 | 5098.3453 | 5104.8741 | 5048.6062 | 4764.7881 | 4093.9135 | 4157.2369 | 4111.0337 | 4498.9385 | 4362.1118 | 4277.1628 | 4513.6289 | 4440.4602 | 4469.5703 | 4083.8604 | 4340.0316 | 4239.7311 | 3916.597 | 3942.4486 | 3894.628 | 3928.6234 | 3270.853 | 3023.8065 | 2864.2718
[5 empty] | Wind | 0.00046924 | 0.00066075 | 0.00085696 | 86.7688 | 135.4698 | 984.7836 | 275.4669 | -473.8302 | -323.4945 | -238.3128 | 260.7418 | 311.6069 | 452.9096 | 685.8079 | 748.0289 | 847.5945 | 88.6299 | -1.262 | -792.3389 | 451.8206 | 461.5978 | 828.4293 | 806.3477 | 725.4696 | 933.6749 | 899.3808 | 965.2965 | -639.1567 | -166.3564
[5 empty] | Solar PV | 0.0014723 | 0.0010683 | 0.012427 | -3.1435e-05 | 3.0016e-05 | -263.3618 | 4.8781 | 732.4543 | 765.9236 | 837.6753 | 535.3663 | 531.0462 | 522.6362 | 482.9999 | 543.7824 | 525.6635 | 461.3719 | 477.6345 | 506.772 | 515.0752 | 497.1833 | 50.3988 | 75.734 | 96.2567 | 57.6912 | -3.6815 | 333.739 | -1539.1012 | -1870.8958
[5 empty] | Grid Battery | -0.2625 | 0.067674 | -0.19105 | 12.048 | 0.61603 | 7.1086 | -7.4744 | -7.6413 | -1.8165 | -3.8436 | -0.77137 | 0.098821 | -1.4328 | 2.5735 | 3.9939 | 2.3166 | 36.6405 | 36.1798 | 220.5875 | 202.6495 | 114.8145 | 132.6135 | 27.3054 | 142.0551 | 167.6507 | 160.1496 | 163.0576 | 131.5529 | 181.5813
[5 empty] | Pumped Hydro | -0.21064 | -0.52227 | -0.41706 | 8.7906 | 74.7608 | 629.1803 | -167.9758 | -235.1745 | 162.438 | 107.0894 | -3.9476 | 68.9449 | -103.2522 | 105.3779 | -75.2193 | -10.4963 | 58.2172 | 63.9963 | -171.9358 | -158.4556 | -81.1622 | -191.9112 | -176.2926 | -180.7333 | -226.6423 | -213.7893 | -39.9772 | -615.8968 | -392.7284
[5 empty] | VPP | -0.0015496 | 0.046546 | 0.033649 | 0.37703 | 0.58288 | 2.0377 | -2.2025 | -2.2537 | -0.64397 | -1.0718 | -0.10314 | -1.5685 | -3.1133 | 0.61836 | 0.057851 | -0.22321 | 0.48108 | -1.3794 | -3.7704 | -3.3034 | -1.0066 | -0.68497 | 2.3557 | -0.13751 | 0.21347 | -0.83849 | 0.27061 | 27.9901 | 8.3957
[5 empty] | Grid Battery pump | -0.32406 | 0.083556 | -0.23586 | 14.8741 | 0.97288 | 8.5637 | -9.2089 | -9.4524 | -2.2759 | -4.7119 | -0.977 | 0.14667 | -1.7689 | 3.1772 | 4.9308 | 2.86 | 43.3547 | 42.521 | 259.4141 | 238.7425 | 134.512 | 156.2523 | 32.0568 | 166.2679 | 198.3008 | 187.9548 | 191.0258 | 155.715 | 213.7046
[5 empty] | Pumped Hydro Pump | 1.95e-05 | -0.026294 | -0.46926 | 123.4281 | 416.6358 | 780.7852 | -143.7891 | -173.4604 | -2.9484 | 163.5816 | -22.6942 | -2.292 | -282.6822 | 158.2086 | -101.2617 | -63.3829 | 80.9164 | 39.0654 | -132.5505 | -202.3242 | -79.6815 | -257.2495 | -190.9491 | -218.9643 | -284.0501 | -299.3224 | -98.7927 | -743.3426 | -496.1416
[5 empty] | VPP pump | -0.0018599 | 0.055867 | 0.040478 | 0.45429 | 0.70478 | 2.4387 | -2.5857 | -2.7629 | -0.77011 | -1.2893 | -0.12026 | -1.8861 | -3.7353 | 0.74068 | 0.069498 | -0.2679 | 0.57254 | -1.6556 | -4.5189 | -3.9745 | -1.2048 | -0.81643 | 2.8264 | -0.20901 | 0.29078 | -0.9971 | 0.32487 | 33.5974 | 10.0743
*Generation shown is sent-out, as is demand. The difference in sent-out generation with the Marinus Link option and the Base Case is due to the difference in losses from interconnectors and storage.

## BaseCase_CF
Annual capacity factor by technology - BaseCase, Slow Change Scenario
Explicitly modelled generation
Region | Technology | 2021-22 | 2022-23 | 2023-24 | 2024-25 | 2025-26 | 2026-27 | 2027-28 | 2028-29 | 2029-30 | 2030-31 | 2031-32 | 2032-33 | 2033-34 | 2034-35 | 2035-36 | 2036-37 | 2037-38 | 2038-39 | 2039-40 | 2040-41 | 2041-42 | 2042-43 | 2043-44 | 2044-45 | 2045-46 | 2046-47 | 2047-48 | 2048-49 | 2049-50
NEM | Black Coal | 49.82% | 45.97% | 49.3% | 62.21% | 71.61% | 70.3% | 66.47% | 73.67% | 70.57% | 68.13% | 55.05% | 59.94% | 65.41% | 62.32% | 58.66% | 63.8% | 68.3% | 67.76% | 62.22% | 59.89% | 56.23% | 66.03% | 59.83% | 57.78% | 59.71% | 58.26% | 54.97% | 51.83% | 47.61%
NEM | Brown Coal | 62.25% | 53.67% | 58.93% | 64.58% | 67.94% | 68.61% | 62.78% | 64.61% | 63.74% | 67.65% | 63.29% | 64.54% | 67.12% | 66.66% | 67.75% | 66.5% | 63.81% | 65.63% | 58.46% | 61.6% | 66.43% | 65.88% | 63.08% | 63.18% | 60.66% | 64.43% | 62.25% | - | -
NEM | CCGT | 8.417% | 8.417% | 7.129% | 7.153% | 6.835% | 7.718% | 7.339% | 11.32% | 6.79% | 6.79% | 6.976% | 7.948% | 7.343% | 8.213% | 7.038% | 8.115% | 9.1% | 13.94% | 18.75% | 19.01% | 15.22% | 22.95% | 20.31% | 23.68% | 27.05% | 28.26% | 28.34% | 28.26% | 28.26%
NEM | Gas - Steam | 5.537% | 5.734% | 5.693% | 1.321% | 1.283% | 1.32% | 1.319% | 1.816% | 1.273% | 1.286% | 1.299% | 1.348% | 1.316% | 1.29% | 1.743% | 1.687% | 1.996% | 1.771% | 10.05% | 10.17% | 9.894% | 14.82% | 17.24% | 16.56% | 23.64% | - | - | - | -
NEM | OCGT / Diesel | 0.03903% | 0.0236% | 0.1154% | 0.09968% | 0.02715% | 0.08809% | 0.04512% | 0.3042% | 0.006259% | 0.004734% | 0.007119% | 0.1069% | 0.06902% | 0.02834% | 0.1657% | 0.1498% | 0.3733% | 0.487% | 1.531% | 1.801% | 1.312% | 1.174% | 4.377% | 2.427% | 3.679% | 4.482% | 8.772% | 11.52% | 12.88%
NEM | Hydro | 20.33% | 20.41% | 19.71% | 24.62% | 24.58% | 18.41% | 17.32% | 20.03% | 16.73% | 15.44% | 14.27% | 14.6% | 15.29% | 15.59% | 14.25% | 13.55% | 16.42% | 14.09% | 12.94% | 12.16% | 11.99% | 13.41% | 13.45% | 12.89% | 12.44% | 15.51% | 12.9% | 11.55% | 10.98%
NEM | Wind | 33.36% | 34.36% | 31.63% | 33.88% | 36.1% | 37.48% | 38% | 34.95% | 34.26% | 34.6% | 35.14% | 32.85% | 32.13% | 33.96% | 34.99% | 35.58% | 34.47% | 33.79% | 34.47% | 35.66% | 33.61% | 31.98% | 33.91% | 36.03% | 36.83% | 35.16% | 33.75% | 32.71% | 31.95%
NEM | Solar PV | 29.55% | 29.16% | 29.58% | 28.44% | 27.85% | 29.5% | 29.9% | 26.32% | 27.7% | 28.86% | 29.25% | 29.18% | 28.17% | 27.54% | 29.33% | 29.5% | 26.18% | 27.38% | 28.84% | 29.32% | 29.33% | 28.03% | 27.26% | 28.98% | 29.1% | 25.56% | 25.81% | 26.13% | 25.85%
NEM | Grid Battery | 6.433% | 4.262% | 4.935% | 6.46% | 6.788% | 7.015% | 6.913% | 6.559% | 6.059% | 6.509% | 6.492% | 6.613% | 6.617% | 6.336% | 6.49% | 6.517% | 9.79% | 9.861% | 10.69% | 10.9% | 12.91% | 14.46% | 14.48% | 14.42% | 14.41% | 13.88% | 13.94% | 13.42% | 12.72%
NEM | Pumped Hydro | 1.196% | 2.961% | 3.432% | 14.8% | 19.33% | 20.35% | 20.33% | 24.18% | 17.28% | 20% | 22.8% | 25.2% | 23.6% | 24.45% | 25.35% | 24.72% | 24.24% | 22.86% | 24.21% | 22.49% | 23.78% | 23.28% | 23.61% | 24.51% | 23.78% | 24.08% | 23.55% | 23.62% | 20.77%
NEM | VPP | 8.059% | 8.35% | 8.295% | 9.184% | 10.13% | 9.997% | 10.08% | 9.536% | 8.795% | 8.761% | 8.729% | 9.076% | 9.136% | 9.02% | 8.841% | 8.78% | 8.457% | 8.327% | 7.968% | 7.698% | 6.91% | 6.771% | 6.409% | 6.201% | 6.096% | 5.842% | 5.68% | 4.529% | 3.853%
Region | Technology | 2021-22 | 2022-23 | 2023-24 | 2024-25 | 2025-26 | 2026-27 | 2027-28 | 2028-29 | 2029-30 | 2030-31 | 2031-32 | 2032-33 | 2033-34 | 2034-35 | 2035-36 | 2036-37 | 2037-38 | 2038-39 | 2039-40 | 2040-41 | 2041-42 | 2042-43 | 2043-44 | 2044-45 | 2045-46 | 2046-47 | 2047-48 | 2048-49 | 2049-50
NSW1 | Black Coal | 44.53% | 41.82% | 42.82% | 56.46% | 69.38% | 65.84% | 62.18% | 70.23% | 69.77% | 68.59% | 47.13% | 47.15% | 64.16% | 55.82% | 44.35% | 59.64% | 70.5% | 69.97% | 61.31% | 52.7% | 44.87% | - | - | - | - | - | - | - | -
NSW1 | Brown Coal | bar: 2021-22 to 2049-50
NSW1 | CCGT | 0.6146% | 0.6146% | 1.849% | 1.164% | 1.161% | 1.161% | 1.164% | 1.161% | 1.161% | 1.161% | 1.164% | 1.161% | 1.161% | 1.66% | 1.164% | 1.161% | 1.166% | 10.64% | 19.48% | 20.81% | 13.6% | 21.97% | 0.03978% | - | - | - | - | - | -
NSW1 | Gas - Steam | bar: 2021-22 to 2049-50
NSW1 | OCGT / Diesel | 1.232e-08% | 1.221e-08% | 0.02518% | 0.2645% | 0.0457% | 0.1017% | 0.04508% | 0.08882% | 1.609e-08% | 1.653e-08% | 1.574e-08% | 0.1057% | 0.02067% | 0.03063% | 0.1042% | 0.05747% | 0.1657% | 0.05386% | 1.004% | 1.12% | 0.9045% | 0.6726% | 6.441% | 3.822% | 5.431% | 4.661% | 14.33% | 13.32% | 16.76%
NSW1 | Hydro | 9.057% | 9.587% | 8.662% | 11.32% | 11.71% | 10.9% | 10.57% | 14.96% | 10.41% | 9.685% | 10.27% | 11.44% | 12.05% | 13.9% | 11.94% | 11.45% | 16.14% | 13.15% | 11.19% | 10.86% | 9.942% | 12.97% | 13.59% | 12.64% | 12.55% | 16.54% | 13.37% | 11.57% | 10.68%
NSW1 | Wind | 32.12% | 36.75% | 35.1% | 34.71% | 37.84% | 39% | 38.66% | 34.52% | 31.92% | 34.01% | 34.39% | 33.96% | 33.18% | 35.46% | 36.69% | 36.74% | 33.86% | 30.8% | 33.24% | 34.46% | 33.83% | 32.33% | 34.61% | 36.32% | 36.28% | 32.34% | 29.46% | 30.84% | 30.82%
NSW1 | Solar PV | 28.63% | 28.53% | 28.72% | 27.65% | 26.32% | 28.57% | 28.93% | 26.17% | 27.11% | 28.73% | 29.13% | 28.75% | 27.92% | 26.9% | 28.98% | 29.01% | 26.12% | 26.93% | 28.66% | 29.29% | 28.9% | 27.88% | 26.91% | 28.84% | 28.94% | 25.66% | 25.87% | 27.25% | 27.08%
NSW1 | Grid Battery | - | - | - | - | - | - | - | - | - | - | - | - | - | - | - | - | - | - | - | - | - | - | 15.37% | 15.57% | 15.25% | 14.96% | 14.82% | 15.09% | 14.31%
NSW1 | Pumped Hydro | 2.085% | 4.603% | 5.469% | 30.6% | 21.65% | 22.81% | 23.15% | 26.89% | 18.63% | 21.55% | 24.67% | 26.78% | 25.2% | 25.94% | 27.18% | 26.49% | 25.69% | 24.13% | 25.36% | 23.61% | 25.03% | 24.34% | 25.04% | 26.44% | 25.56% | 27.51% | 25.79% | 27.18% | 24.32%
NSW1 | VPP | 10.17% | 10.33% | 8.889% | 8.608% | 9.482% | 9.589% | 9.716% | 9.214% | 8.414% | 8.182% | 7.982% | 8.346% | 8.547% | 8.409% | 8.206% | 8.227% | 7.957% | 7.633% | 7.665% | 7.305% | 7.479% | 7.304% | 6.841% | 6.697% | 6.422% | 6.348% | 5.978% | 4.896% | 4.434%
Region | Technology | 2021-22 | 2022-23 | 2023-24 | 2024-25 | 2025-26 | 2026-27 | 2027-28 | 2028-29 | 2029-30 | 2030-31 | 2031-32 | 2032-33 | 2033-34 | 2034-35 | 2035-36 | 2036-37 | 2037-38 | 2038-39 | 2039-40 | 2040-41 | 2041-42 | 2042-43 | 2043-44 | 2044-45 | 2045-46 | 2046-47 | 2047-48 | 2048-49 | 2049-50
QLD1 | Black Coal | 56.49% | 50.95% | 55.92% | 69.14% | 73.39% | 74.46% | 70.46% | 77.39% | 71.07% | 67.91% | 57.56% | 63.99% | 65.81% | 64.38% | 63.47% | 65.21% | 67.53% | 66.97% | 62.54% | 62.44% | 60.25% | 66.03% | 59.83% | 57.78% | 59.71% | 58.26% | 54.97% | 51.83% | 47.61%
QLD1 | Brown Coal | bar: 2021-22 to 2049-50
QLD1 | CCGT | 8.33% | 8.33% | 9.298% | 9.72% | 9.117% | 10.8% | 10.06% | 17.63% | 9.032% | 9.032% | 9.374% | 11.23% | 10.08% | 11.53% | 9.492% | 12.72% | 15.17% | 18.34% | 22.25% | 21.89% | 19.46% | 28.41% | 28.41% | 28.68% | 43.59% | 60.92% | 61.08% | 60.92% | 60.92%
QLD1 | Gas - Steam | 5.044% | 5.044% | 10.02% | 9.894% | 9.894% | 9.894% | 9.921% | 17.87% | 9.894% | 9.894% | 9.921% | 9.894% | 9.894% | 9.894% | 9.921% | 9.894% | 9.894% | 9.894% | 10.05% | 10.17% | 9.894% | 14.82% | 17.24% | 16.56% | 23.64% | - | - | - | -
QLD1 | OCGT / Diesel | 1.591e-08% | 1.59e-08% | 1.661e-08% | 0.1144% | 0.03837% | 0.1853% | 0.08796% | 0.9536% | 0.02249% | 0.003984% | 0.009448% | 0.1753% | 0.1832% | 0.04247% | 0.1798% | 0.1889% | 0.4353% | 0.2453% | 0.9098% | 0.5925% | 0.8733% | 0.6468% | 1.836% | 2.766% | 5.301% | 8.485% | 8.452% | 9.221% | 9.163%
QLD1 | Hydro | 50.69% | 50.42% | 50.38% | 49.89% | 49.61% | 49.38% | 49.29% | 48.85% | 48.57% | 47.75% | 48.18% | 47.73% | 47.46% | 47.2% | 47.1% | 46.67% | 40.24% | 40.11% | 39.94% | 39.59% | 39.4% | - | - | - | - | - | - | - | -
QLD1 | Wind | 35.91% | 34.66% | 34.5% | 36.09% | 43% | 44.29% | 46.21% | 44.07% | 43.56% | 44.39% | 41.32% | 39.19% | 34.46% | 41.41% | 40.68% | 43.5% | 43.58% | 43.23% | 44.09% | 42.27% | 39.69% | 34.53% | 40.27% | 41.7% | 44.21% | 44.63% | 44.57% | 44.54% | 40.28%
QLD1 | Solar PV | 31.43% | 30.43% | 30.98% | 29.65% | 30.07% | 31.49% | 31.87% | 26.62% | 28.83% | 29.98% | 30.46% | 30.91% | 29.57% | 30.04% | 31.52% | 31.76% | 26.5% | 28.76% | 29.97% | 30.27% | 30.85% | 28.63% | 28.69% | 30.16% | 30.26% | 25.44% | 26.82% | 27.63% | 27.33%
QLD1 | Grid Battery | - | 16.78% | 16.38% | 18.15% | 20.21% | 19.79% | 19.72% | 19.79% | 18.28% | 18.37% | 18.09% | 18.4% | 18.68% | 19.11% | 18.55% | 18.54% | 17.14% | 17.14% | 17.21% | 17.21% | 15.65% | 15.31% | 15.49% | 14.72% | 14.64% | 14.02% | 14.33% | 14.13% | 13.77%
QLD1 | Pumped Hydro | 0.8212% | 2.27% | 2.574% | 8.144% | 10.04% | 10.49% | 9.032% | 13.35% | 7.128% | 8.349% | 8.753% | 13.34% | 11.57% | 13.29% | 11.64% | 11.44% | 13.3% | 13.14% | 12.22% | 10.9% | 13.01% | 17.17% | 16.71% | 15.4% | 18.03% | 18.31% | 19.23% | 18.38% | 14.87%
QLD1 | VPP | 8.057% | 8.693% | 7.934% | 9.004% | 10.78% | 10.01% | 10.34% | 10.07% | 8.898% | 8.871% | 8.786% | 8.968% | 9.285% | 9.266% | 8.872% | 8.87% | 8.165% | 7.946% | 8.028% | 7.874% | 6.52% | 6.322% | 6.165% | 5.83% | 5.823% | 5.11% | 5.283% | 4.285% | 3.29%
Region | Technology | 2021-22 | 2022-23 | 2023-24 | 2024-25 | 2025-26 | 2026-27 | 2027-28 | 2028-29 | 2029-30 | 2030-31 | 2031-32 | 2032-33 | 2033-34 | 2034-35 | 2035-36 | 2036-37 | 2037-38 | 2038-39 | 2039-40 | 2040-41 | 2041-42 | 2042-43 | 2043-44 | 2044-45 | 2045-46 | 2046-47 | 2047-48 | 2048-49 | 2049-50
VIC1 | Black Coal | bar: 2021-22 to 2049-50
VIC1 | Brown Coal | 62.25% | 53.67% | 58.93% | 64.58% | 67.94% | 68.61% | 62.78% | 64.61% | 63.74% | 67.65% | 63.29% | 64.54% | 67.12% | 66.66% | 67.75% | 66.5% | 63.81% | 65.63% | 58.46% | 61.6% | 66.43% | 65.88% | 63.08% | 63.18% | 60.66% | 64.43% | 62.25% | - | -
VIC1 | CCGT | bar: 2021-22 to 2049-50
VIC1 | Gas - Steam | 0.03517% | 7.592e-09% | 0.07558% | 0.1308% | 0.02628% | 0.1284% | 0.1176% | 0.1611% | 1.038e-08% | 0.03483% | 0.06049% | 0.2053% | 0.1172% | 0.04702% | 0.3691% | 0.3086% | 0.6696% | 0.4066% | - | - | - | - | - | - | - | - | - | - | -
VIC1 | OCGT / Diesel | 0.0002749% | 1.443e-08% | 0.01008% | 0.003084% | 1.847e-08% | 0.0006022% | 0.005141% | 2.101e-08% | 1.998e-08% | 0.0002104% | 0.0029% | 0.02671% | 0.01098% | 2.672e-08% | 0.05813% | 0.07554% | 0.08028% | 0.07238% | 0.2458% | 0.3029% | 0.2247% | 0.06772% | 0.1994% | 0.6121% | 0.633% | 0.2825% | 0.8059% | 14.69% | 14.69%
VIC1 | Hydro | 13.89% | 13.99% | 12.63% | 15.51% | 15.85% | 14.94% | 15.07% | 18.98% | 15.63% | 13.35% | 13.46% | 12.13% | 14.85% | 15.32% | 14.47% | 14.47% | 18.18% | 15.05% | 12.92% | 12.87% | 11.68% | 14.25% | 14.75% | 13.87% | 13.95% | 17.42% | 14.48% | 12.44% | 12.42%
VIC1 | Wind | 34.58% | 34.13% | 29.42% | 32.04% | 32.58% | 33.15% | 33.05% | 29.89% | 30.85% | 29.23% | 32.04% | 27.58% | 28.6% | 28.88% | 30.44% | 31.1% | 28.58% | 30.63% | 30.54% | 35.18% | 31.09% | 31.18% | 30.63% | 33.77% | 34.84% | 33.37% | 33.64% | 30.73% | 30.31%
VIC1 | Solar PV | 27.58% | 27.37% | 28.19% | 27.27% | 25.9% | 27.21% | 27.79% | 25.55% | 26.57% | 26.6% | 27.05% | 27.58% | 26.35% | 25.48% | 26.6% | 27.44% | 25.33% | 26.51% | 27.23% | 27.29% | 28.4% | 27.25% | 25.93% | 27.79% | 28.33% | 26.52% | 25.79% | 23.35% | 22.64%
VIC1 | Grid Battery | 12.71% | 3.522% | 3.84% | 5.976% | 6.209% | 6.504% | 6.405% | 5.979% | 5.611% | 5.729% | 5.782% | 5.949% | 5.74% | 5.542% | 5.818% | 5.834% | 5.448% | 5.579% | 8.457% | 8.339% | 10.06% | 15.27% | 14.65% | 15.21% | 15.1% | 14.32% | 14.18% | 13.07% | 12.17%
VIC1 | Pumped Hydro | - | - | - | - | - | - | - | - | - | - | - | - | - | - | - | - | - | 31.25% | 30.04% | 28% | 28.59% | 27.48% | 25.25% | 26.22% | 25.97% | 25.33% | 26.52% | 22.75% | 21.07%
VIC1 | VPP | 4.724% | 6.11% | 6.552% | 10.25% | 11.09% | 10.96% | 10.85% | 9.963% | 9.473% | 9.597% | 9.732% | 10.36% | 10.03% | 9.913% | 9.851% | 9.609% | 9.222% | 9.334% | 8.306% | 8.093% | 6.91% | 6.82% | 6.357% | 6.129% | 6.032% | 5.759% | 5.581% | 4.168% | 3.544%
Region | Technology | 2021-22 | 2022-23 | 2023-24 | 2024-25 | 2025-26 | 2026-27 | 2027-28 | 2028-29 | 2029-30 | 2030-31 | 2031-32 | 2032-33 | 2033-34 | 2034-35 | 2035-36 | 2036-37 | 2037-38 | 2038-39 | 2039-40 | 2040-41 | 2041-42 | 2042-43 | 2043-44 | 2044-45 | 2045-46 | 2046-47 | 2047-48 | 2048-49 | 2049-50
SA1 | Black Coal | bar: 2021-22 to 2049-50
SA1 | Brown Coal | bar: 2021-22 to 2049-50
SA1 | CCGT | 17.95% | 17.95% | 9.965% | 9.7% | 9.7% | 9.7% | 9.727% | 9.7% | 9.7% | 9.7% | 9.727% | 9.7% | 9.7% | 9.7% | 9.727% | 9.7% | - | - | - | - | - | - | - | - | - | - | - | - | -
SA1 | Gas - Steam | 9.028% | 9.391% | 8.75% | 1.164% | 1.164% | 1.164% | 1.167% | 1.164% | 1.164% | 1.164% | 1.167% | 1.164% | 1.164% | 1.164% | - | - | - | - | - | - | - | - | - | - | - | - | - | - | -
SA1 | OCGT / Diesel | 0.186% | 0.1127% | 0.5125% | 0.05515% | 0.03292% | 0.07188% | 0.04666% | 0.09657% | 5.056e-08% | 0.02149% | 0.02141% | 0.1611% | 0.0657% | 0.06595% | 0.5626% | 0.4683% | 1.463% | 2.994% | 6.63% | 8.602% | 5.146% | 5.255% | 13.16% | 2.476% | 2.173% | 2.857% | 5.513% | 11.63% | 11.01%
SA1 | Hydro | bar: 2021-22 to 2049-50
SA1 | Wind | 33.68% | 32.3% | 28.95% | 33.85% | 33.12% | 36.64% | 37% | 34.43% | 34.83% | 35.25% | 35.31% | 31.47% | 32.28% | 31.02% | 34.84% | 35.61% | 35.53% | 36% | 36.15% | 38.28% | 34.57% | 33.46% | 31.74% | 36.08% | 36.21% | 35.51% | 33.99% | 30.87% | 31.88%
SA1 | Solar PV | 30.55% | 29.09% | 29.01% | 28.19% | 27.51% | 28.16% | 29.03% | 27.56% | 28.69% | 28.8% | 29.12% | 29.4% | 28.05% | 27.48% | 27.94% | 28.96% | 27.44% | 28.65% | 29.03% | 29.11% | 29.61% | 27.98% | 26.06% | 26.25% | 26.13% | 23.9% | 20.88% | 18.79% | 18.53%
SA1 | Grid Battery | 4.739% | 4.395% | 5.824% | 6.206% | 6.538% | 6.703% | 6.594% | 6.331% | 5.687% | 6.825% | 6.688% | 6.689% | 6.843% | 6.327% | 6.317% | 6.372% | 6.354% | 6.422% | 6.114% | 5.796% | 12.74% | 12.66% | 12.67% | 12.81% | 13.08% | 12.81% | 12.73% | 12.17% | 10.86%
SA1 | Pumped Hydro | bar: 2021-22 to 2049-50
SA1 | VPP | 8.539% | 7.77% | 9.761% | 10.01% | 10.61% | 10.33% | 10.25% | 9.736% | 9.065% | 9.141% | 8.953% | 9.01% | 9.048% | 8.937% | 8.824% | 8.817% | 8.926% | 8.875% | 8.262% | 8.011% | 5.97% | 5.911% | 5.781% | 5.606% | 5.79% | 5.529% | 5.504% | 4.489% | 3.569%
Region | Technology | 2021-22 | 2022-23 | 2023-24 | 2024-25 | 2025-26 | 2026-27 | 2027-28 | 2028-29 | 2029-30 | 2030-31 | 2031-32 | 2032-33 | 2033-34 | 2034-35 | 2035-36 | 2036-37 | 2037-38 | 2038-39 | 2039-40 | 2040-41 | 2041-42 | 2042-43 | 2043-44 | 2044-45 | 2045-46 | 2046-47 | 2047-48 | 2048-49 | 2049-50
TAS1 | Black Coal | bar: 2021-22 to 2049-50
TAS1 | Brown Coal | bar: 2021-22 to 2049-50
TAS1 | CCGT | 6.438e-08% | 6.396e-08% | 6.407e-08% | 6.396e-08% | 6.395e-08% | 6.426e-08% | 6.522e-08% | 6.693e-08% | 6.891e-08% | 7.06e-08% | 7.245e-08% | 7.47e-08% | 7.72e-08% | 7.916e-08% | 8.159e-08% | 8.406e-08% | 8.736e-08% | 9.045e-08% | 9.415e-08% | 9.699e-08% | 1.009e-07% | 1.046e-07% | 1.085e-07% | 1.122e-07% | 1.162e-07% | 1.208e-07% | 1.254e-07% | 1.296e-07% | 1.343e-07%
TAS1 | Gas - Steam | bar: 2021-22 to 2049-50
TAS1 | OCGT / Diesel | 6.149e-08% | 5.966e-08% | 5.873e-08% | 5.897e-08% | 5.915e-08% | 6.128e-08% | 6.295e-08% | 6.48e-08% | 6.707e-08% | 6.841e-08% | 6.988e-08% | 7.208e-08% | 7.469e-08% | 7.637e-08% | 7.854e-08% | 8.072e-08% | 8.438e-08% | 8.632e-08% | 8.98e-08% | 2.295e-07% | 2.383e-07% | 2.484e-07% | 2.551e-07% | 2.644e-07% | 2.723e-07% | 2.857e-07% | 2.962e-07% | 3.072e-07% | 3.156e-07%
TAS1 | Hydro | 36.45% | 36.03% | 36.13% | 45.68% | 44.86% | 27.71% | 24.61% | 24.62% | 22.53% | 21.49% | 17.17% | 18.16% | 17.13% | 15.65% | 14.45% | 12.85% | 14.46% | 13.51% | 14.11% | 12.14% | 13.71% | 13.12% | 12.1% | 12.25% | 10.93% | 12.63% | 10.94% | 10.71% | 9.971%
TAS1 | Wind | 26.66% | 32.22% | 32.45% | 34.77% | 37.95% | 38.01% | 39.02% | 37.13% | 37.15% | 35.24% | 36.88% | 33.75% | 32.74% | 33.08% | 32.12% | 32.04% | 29.79% | 28.65% | 26.85% | 26.89% | 26.11% | 25.7% | 26.47% | 27.74% | 28.14% | 26.54% | 25.45% | 21.43% | 21.13%
TAS1 | Solar PV | bar: 2021-22 to 2049-50
TAS1 | Grid Battery | bar: 2021-22 to 2049-50
TAS1 | Pumped Hydro | bar: 2021-22 to 2049-50
TAS1 | VPP | - | - | - | - | 2.931% | 4.451% | 5.59% | 5.508% | 5.478% | 6.077% | 8.04% | 7.826% | 7.841% | 7.265% | 7.017% | 6.944% | 6.449% | 6.556% | 6.451% | 5.954% | 6.212% | 5.991% | 5.688% | 5.42% | 5.489% | 5.897% | 6.165% | 5.46% | 4.579%
Explicitly modelled pumping
Region | Technology | 2021-22 | 2022-23 | 2023-24 | 2024-25 | 2025-26 | 2026-27 | 2027-28 | 2028-29 | 2029-30 | 2030-31 | 2031-32 | 2032-33 | 2033-34 | 2034-35 | 2035-36 | 2036-37 | 2037-38 | 2038-39 | 2039-40 | 2040-41 | 2041-42 | 2042-43 | 2043-44 | 2044-45 | 2045-46 | 2046-47 | 2047-48 | 2048-49 | 2049-50
NEM | Grid Battery pump | 7.908% | 5.278% | 6.086% | 7.982% | 8.364% | 8.66% | 8.552% | 8.081% | 7.495% | 8.019% | 8.032% | 8.147% | 8.186% | 7.806% | 8.013% | 8.046% | 11.78% | 11.84% | 12.76% | 13% | 15.22% | 17.05% | 17.03% | 16.98% | 16.98% | 16.32% | 16.43% | 15.78% | 14.97%
NEM | Pumped Hydro Pump | 2.308% | 5.855% | 6.405% | 20.56% | 21.93% | 24.42% | 25.23% | 27.59% | 21.48% | 23.29% | 29.09% | 31.43% | 30.53% | 30.39% | 31.7% | 31.72% | 30.81% | 29.24% | 29.94% | 28.61% | 29.87% | 30.59% | 29.54% | 31.43% | 30.77% | 31.11% | 30.23% | 30.07% | 26.1%
NEM | VPP pump | 9.673% | 10.05% | 9.943% | 11.03% | 12.15% | 11.99% | 12.11% | 11.44% | 10.57% | 10.51% | 10.5% | 10.87% | 10.98% | 10.82% | 10.61% | 10.54% | 10.16% | 9.997% | 9.549% | 9.258% | 8.277% | 8.137% | 7.683% | 7.446% | 7.325% | 7.003% | 6.833% | 5.42% | 4.624%
Region | Technology | 2021-22 | 2022-23 | 2023-24 | 2024-25 | 2025-26 | 2026-27 | 2027-28 | 2028-29 | 2029-30 | 2030-31 | 2031-32 | 2032-33 | 2033-34 | 2034-35 | 2035-36 | 2036-37 | 2037-38 | 2038-39 | 2039-40 | 2040-41 | 2041-42 | 2042-43 | 2043-44 | 2044-45 | 2045-46 | 2046-47 | 2047-48 | 2048-49 | 2049-50
NSW1 | Grid Battery pump | - | - | - | - | - | - | - | - | - | - | - | - | - | - | - | - | - | - | - | - | - | - | 18.09% | 18.32% | 17.95% | 17.59% | 17.49% | 17.71% | 16.84%
NSW1 | Pumped Hydro Pump | 2.872% | 7.051% | 7.619% | 24.63% | 22.8% | 25.59% | 26.94% | 28.49% | 22.45% | 24.22% | 30.54% | 32.34% | 31.65% | 31.22% | 32.93% | 32.99% | 31.67% | 29.96% | 30.39% | 29.22% | 30.55% | 31.44% | 30.47% | 33.1% | 32.51% | 34.95% | 32.62% | 33.9% | 29.68%
NSW1 | VPP pump | 12.21% | 12.42% | 10.65% | 10.34% | 11.38% | 11.5% | 11.66% | 11.06% | 10.1% | 9.82% | 9.605% | 9.996% | 10.26% | 10.11% | 9.836% | 9.875% | 9.573% | 9.152% | 9.187% | 8.789% | 8.956% | 8.766% | 8.211% | 8.038% | 7.711% | 7.616% | 7.195% | 5.857% | 5.321%
Region | Technology | 2021-22 | 2022-23 | 2023-24 | 2024-25 | 2025-26 | 2026-27 | 2027-28 | 2028-29 | 2029-30 | 2030-31 | 2031-32 | 2032-33 | 2033-34 | 2034-35 | 2035-36 | 2036-37 | 2037-38 | 2038-39 | 2039-40 | 2040-41 | 2041-42 | 2042-43 | 2043-44 | 2044-45 | 2045-46 | 2046-47 | 2047-48 | 2048-49 | 2049-50
QLD1 | Grid Battery pump | - | 20.7% | 20.18% | 22.41% | 24.97% | 24.42% | 24.35% | 24.43% | 22.56% | 22.67% | 22.37% | 22.68% | 23.06% | 23.6% | 22.9% | 22.89% | 20.29% | 20.19% | 20.32% | 20.25% | 18.41% | 18.02% | 18.23% | 17.33% | 17.22% | 16.52% | 16.83% | 16.63% | 16.2%
QLD1 | Pumped Hydro Pump | 1.34% | 3.805% | 4.323% | 13.59% | 16.82% | 17.51% | 15.15% | 22.28% | 11.92% | 13.96% | 14.65% | 22.29% | 19.35% | 22.21% | 19.47% | 19.13% | 22.31% | 21.89% | 20.43% | 18.22% | 20.63% | 24.5% | 23.73% | 21.74% | 24.21% | 23.76% | 24.91% | 23.88% | 19.15%
QLD1 | VPP pump | 9.67% | 10.44% | 9.513% | 10.81% | 12.96% | 12% | 12.41% | 12.09% | 10.68% | 10.65% | 10.57% | 10.74% | 11.14% | 11.12% | 10.65% | 10.65% | 9.822% | 9.515% | 9.635% | 9.451% | 7.825% | 7.588% | 7.399% | 7.009% | 6.977% | 6.145% | 6.33% | 5.149% | 3.943%
Region | Technology | 2021-22 | 2022-23 | 2023-24 | 2024-25 | 2025-26 | 2026-27 | 2027-28 | 2028-29 | 2029-30 | 2030-31 | 2031-32 | 2032-33 | 2033-34 | 2034-35 | 2035-36 | 2036-37 | 2037-38 | 2038-39 | 2039-40 | 2040-41 | 2041-42 | 2042-43 | 2043-44 | 2044-45 | 2045-46 | 2046-47 | 2047-48 | 2048-49 | 2049-50
VIC1 | Grid Battery pump | 15.59% | 4.366% | 4.741% | 7.378% | 7.648% | 8.03% | 7.925% | 7.363% | 6.943% | 7.057% | 7.157% | 7.327% | 7.104% | 6.824% | 7.183% | 7.202% | 6.725% | 6.905% | 10.15% | 10.04% | 11.86% | 18.01% | 17.18% | 17.89% | 17.81% | 16.81% | 16.73% | 15.36% | 14.32%
VIC1 | Pumped Hydro Pump | - | - | - | - | - | - | - | - | - | - | - | - | - | - | - | - | - | 39.23% | 37.54% | 35.14% | 35.59% | 34.49% | 31.42% | 32.79% | 32.62% | 31.49% | 33.32% | 28.38% | 26.33%
VIC1 | VPP pump | 5.67% | 7.36% | 7.869% | 12.31% | 13.29% | 13.15% | 13.05% | 11.94% | 11.39% | 11.5% | 11.71% | 12.42% | 12.06% | 11.88% | 11.82% | 11.53% | 11.07% | 11.23% | 9.947% | 9.736% | 8.272% | 8.208% | 7.609% | 7.357% | 7.262% | 6.892% | 6.719% | 4.983% | 4.254%
Region | Technology | 2021-22 | 2022-23 | 2023-24 | 2024-25 | 2025-26 | 2026-27 | 2027-28 | 2028-29 | 2029-30 | 2030-31 | 2031-32 | 2032-33 | 2033-34 | 2034-35 | 2035-36 | 2036-37 | 2037-38 | 2038-39 | 2039-40 | 2040-41 | 2041-42 | 2042-43 | 2043-44 | 2044-45 | 2045-46 | 2046-47 | 2047-48 | 2048-49 | 2049-50
SA1 | Grid Battery pump | 5.834% | 5.443% | 7.174% | 7.679% | 8.055% | 8.276% | 8.158% | 7.8% | 7.037% | 8.407% | 8.271% | 8.244% | 8.464% | 7.794% | 7.799% | 7.866% | 7.844% | 7.946% | 7.53% | 7.173% | 15.04% | 14.98% | 14.93% | 15.13% | 15.46% | 15.07% | 15.06% | 14.32% | 12.81%
SA1 | Pumped Hydro Pump | bar: 2021-22 to 2049-50
SA1 | VPP pump | 10.25% | 9.351% | 11.7% | 12.04% | 12.72% | 12.4% | 12.32% | 11.66% | 10.9% | 10.95% | 10.76% | 10.8% | 10.88% | 10.7% | 10.59% | 10.58% | 10.71% | 10.67% | 9.896% | 9.636% | 7.145% | 7.115% | 6.919% | 6.739% | 6.96% | 6.616% | 6.626% | 5.369% | 4.284%
Region | Technology | 2021-22 | 2022-23 | 2023-24 | 2024-25 | 2025-26 | 2026-27 | 2027-28 | 2028-29 | 2029-30 | 2030-31 | 2031-32 | 2032-33 | 2033-34 | 2034-35 | 2035-36 | 2036-37 | 2037-38 | 2038-39 | 2039-40 | 2040-41 | 2041-42 | 2042-43 | 2043-44 | 2044-45 | 2045-46 | 2046-47 | 2047-48 | 2048-49 | 2049-50
TAS1 | Grid Battery pump | bar: 2021-22 to 2049-50
TAS1 | Pumped Hydro Pump | bar: 2021-22 to 2049-50
TAS1 | VPP pump | - | - | - | - | 3.515% | 5.343% | 6.733% | 6.591% | 6.586% | 7.284% | 9.661% | 9.407% | 9.412% | 8.723% | 8.399% | 8.357% | 7.718% | 7.877% | 7.738% | 7.158% | 7.451% | 7.196% | 6.822% | 6.501% | 6.605% | 7.059% | 7.419% | 6.534% | 5.496%
Non-controllable capacity
Region | Technology | 2021-22 | 2022-23 | 2023-24 | 2024-25 | 2025-26 | 2026-27 | 2027-28 | 2028-29 | 2029-30 | 2030-31 | 2031-32 | 2032-33 | 2033-34 | 2034-35 | 2035-36 | 2036-37 | 2037-38 | 2038-39 | 2039-40 | 2040-41 | 2041-42 | 2042-43 | 2043-44 | 2044-45 | 2045-46 | 2046-47 | 2047-48 | 2048-49 | 2049-50
NEM | Distributed PV | 15.83% | 16.33% | 16.47% | 16% | 15.44% | 16.42% | 16.36% | 14.76% | 15.61% | 16.2% | 16.34% | 16.51% | 16.04% | 15.56% | 16.61% | 16.63% | 14.99% | 15.75% | 16.35% | 16.56% | 16.65% | 16.2% | 15.68% | 16.77% | 16.73% | 15.07% | 15.81% | 16.43% | 16.6%
NEM | Behind the meter battery | 5.838% | 5.841% | 5.763% | 5.725% | 5.7% | 5.658% | 5.631% | 5.569% | 5.54% | 5.478% | 5.548% | 5.505% | 5.493% | 5.439% | 5.386% | 5.3% | 5.224% | 5.16% | 5.113% | 5.037% | 4.978% | 4.921% | 4.881% | 4.816% | 4.764% | 4.706% | 4.67% | 4.605% | 4.553%
NEM | Behind the meter battery pump | 4.961% | 4.963% | 4.896% | 4.863% | 4.844% | 4.806% | 4.783% | 4.73% | 4.706% | 4.652% | 4.714% | 4.678% | 4.667% | 4.62% | 4.575% | 4.503% | 4.436% | 4.382% | 4.344% | 4.278% | 4.228% | 4.18% | 4.145% | 4.091% | 4.048% | 3.997% | 3.966% | 3.911% | 3.868%
Region | Technology | 2021-22 | 2022-23 | 2023-24 | 2024-25 | 2025-26 | 2026-27 | 2027-28 | 2028-29 | 2029-30 | 2030-31 | 2031-32 | 2032-33 | 2033-34 | 2034-35 | 2035-36 | 2036-37 | 2037-38 | 2038-39 | 2039-40 | 2040-41 | 2041-42 | 2042-43 | 2043-44 | 2044-45 | 2045-46 | 2046-47 | 2047-48 | 2048-49 | 2049-50
NSW1 | Distributed PV | 15.97% | 16.87% | 16.41% | 16.22% | 15.62% | 17.15% | 16.84% | 14.98% | 15.4% | 16.31% | 17.01% | 16.54% | 16.34% | 15.79% | 17.35% | 17.08% | 15.19% | 15.6% | 16.51% | 17.25% | 16.75% | 16.54% | 15.93% | 17.53% | 17.21% | 15.28% | 15.67% | 16.61% | 17.28%
NSW1 | Behind the meter battery | 5.766% | 5.837% | 5.764% | 5.768% | 5.741% | 5.706% | 5.671% | 5.596% | 5.533% | 5.471% | 5.541% | 5.509% | 5.493% | 5.435% | 5.38% | 5.29% | 5.21% | 5.137% | 5.086% | 5.005% | 4.943% | 4.88% | 4.832% | 4.764% | 4.706% | 4.642% | 4.6% | 4.528% | 4.47%
NSW1 | Behind the meter battery pump | 4.901% | 4.958% | 4.894% | 4.901% | 4.88% | 4.848% | 4.816% | 4.752% | 4.7% | 4.646% | 4.708% | 4.682% | 4.667% | 4.616% | 4.569% | 4.495% | 4.425% | 4.362% | 4.323% | 4.252% | 4.198% | 4.145% | 4.102% | 4.046% | 4% | 3.944% | 3.907% | 3.844% | 3.797%
Region | Technology | 2021-22 | 2022-23 | 2023-24 | 2024-25 | 2025-26 | 2026-27 | 2027-28 | 2028-29 | 2029-30 | 2030-31 | 2031-32 | 2032-33 | 2033-34 | 2034-35 | 2035-36 | 2036-37 | 2037-38 | 2038-39 | 2039-40 | 2040-41 | 2041-42 | 2042-43 | 2043-44 | 2044-45 | 2045-46 | 2046-47 | 2047-48 | 2048-49 | 2049-50
QLD1 | Distributed PV | 16.4% | 17.43% | 17.36% | 16.66% | 16.75% | 17.72% | 17.73% | 14.89% | 16.11% | 16.59% | 17.42% | 17.23% | 16.52% | 16.69% | 17.71% | 17.71% | 14.9% | 16.17% | 16.73% | 17.53% | 17.3% | 16.63% | 16.77% | 17.75% | 17.73% | 14.93% | 16.21% | 16.74% | 17.52%
QLD1 | Behind the meter battery | 5.784% | 5.698% | 5.625% | 5.615% | 5.665% | 5.635% | 5.625% | 5.551% | 5.491% | 5.429% | 5.545% | 5.481% | 5.474% | 5.422% | 5.364% | 5.277% | 5.204% | 5.14% | 5.092% | 5.015% | 4.948% | 4.885% | 4.844% | 4.775% | 4.717% | 4.661% | 4.614% | 4.543% | 4.488%
QLD1 | Behind the meter battery pump | 4.914% | 4.84% | 4.78% | 4.769% | 4.815% | 4.788% | 4.779% | 4.715% | 4.666% | 4.61% | 4.71% | 4.657% | 4.652% | 4.604% | 4.558% | 4.485% | 4.421% | 4.365% | 4.324% | 4.26% | 4.202% | 4.15% | 4.116% | 4.058% | 4.004% | 3.959% | 3.917% | 3.858% | 3.813%
Region | Technology | 2021-22 | 2022-23 | 2023-24 | 2024-25 | 2025-26 | 2026-27 | 2027-28 | 2028-29 | 2029-30 | 2030-31 | 2031-32 | 2032-33 | 2033-34 | 2034-35 | 2035-36 | 2036-37 | 2037-38 | 2038-39 | 2039-40 | 2040-41 | 2041-42 | 2042-43 | 2043-44 | 2044-45 | 2045-46 | 2046-47 | 2047-48 | 2048-49 | 2049-50
VIC1 | Distributed PV | 14.56% | 14.24% | 15.08% | 14.71% | 13.85% | 14.68% | 14.66% | 13.96% | 14.87% | 15.42% | 14.74% | 15.52% | 15.04% | 14.24% | 15.08% | 15.15% | 14.33% | 14.95% | 15.5% | 14.89% | 15.55% | 15.16% | 14.29% | 15.21% | 15.16% | 14.42% | 14.99% | 15.58% | 14.86%
VIC1 | Behind the meter battery | 5.866% | 5.92% | 5.845% | 5.808% | 5.798% | 5.759% | 5.742% | 5.665% | 5.614% | 5.56% | 5.665% | 5.629% | 5.634% | 5.577% | 5.522% | 5.436% | 5.354% | 5.293% | 5.246% | 5.172% | 5.111% | 5.059% | 5.018% | 4.956% | 4.906% | 4.844% | 4.812% | 4.751% | 4.696%
VIC1 | Behind the meter battery pump | 4.984% | 5.03% | 4.968% | 4.935% | 4.926% | 4.891% | 4.878% | 4.81% | 4.767% | 4.723% | 4.815% | 4.783% | 4.788% | 4.738% | 4.691% | 4.618% | 4.547% | 4.497% | 4.457% | 4.391% | 4.341% | 4.297% | 4.264% | 4.209% | 4.17% | 4.115% | 4.086% | 4.037% | 3.991%
Region | Technology | 2021-22 | 2022-23 | 2023-24 | 2024-25 | 2025-26 | 2026-27 | 2027-28 | 2028-29 | 2029-30 | 2030-31 | 2031-32 | 2032-33 | 2033-34 | 2034-35 | 2035-36 | 2036-37 | 2037-38 | 2038-39 | 2039-40 | 2040-41 | 2041-42 | 2042-43 | 2043-44 | 2044-45 | 2045-46 | 2046-47 | 2047-48 | 2048-49 | 2049-50
SA1 | Distributed PV | 16.73% | 17.27% | 17.92% | 17.42% | 16.44% | 17.05% | 17.55% | 16.63% | 17.43% | 17.67% | 17.64% | 18.05% | 17.51% | 16.6% | 17.23% | 17.73% | 16.9% | 17.66% | 17.88% | 17.82% | 18.29% | 17.66% | 16.73% | 17.34% | 17.9% | 16.99% | 17.75% | 17.95% | 17.94%
SA1 | Behind the meter battery | 5.987% | 5.859% | 5.768% | 5.638% | 5.546% | 5.473% | 5.429% | 5.418% | 5.503% | 5.429% | 5.375% | 5.305% | 5.245% | 5.199% | 5.156% | 5.086% | 5.024% | 4.985% | 4.949% | 4.886% | 4.85% | 4.807% | 4.783% | 4.732% | 4.697% | 4.655% | 4.64% | 4.593% | 4.563%
SA1 | Behind the meter battery pump | 5.086% | 4.98% | 4.9% | 4.79% | 4.714% | 4.647% | 4.611% | 4.601% | 4.676% | 4.61% | 4.568% | 4.505% | 4.454% | 4.417% | 4.381% | 4.322% | 4.266% | 4.234% | 4.206% | 4.149% | 4.119% | 4.081% | 4.063% | 4.02% | 3.99% | 3.953% | 3.943% | 3.9% | 3.875%
Region | Technology | 2021-22 | 2022-23 | 2023-24 | 2024-25 | 2025-26 | 2026-27 | 2027-28 | 2028-29 | 2029-30 | 2030-31 | 2031-32 | 2032-33 | 2033-34 | 2034-35 | 2035-36 | 2036-37 | 2037-38 | 2038-39 | 2039-40 | 2040-41 | 2041-42 | 2042-43 | 2043-44 | 2044-45 | 2045-46 | 2046-47 | 2047-48 | 2048-49 | 2049-50
TAS1 | Distributed PV | 14.22% | 14.14% | 14.55% | 14.58% | 13.78% | 14.64% | 14.67% | 14.16% | 14.19% | 14.43% | 14.23% | 14.53% | 14.53% | 13.79% | 14.63% | 14.59% | 14.13% | 14.17% | 14.45% | 14.22% | 14.6% | 14.55% | 13.8% | 14.61% | 14.64% | 14.12% | 14.17% | 14.43% | 14.25%
TAS1 | Behind the meter battery | 5.851% | 5.804% | 5.716% | 5.678% | 5.65% | 5.637% | 5.621% | 5.551% | 5.512% | 5.432% | 5.536% | 5.484% | 5.457% | 5.401% | 5.356% | 5.243% | 5.176% | 5.092% | 5.038% | 4.95% | 4.868% | 4.799% | 4.751% | 4.676% | 4.597% | 4.529% | 4.476% | 4.395% | 4.329%
TAS1 | Behind the meter battery pump | 4.972% | 4.927% | 4.856% | 4.823% | 4.802% | 4.792% | 4.773% | 4.718% | 4.685% | 4.614% | 4.705% | 4.658% | 4.635% | 4.59% | 4.548% | 4.455% | 4.4% | 4.323% | 4.277% | 4.205% | 4.133% | 4.076% | 4.035% | 3.971% | 3.906% | 3.846% | 3.802% | 3.736% | 3.676%

## BaseCase_Generation
Annual sent-out generation by technology (GWh) - BaseCase, Slow Change Scenario
Explicitly modelled generation
Region | Technology | 2021-22 | 2022-23 | 2023-24 | 2024-25 | 2025-26 | 2026-27 | 2027-28 | 2028-29 | 2029-30 | 2030-31 | 2031-32 | 2032-33 | 2033-34 | 2034-35 | 2035-36 | 2036-37 | 2037-38 | 2038-39 | 2039-40 | 2040-41 | 2041-42 | 2042-43 | 2043-44 | 2044-45 | 2045-46 | 2046-47 | 2047-48 | 2048-49 | 2049-50
NEM | Black Coal | 80156.9052 | 72046.6238 | 70900.8469 | 70690.3771 | 66353.0708 | 60040.4699 | 56746.0029 | 58375.5759 | 42804.7744 | 37489.5456 | 27062.1324 | 29466.033 | 32156.1482 | 30637.8098 | 27615.4845 | 29722.3521 | 30904.3766 | 30656.4684 | 28150.1656 | 27097.9431 | 25440.258 | 17761.8644 | 14606.7444 | 12258.2953 | 10758.7402 | 8635.3374 | 8147.4953 | 7681.9112 | 7056.978
NEM | Brown Coal | 26120.7051 | 22521.321 | 24726.8249 | 17149.386 | 18041.4411 | 18220.9262 | 16671.9688 | 17157.5261 | 16926.4664 | 17966.1353 | 16806.5533 | 17140.0625 | 17824.0287 | 17701.4784 | 17992.3146 | 17659.2361 | 16946.3272 | 17428.377 | 15524.3121 | 16358.9514 | 17640.5405 | 17493.8828 | 16751.9112 | 16779.031 | 16109.0509 | 17109.4268 | 10451.0412 | 0 | 0
NEM | CCGT | 2252.5065 | 2252.5065 | 1795.2938 | 1801.4612 | 1721.3635 | 1943.811 | 1848.219 | 2850.1181 | 1710.0291 | 1710.0291 | 1756.788 | 2001.6226 | 1849.1902 | 2068.2644 | 1772.3829 | 1769.9508 | 1563.1948 | 2394.0435 | 2985.2276 | 3027.2353 | 2423.0056 | 3653.2629 | 2450.9589 | 2473.4437 | 1298.4036 | 960.5235 | 963.1551 | 960.5235 | 960.5235
NEM | Gas - Steam | 671.3511 | 695.2103 | 690.2511 | 160.106 | 155.5282 | 160.0032 | 159.9488 | 220.1151 | 154.3771 | 155.9026 | 157.4495 | 163.371 | 159.5092 | 156.4365 | 89.1695 | 86.3217 | 102.1305 | 90.6129 | 73.9575 | 74.8606 | 72.804 | 109.0434 | 126.8642 | 121.8558 | 173.9806 | 0 | 0 | 0 | 0
NEM | OCGT / Diesel | 23.4633 | 14.1877 | 69.377 | 59.9286 | 16.3218 | 52.9596 | 27.125 | 182.9012 | 3.7627 | 2.6875 | 4.0414 | 58.1787 | 34.7602 | 13.9807 | 79.8795 | 72.2059 | 179.943 | 234.7356 | 679.0533 | 779.7896 | 568.1271 | 498.6174 | 1858.9023 | 929.0096 | 1408.11 | 1743.2687 | 2962.9256 | 5218.4176 | 5253.1033
NEM | Hydro | 13118.5835 | 13167.3328 | 12714.2613 | 15881.6772 | 15861.5349 | 11880.708 | 11173.1449 | 12925.3287 | 10797.166 | 9961.8399 | 9208.4228 | 9416.7872 | 9864.4154 | 10056.8601 | 9194.4012 | 8740.6111 | 10472.9983 | 8986.8081 | 8252.759 | 7751.2276 | 7642.6278 | 8474.9885 | 8496.9465 | 8142.1827 | 7858.4611 | 9797.1992 | 8151.8211 | 7297.1985 | 6935.4119
NEM | Wind | 26162.6589 | 33852.691 | 33239.776 | 39611.1702 | 44571.7663 | 48507.1165 | 52580.4029 | 50533.8636 | 49676.9874 | 50252.8096 | 55759.497 | 52539.092 | 51367.1723 | 54709.1958 | 56139.398 | 56806.6947 | 62821.2018 | 62257.8054 | 64739.0303 | 65881.4492 | 68550.8883 | 73939.784 | 79747.4007 | 81982.7521 | 83997.0241 | 84833.4952 | 88212.5054 | 93357.847 | 92220.1859
NEM | Solar PV | 14497.8891 | 17774.0237 | 18030.2161 | 17335.5482 | 16977.4581 | 18244.7731 | 19243.9564 | 17647.6834 | 20439.8748 | 23250.6258 | 30210.453 | 30138.0627 | 29095.0936 | 28446.2041 | 30289.7783 | 30151.0501 | 26647.3334 | 27504.9889 | 28971.9842 | 29450.0371 | 29468.0826 | 32655.5486 | 32147.3959 | 33118.0231 | 35714.6035 | 39891.9507 | 43250.4825 | 47402.2504 | 48664.5616
NEM | Grid Battery | 146.6945 | 224.1178 | 259.5443 | 339.7426 | 356.9787 | 368.8942 | 363.545 | 344.9545 | 318.617 | 325.1742 | 324.3399 | 330.3923 | 298.5346 | 271.9717 | 278.5937 | 279.7373 | 625.3751 | 629.9184 | 804.5353 | 863.9751 | 2673.5469 | 2990.5746 | 3158.6152 | 4794.5768 | 4844.9542 | 4665.4204 | 4687.3557 | 5557.4878 | 5709.4423
NEM | Pumped Hydro | 84.834 | 210.0943 | 243.5274 | 1050.0473 | 4825.2401 | 5080.249 | 5074.9032 | 6037.8493 | 7341.4057 | 8496.3019 | 9684.9619 | 10706.9867 | 10025.4571 | 10387.9506 | 10770.8197 | 10502.3096 | 10297.7021 | 9737.822 | 10975.3433 | 10195.183 | 10932.2234 | 11368.1754 | 11529.6623 | 11970.9641 | 13079.6121 | 15635.7929 | 15621.7035 | 17707.7423 | 15577.2791
NEM | VPP | 11.7649 | 17.3965 | 21.2647 | 31.8394 | 46.1224 | 57.1812 | 70.5338 | 78.7785 | 84.5531 | 91.4468 | 112.155 | 130.6888 | 149.9665 | 160.3227 | 165.4449 | 171.6246 | 172.1782 | 176.6513 | 176.4593 | 177.8122 | 166.0977 | 169.3294 | 166.9286 | 167.9905 | 171.46 | 170.2995 | 171.3628 | 141.3375 | 124.3761
Total excluding storage |  | 163004.0628 | 162323.8968 | 162166.847 | 162689.6545 | 163698.4846 | 159050.7674 | 158450.7686 | 159893.1122 | 142513.4379 | 140789.5754 | 140965.3374 | 140923.2097 | 142350.3178 | 143790.2297 | 143172.8085 | 145008.4225 | 149637.5055 | 149553.8397 | 149376.4896 | 150421.494 | 151806.3339 | 154586.9921 | 156187.1241 | 155804.5934 | 157318.374 | 162971.2015 | 162139.4262 | 161918.1482 | 161090.7642
Region | Technology | 2021-22 | 2022-23 | 2023-24 | 2024-25 | 2025-26 | 2026-27 | 2027-28 | 2028-29 | 2029-30 | 2030-31 | 2031-32 | 2032-33 | 2033-34 | 2034-35 | 2035-36 | 2036-37 | 2037-38 | 2038-39 | 2039-40 | 2040-41 | 2041-42 | 2042-43 | 2043-44 | 2044-45 | 2045-46 | 2046-47 | 2047-48 | 2048-49 | 2049-50
NSW1 | Black Coal | 39946.5973 | 35777.4471 | 31092.6291 | 35107.5613 | 28584.056 | 27125.4727 | 25618.9399 | 28933.0868 | 16270.5402 | 12135.094 | 5573.6104 | 5575.8534 | 7587.309 | 6601.8226 | 5244.5674 | 7052.8213 | 8337.3298 | 8275 | 7250.6719 | 6232.0076 | 5306.065 | 0 | 0 | 0 | 0 | 0 | 0 | 0 | 0
NSW1 | Brown Coal | 0 | 0 | 0 | 0 | 0 | 0 | 0 | 0 | 0 | 0 | 0 | 0 | 0 | 0 | 0 | 0 | 0 | 0 | 0 | 0 | 0 | 0 | 0 | 0 | 0 | 0 | 0 | 0 | 0
NSW1 | CCGT | 33.6489 | 33.6489 | 101.2233 | 63.7084 | 63.5591 | 63.5591 | 63.7332 | 63.5591 | 63.5591 | 63.5591 | 63.7332 | 63.5591 | 63.5591 | 90.9016 | 63.7332 | 63.5591 | 63.8522 | 582.2811 | 1066.2886 | 1139.5705 | 744.6505 | 1203.0803 | 0.64473 | 6.9701e-06 | 7.1652e-06 | 9.3616e-06 | 9.7133e-06 | 9.5062e-06 | 9.3253e-06
NSW1 | Gas - Steam | 0 | 0 | 0 | 0 | 0 | 0 | 0 | 0 | 0 | 0 | 0 | 0 | 0 | 0 | 0 | 0 | 0 | 0 | 0 | 0 | 0 | 0 | 0 | 0 | 0 | 0 | 0 | 0 | 0
NSW1 | OCGT / Diesel | 1.5521e-06 | 1.5377e-06 | 3.1722 | 33.3225 | 5.7573 | 12.8059 | 5.6787 | 11.1892 | 2.0269e-06 | 2.0826e-06 | 1.9825e-06 | 13.3203 | 2.6043 | 3.8587 | 12.6724 | 6.9874 | 20.1481 | 6.5489 | 122.0173 | 136.1767 | 109.9814 | 81.7808 | 783.1933 | 438.1061 | 622.6117 | 534.2712 | 1642.5781 | 1912.8818 | 2407.7155
NSW1 | Hydro | 2050.9753 | 2170.9416 | 1961.5423 | 2562.5737 | 2651.9484 | 2468.9146 | 2393.5458 | 3387.5543 | 2356.607 | 2193.1829 | 2325.3645 | 2591.2776 | 2728.9221 | 3146.5727 | 2703.5052 | 2592.9576 | 3654.6778 | 2978.2597 | 2533.3016 | 2459.0677 | 2251.2489 | 2936.4561 | 3076.7367 | 2862.2513 | 2841.2769 | 3746.2859 | 3028.1821 | 2619.5559 | 2417.4687
NSW1 | Wind | 6247.7117 | 9107.1211 | 10569.4709 | 12303.6711 | 15427.3402 | 17757.9832 | 18953.7445 | 18097.2437 | 16734.2741 | 17829.5803 | 22225.6093 | 21950.5273 | 21442.1124 | 22915.6077 | 23713.6845 | 23595.5024 | 20947.1856 | 18773.568 | 20260.8601 | 19939.1773 | 25237.0609 | 29875.6993 | 31805.2666 | 33378.4322 | 33344.5286 | 30201.7445 | 27797.4511 | 29098.6154 | 28781.8289
NSW1 | Solar PV | 5342.8112 | 6499.5898 | 6543.0278 | 6299.1537 | 5994.627 | 6758.1319 | 7576.0343 | 7551.6075 | 9654.0155 | 12172.5501 | 18957.9131 | 18712.3554 | 18171.5027 | 17510.8665 | 18862.2682 | 18882.6859 | 17002.8315 | 17176.0048 | 18275.2488 | 18676.3951 | 18433.5618 | 19761.053 | 19058.3815 | 20424.2594 | 21329.701 | 23837.0366 | 25388.0552 | 26626.7415 | 26113.893
NSW1 | Grid Battery | 6.2202e-06 | 6.3052e-06 | 6.2716e-06 | 6.2065e-06 | 6.0036e-06 | 6.1566e-06 | 7.0751e-06 | 7.4714e-06 | 2.2501e-05 | 2.3236e-05 | 2.5871e-05 | 2.6239e-05 | 2.6819e-05 | 2.6788e-05 | 2.9294e-05 | 2.9674e-05 | 2.8336e-05 | 2.8598e-05 | 3.3382e-05 | 3.3394e-05 | 6.7441e-05 | 6.7496e-05 | 174.9465 | 464.0842 | 512.1023 | 502.1681 | 497.6747 | 506.7329 | 480.5314
NSW1 | Pumped Hydro | 43.8287 | 96.7667 | 114.9899 | 643.3797 | 4323.9669 | 4556.2317 | 4623.9155 | 5371.1037 | 6985.5056 | 8079.4199 | 9247.9205 | 10040.6622 | 9447.5462 | 9724.5991 | 10189.436 | 9930.8773 | 9633.5662 | 9046.7579 | 9508.1598 | 8852.1474 | 9383.6832 | 9125.4718 | 9389.321 | 9914.6763 | 9584.871 | 10312.6714 | 9667.8511 | 10192.1031 | 9117.595
NSW1 | VPP | 5.8446 | 7.9473 | 8.3167 | 11.6004 | 16.7931 | 21.5341 | 26.466 | 29.7606 | 31.5794 | 33.2643 | 39.9064 | 47.3062 | 54.9178 | 58.4373 | 59.7814 | 62.298 | 62.4317 | 62.0687 | 64.7579 | 64.0772 | 67.9598 | 68.731 | 66.7722 | 67.7081 | 67.1275 | 68.4723 | 66.4313 | 56.0238 | 52.2267
Total excluding storage |  | 53621.7444 | 53588.7486 | 50271.0656 | 56369.9907 | 52727.2879 | 54186.8673 | 54611.6763 | 58044.2406 | 45078.9959 | 44393.9663 | 49146.2306 | 48906.893 | 49996.0096 | 50269.6298 | 50600.4309 | 52194.5136 | 50026.0249 | 47791.6626 | 49508.3883 | 48582.3949 | 52082.5685 | 53858.0694 | 54724.2229 | 57103.0491 | 58138.1181 | 58319.3382 | 57856.2666 | 60257.7946 | 59720.9062
Region | Technology | 2021-22 | 2022-23 | 2023-24 | 2024-25 | 2025-26 | 2026-27 | 2027-28 | 2028-29 | 2029-30 | 2030-31 | 2031-32 | 2032-33 | 2033-34 | 2034-35 | 2035-36 | 2036-37 | 2037-38 | 2038-39 | 2039-40 | 2040-41 | 2041-42 | 2042-43 | 2043-44 | 2044-45 | 2045-46 | 2046-47 | 2047-48 | 2048-49 | 2049-50
QLD1 | Black Coal | 40210.3079 | 36269.1767 | 39808.2178 | 35582.8158 | 37769.0149 | 32914.9972 | 31127.063 | 29442.4892 | 26534.2342 | 25354.4516 | 21488.522 | 23890.1796 | 24568.8392 | 24035.9872 | 22370.9171 | 22669.5308 | 22567.0468 | 22381.4684 | 20899.4937 | 20865.9355 | 20134.193 | 17761.8644 | 14606.7444 | 12258.2953 | 10758.7402 | 8635.3374 | 8147.4953 | 7681.9112 | 7056.978
QLD1 | Brown Coal | 0 | 0 | 0 | 0 | 0 | 0 | 0 | 0 | 0 | 0 | 0 | 0 | 0 | 0 | 0 | 0 | 0 | 0 | 0 | 0 | 0 | 0 | 0 | 0 | 0 | 0 | 0 | 0 | 0
QLD1 | CCGT | 1104.025 | 1104.025 | 1232.2762 | 1288.2509 | 1208.3025 | 1430.7501 | 1333.7524 | 2337.0572 | 1196.9682 | 1196.9682 | 1242.3214 | 1488.5617 | 1336.1292 | 1527.8609 | 1257.9163 | 1256.8899 | 1499.3426 | 1811.7624 | 1918.9391 | 1887.6648 | 1678.355 | 2450.1826 | 2450.3141 | 2473.4437 | 1298.4036 | 960.5234 | 963.1551 | 960.5234 | 960.5234
QLD1 | Gas - Steam | 37.1158 | 37.1158 | 73.7192 | 72.804 | 72.804 | 72.804 | 73.0035 | 131.484 | 72.804 | 72.804 | 73.0035 | 72.804 | 72.804 | 72.804 | 73.0035 | 72.804 | 72.804 | 72.804 | 73.9575 | 74.8606 | 72.804 | 109.0434 | 126.8642 | 121.8558 | 173.9806 | 0 | 0 | 0 | 0
QLD1 | OCGT / Diesel | 2.6627e-06 | 2.6604e-06 | 2.7799e-06 | 19.1492 | 6.4205 | 31.0048 | 14.7163 | 159.5539 | 3.7627 | 0.66666 | 1.5808 | 29.3281 | 25.9729 | 5.5849 | 23.6401 | 24.8351 | 57.2302 | 32.2563 | 119.6331 | 77.9008 | 114.8334 | 85.0429 | 241.4404 | 331.7673 | 635.7715 | 1069.7544 | 1065.5712 | 1694.3356 | 1267.1021
QLD1 | Hydro | 676.7514 | 673.0681 | 672.5271 | 666.0646 | 662.3607 | 659.1848 | 658.0417 | 652.2138 | 648.4252 | 637.4794 | 643.1863 | 637.2442 | 633.608 | 630.0801 | 628.8084 | 623.0244 | 232.6482 | 231.8994 | 230.925 | 228.9019 | 227.7985 | 0 | 0 | 0 | 0 | 0 | 0 | 0 | 0
QLD1 | Wind | 2128.5831 | 3572.0294 | 3555.4564 | 5616.3555 | 6691.7525 | 6893.4363 | 9273.3626 | 9565.8266 | 9454.4702 | 9633.9293 | 8969.1866 | 8505.8193 | 7479.658 | 8987.1538 | 8828.2273 | 9440.2917 | 16241.0762 | 16108.7021 | 16429.6774 | 15894.2885 | 15899.7519 | 16260.0424 | 20354.7566 | 19421.2749 | 21672.3993 | 25613.9785 | 25579.1964 | 25560.976 | 24949.1964
QLD1 | Solar PV | 5555.0976 | 7538.3555 | 7674.891 | 7343.985 | 7448.1655 | 7800.5726 | 7893.2139 | 6593.3675 | 7141.387 | 7427.2567 | 7545.9957 | 7657.0414 | 7324.5989 | 7442.0212 | 7808.3698 | 7530.2133 | 6167.2445 | 6692.1942 | 6975.6667 | 7044.2451 | 7178.9953 | 9101.5904 | 8958.7564 | 8886.7084 | 10217.9892 | 12192.3324 | 12593.3151 | 11686.3001 | 13018.0143
QLD1 | Grid Battery | 4.2325e-06 | 29.4027 | 28.6982 | 31.7971 | 35.4128 | 34.6753 | 34.5483 | 34.6765 | 32.0203 | 32.1782 | 31.6913 | 32.2442 | 32.7279 | 33.4867 | 32.4962 | 32.4842 | 389.1756 | 389.1345 | 390.7604 | 459.0102 | 1159.499 | 1533.1426 | 1551.3617 | 2127.6912 | 2115.7363 | 2025.666 | 2069.9814 | 2042.3243 | 2468.289
QLD1 | Pumped Hydro | 41.0053 | 113.3276 | 128.5375 | 406.6676 | 501.2732 | 524.0172 | 450.9876 | 666.7455 | 355.9001 | 416.882 | 437.0413 | 666.3244 | 577.9108 | 663.3514 | 581.3836 | 571.4322 | 664.1356 | 656.1004 | 610.0394 | 544.0547 | 732.7911 | 1458.4263 | 1419.9321 | 1308.1136 | 2394.5269 | 4249.7875 | 4463.7729 | 4267.7807 | 3452.782
QLD1 | VPP | 1.8372 | 2.5258 | 2.798 | 4.2618 | 7.2476 | 8.5945 | 11.1904 | 12.9655 | 13.477 | 14.6495 | 18.6403 | 20.9517 | 24.8715 | 26.8974 | 27.0704 | 28.222 | 27.0594 | 27.4824 | 28.9985 | 29.584 | 25.3767 | 25.5006 | 25.8431 | 25.3652 | 26.2331 | 23.795 | 25.3769 | 21.2254 | 16.8037
Total excluding storage |  | 49711.8809 | 49193.7705 | 53017.0876 | 50589.425 | 53858.8207 | 49802.7498 | 50373.1535 | 48881.9922 | 45052.0515 | 44323.5559 | 39963.7962 | 42280.9783 | 41441.6102 | 42701.4922 | 40990.8825 | 41617.5892 | 46837.3926 | 47331.0868 | 46648.2926 | 46073.7973 | 45306.7311 | 45767.7661 | 46738.8763 | 43493.3454 | 44757.2844 | 48471.9262 | 48348.7332 | 47584.0463 | 47251.8142
Region | Technology | 2021-22 | 2022-23 | 2023-24 | 2024-25 | 2025-26 | 2026-27 | 2027-28 | 2028-29 | 2029-30 | 2030-31 | 2031-32 | 2032-33 | 2033-34 | 2034-35 | 2035-36 | 2036-37 | 2037-38 | 2038-39 | 2039-40 | 2040-41 | 2041-42 | 2042-43 | 2043-44 | 2044-45 | 2045-46 | 2046-47 | 2047-48 | 2048-49 | 2049-50
VIC1 | Black Coal | 0 | 0 | 0 | 0 | 0 | 0 | 0 | 0 | 0 | 0 | 0 | 0 | 0 | 0 | 0 | 0 | 0 | 0 | 0 | 0 | 0 | 0 | 0 | 0 | 0 | 0 | 0 | 0 | 0
VIC1 | Brown Coal | 26120.7051 | 22521.321 | 24726.8249 | 17149.386 | 18041.4411 | 18220.9262 | 16671.9688 | 17157.5261 | 16926.4664 | 17966.1353 | 16806.5533 | 17140.0625 | 17824.0287 | 17701.4784 | 17992.3146 | 17659.2361 | 16946.3272 | 17428.377 | 15524.3121 | 16358.9514 | 17640.5405 | 17493.8828 | 16751.9112 | 16779.031 | 16109.0509 | 17109.4268 | 10451.0412 | 0 | 0
VIC1 | CCGT | 1.3827e-06 | 1.3706e-06 | 1.3721e-06 | 1.5432e-06 | 1.575e-06 | 1.5602e-06 | 1.6568e-06 | 1.7448e-06 | 1.7279e-06 | 1.7338e-06 | 1.7225e-06 | 2.0174e-06 | 1.9905e-06 | 2.1056e-06 | 2.0384e-06 | 2.1106e-06 | 2.9419e-06 | 3.1893e-06 | 3.8241e-06 | 3.8213e-06 | 3.9827e-06 | 4.0297e-06 | 4.8355e-06 | 4.5538e-06 | 4.7597e-06 | 5.0996e-06 | 5.9381e-06 | 1.0056e-05 | 1.0016e-05
VIC1 | Gas - Steam | 1.5403 | 3.3252e-07 | 3.3105 | 5.7289 | 1.151 | 5.6261 | 5.1488 | 7.058 | 4.5453e-07 | 1.5254 | 2.6495 | 8.9939 | 5.1321 | 2.0594 | 16.1661 | 13.5177 | 29.3265 | 17.8089 | 0 | 0 | 0 | 0 | 0 | 0 | 0 | 0 | 0 | 0 | 0
VIC1 | OCGT / Diesel | 0.045755 | 2.4022e-06 | 1.6785 | 0.51332 | 3.074e-06 | 0.10023 | 0.85571 | 3.4965e-06 | 3.3254e-06 | 0.035018 | 0.48271 | 4.4455 | 1.6632 | 4.0498e-06 | 8.8102 | 11.4486 | 12.1665 | 10.9693 | 27.7777 | 34.2308 | 25.3971 | 7.0946 | 20.8939 | 64.1259 | 66.3203 | 29.5953 | 43.2065 | 994.6212 | 994.4076
VIC1 | Hydro | 2699.4261 | 2719.7808 | 2455.7803 | 3014.1805 | 3081.541 | 2904.2961 | 2928.4406 | 3689.3624 | 3038.8499 | 2595.5254 | 2616.0918 | 2357.0278 | 2886.3096 | 2978.6777 | 2812.6375 | 2812.7314 | 3533.5173 | 2925.9746 | 2511.1209 | 2502.4913 | 2271.2918 | 2769.219 | 2866.5936 | 2695.6019 | 2711.3125 | 3386.7089 | 2814.2579 | 2418.0978 | 2413.7998
VIC1 | Wind | 10402.3572 | 12921.8972 | 11138.6592 | 12130.9848 | 12336.6245 | 12552.2754 | 12513.7279 | 11317.5028 | 11681.7417 | 11067.2904 | 12131.8142 | 10440.6335 | 10697.0339 | 10803.6463 | 11386.6705 | 11633.1142 | 10519.9547 | 10159.1354 | 10436.479 | 11583.3535 | 10237.6606 | 10476.4946 | 11173.4346 | 11394.5999 | 12137.9506 | 12310.9706 | 18608.6599 | 24012.9578 | 23422.692
VIC1 | Solar PV | 2655.4241 | 2634.6529 | 2713.7686 | 2624.9491 | 2493.1717 | 2619.7867 | 2675.4356 | 2459.3088 | 2558.1846 | 2560.4558 | 2603.8763 | 2655.4228 | 2537.0237 | 2452.8027 | 2561.1858 | 2641.6712 | 2438.4979 | 2552.1326 | 2621.8783 | 2627.3298 | 2734.4793 | 2622.9162 | 2496.2017 | 2413.8635 | 2383.024 | 2231.282 | 3028.6905 | 6725.1172 | 7376.762
VIC1 | Grid Battery | 61.5841 | 115.7858 | 126.2521 | 196.4941 | 204.1486 | 213.8423 | 210.5765 | 196.577 | 184.4689 | 188.3709 | 190.1196 | 195.6037 | 160.8967 | 155.3455 | 163.086 | 163.5305 | 152.7075 | 156.3948 | 333.4406 | 328.8027 | 674.7981 | 623.4368 | 598.0012 | 1118.5535 | 1110.3271 | 1053.6521 | 1042.7942 | 1978.5426 | 1841.5577
VIC1 | Pumped Hydro | 0 | 0 | 5.5201e-06 | 6.3744e-06 | 6.8439e-06 | 7.1937e-06 | 8.7036e-06 | 8.7166e-06 | 8.7194e-06 | 8.8448e-06 | 9.1175e-06 | 1.3308e-05 | 1.3309e-05 | 1.659e-05 | 1.8937e-05 | 1.8984e-05 | 0.00015605 | 34.9636 | 857.144 | 798.9808 | 815.7491 | 784.2773 | 720.4092 | 748.1742 | 1100.2141 | 1073.3339 | 1490.0795 | 3247.8584 | 3006.902
VIC1 | VPP | 1.5439 | 2.8568 | 3.7664 | 7.9638 | 11.6528 | 14.4071 | 17.7439 | 19.3553 | 21.8239 | 24.3792 | 32.6592 | 40.0157 | 45.9949 | 49.7359 | 52.4275 | 53.7287 | 53.9591 | 57.1422 | 53.3272 | 54.4983 | 48.717 | 50.3167 | 49.0861 | 49.4292 | 50.6998 | 50.3617 | 50.6805 | 39.2903 | 34.6672
Total excluding storage |  | 41879.4986 | 40797.652 | 41040.0219 | 34925.7426 | 35953.9292 | 36303.0107 | 34795.5774 | 34630.7581 | 34205.2426 | 34190.9674 | 34161.4678 | 32606.586 | 33951.1912 | 33938.6645 | 34777.7847 | 34771.7191 | 33479.79 | 33094.3978 | 31121.568 | 33106.3569 | 32909.3694 | 33369.6071 | 33309.0349 | 33347.2221 | 33407.6582 | 35067.9836 | 34945.8561 | 34150.794 | 34207.6614
Region | Technology | 2021-22 | 2022-23 | 2023-24 | 2024-25 | 2025-26 | 2026-27 | 2027-28 | 2028-29 | 2029-30 | 2030-31 | 2031-32 | 2032-33 | 2033-34 | 2034-35 | 2035-36 | 2036-37 | 2037-38 | 2038-39 | 2039-40 | 2040-41 | 2041-42 | 2042-43 | 2043-44 | 2044-45 | 2045-46 | 2046-47 | 2047-48 | 2048-49 | 2049-50
SA1 | Black Coal | 0 | 0 | 0 | 0 | 0 | 0 | 0 | 0 | 0 | 0 | 0 | 0 | 0 | 0 | 0 | 0 | 0 | 0 | 0 | 0 | 0 | 0 | 0 | 0 | 0 | 0 | 0 | 0 | 0
SA1 | Brown Coal | 0 | 0 | 0 | 0 | 0 | 0 | 0 | 0 | 0 | 0 | 0 | 0 | 0 | 0 | 0 | 0 | 0 | 0 | 0 | 0 | 0 | 0 | 0 | 0 | 0 | 0 | 0 | 0 | 0
SA1 | CCGT | 1114.8326 | 1114.8326 | 461.7943 | 449.5019 | 449.5019 | 449.5019 | 450.7334 | 449.5019 | 449.5019 | 449.5019 | 450.7334 | 449.5019 | 449.5019 | 449.5019 | 450.7334 | 449.5019 | 3.2444e-06 | 3.6265e-06 | 4.3811e-06 | 4.5421e-06 | 4.7895e-06 | 4.8712e-06 | 6.3372e-06 | 5.9056e-06 | 6.267e-06 | 6.7322e-06 | 7.0338e-06 | 9.1937e-06 | 9.054e-06
SA1 | Gas - Steam | 632.695 | 658.0945 | 613.2214 | 81.5731 | 81.5731 | 81.5731 | 81.7966 | 81.5731 | 81.5731 | 81.5731 | 81.7966 | 81.5731 | 81.5731 | 81.5731 | 0 | 0 | 0 | 0 | 0 | 0 | 0 | 0 | 0 | 0 | 0 | 0 | 0 | 0 | 0
SA1 | OCGT / Diesel | 23.4175 | 14.1877 | 64.5262 | 6.9435 | 4.144 | 9.0486 | 5.8744 | 12.1581 | 6.3651e-06 | 1.9858 | 1.9779 | 11.0848 | 4.5198 | 4.5371 | 34.7569 | 28.9349 | 90.3982 | 184.9611 | 409.6251 | 531.4813 | 317.9152 | 324.6992 | 813.3746 | 95.0104 | 83.4065 | 109.6477 | 211.5698 | 616.579 | 583.8781
SA1 | Hydro | 0 | 0 | 0 | 0 | 0 | 0 | 0 | 0 | 0 | 0 | 0 | 0 | 0 | 0 | 0 | 0 | 0 | 0 | 0 | 0 | 0 | 0 | 0 | 0 | 0 | 0 | 0 | 0 | 0
SA1 | Wind | 6057.8589 | 6648.9633 | 5959.316 | 6968.1817 | 6816.7214 | 7542.388 | 7509.1346 | 6986.5163 | 6791.8564 | 6528.5649 | 6539.5059 | 5828.1908 | 5698.3317 | 5476.4641 | 5473.0643 | 5017.1382 | 8119.6437 | 10134.1663 | 10627.3368 | 11121.5473 | 10043.969 | 10308.1074 | 9184.3075 | 10573.3833 | 9523.577 | 9802.0055 | 9608.3878 | 9111.1374 | 9569.8128
SA1 | Solar PV | 944.5561 | 1101.4254 | 1098.5286 | 1067.4605 | 1041.4939 | 1066.2819 | 1099.2725 | 1043.3996 | 1086.2876 | 1090.3631 | 1102.6678 | 1113.2431 | 1061.9684 | 1040.5136 | 1057.9544 | 1096.4797 | 1038.7594 | 1084.6572 | 1099.1904 | 1102.067 | 1121.0462 | 1169.9891 | 1634.0563 | 1393.1918 | 1783.8894 | 1631.2998 | 2240.4216 | 2364.0916 | 2155.8922
SA1 | Grid Battery | 85.1103 | 78.9292 | 104.594 | 111.4514 | 117.4173 | 120.3765 | 118.4202 | 113.7009 | 102.1277 | 104.6252 | 102.529 | 102.5444 | 104.9099 | 83.1394 | 83.0115 | 83.7225 | 83.4919 | 84.389 | 80.3343 | 76.1621 | 839.2497 | 833.9951 | 834.3058 | 1084.2479 | 1106.7885 | 1083.9342 | 1076.9054 | 1029.888 | 919.0642
SA1 | Pumped Hydro | 0 | 0 | 4.6063e-06 | 4.3759e-06 | 4.2999e-06 | 4.4677e-06 | 4.6592e-06 | 4.9078e-06 | 4.9137e-06 | 5.0529e-06 | 5.2735e-06 | 6.6291e-06 | 6.6704e-06 | 7.1818e-06 | 8.3364e-06 | 1.3086e-05 | 1.2892e-05 | 1.3033e-05 | 1.439e-05 | 1.4347e-05 | 1.6811e-05 | 1.6417e-05 | 1.6287e-05 | 2.0328e-05 | 2.2864e-05 | 2.2405e-05 | 2.3418e-05 | 2.3744e-05 | 2.3684e-05
SA1 | VPP | 2.4923 | 3.9395 | 6.2678 | 7.9103 | 10.1243 | 12.0454 | 14.185 | 15.6004 | 16.3978 | 17.6202 | 18.3841 | 19.6935 | 21.0941 | 22.1662 | 23.0597 | 24.2021 | 25.6947 | 26.7867 | 26.1576 | 26.5886 | 20.7525 | 21.5143 | 22.0347 | 22.3632 | 24.1562 | 24.1058 | 25.0659 | 21.3519 | 17.7264
Total excluding storage |  | 8773.3601 | 9537.5036 | 8197.3867 | 8573.6606 | 8393.4343 | 9148.7935 | 9146.8115 | 8573.149 | 8409.219 | 8151.9887 | 8176.6816 | 7483.5937 | 7295.8948 | 7052.5898 | 7016.509 | 6592.0545 | 9248.8013 | 11403.7846 | 12136.1522 | 12755.0956 | 11482.9303 | 11802.7958 | 11631.7384 | 12061.5854 | 11390.8728 | 11542.953 | 12060.3792 | 12091.808 | 12309.5831
Region | Technology | 2021-22 | 2022-23 | 2023-24 | 2024-25 | 2025-26 | 2026-27 | 2027-28 | 2028-29 | 2029-30 | 2030-31 | 2031-32 | 2032-33 | 2033-34 | 2034-35 | 2035-36 | 2036-37 | 2037-38 | 2038-39 | 2039-40 | 2040-41 | 2041-42 | 2042-43 | 2043-44 | 2044-45 | 2045-46 | 2046-47 | 2047-48 | 2048-49 | 2049-50
TAS1 | Black Coal | 0 | 0 | 0 | 0 | 0 | 0 | 0 | 0 | 0 | 0 | 0 | 0 | 0 | 0 | 0 | 0 | 0 | 0 | 0 | 0 | 0 | 0 | 0 | 0 | 0 | 0 | 0 | 0 | 0
TAS1 | Brown Coal | 0 | 0 | 0 | 0 | 0 | 0 | 0 | 0 | 0 | 0 | 0 | 0 | 0 | 0 | 0 | 0 | 0 | 0 | 0 | 0 | 0 | 0 | 0 | 0 | 0 | 0 | 0 | 0 | 0
TAS1 | CCGT | 1.173e-06 | 1.1654e-06 | 1.1675e-06 | 1.1654e-06 | 1.1652e-06 | 1.1709e-06 | 1.1884e-06 | 1.2195e-06 | 1.2557e-06 | 1.2864e-06 | 1.32e-06 | 1.3612e-06 | 1.4066e-06 | 1.4423e-06 | 1.4867e-06 | 1.5316e-06 | 1.5918e-06 | 1.6481e-06 | 1.7156e-06 | 1.7673e-06 | 1.8377e-06 | 1.906e-06 | 1.9772e-06 | 2.0452e-06 | 2.1177e-06 | 2.2011e-06 | 2.2857e-06 | 2.3623e-06 | 2.4476e-06
TAS1 | Gas - Steam | 0 | 0 | 0 | 0 | 0 | 0 | 0 | 0 | 0 | 0 | 0 | 0 | 0 | 0 | 0 | 0 | 0 | 0 | 0 | 0 | 0 | 0 | 0 | 0 | 0 | 0 | 0 | 0 | 0
TAS1 | OCGT / Diesel | 9.5872e-07 | 9.3023e-07 | 9.1582e-07 | 9.1949e-07 | 9.223e-07 | 9.5546e-07 | 9.8154e-07 | 1.0104e-06 | 1.0458e-06 | 1.0667e-06 | 1.0896e-06 | 1.124e-06 | 1.1646e-06 | 1.1909e-06 | 1.2247e-06 | 1.2587e-06 | 1.3157e-06 | 1.346e-06 | 1.4003e-06 | 1.166e-06 | 1.2106e-06 | 1.2621e-06 | 1.2962e-06 | 1.3433e-06 | 1.3837e-06 | 1.4518e-06 | 1.5051e-06 | 1.5607e-06 | 1.6036e-06
TAS1 | Hydro | 7691.4307 | 7603.5423 | 7624.4117 | 9638.8584 | 9465.6849 | 5848.3125 | 5193.1167 | 5196.1981 | 4753.2839 | 4535.6523 | 3623.7802 | 3831.2376 | 3615.5756 | 3301.5295 | 3049.4501 | 2711.8977 | 3052.155 | 2850.6744 | 2977.4114 | 2560.7666 | 2892.2886 | 2769.3133 | 2553.6163 | 2584.3295 | 2305.8717 | 2664.2043 | 2309.3811 | 2259.5449 | 2104.1434
TAS1 | Wind | 1326.1481 | 1602.6799 | 2016.8736 | 2591.977 | 3299.3277 | 3761.0336 | 4330.4332 | 4566.7743 | 5014.6449 | 5193.4447 | 5893.3811 | 5813.921 | 6050.0363 | 6526.3239 | 6737.7514 | 7120.6483 | 6993.3417 | 7082.2335 | 6984.677 | 7343.0827 | 7132.4459 | 7019.4403 | 7229.6354 | 7215.0618 | 7318.5686 | 6904.7961 | 6618.8101 | 5574.1604 | 5496.6558
TAS1 | Solar PV | 2.7147e-07 | 4.0329e-07 | 6.9902e-07 | 7.8666e-07 | 6.8105e-07 | 8.1246e-07 | 9.3475e-07 | 1.0252e-06 | 1.3934e-06 | 1.7734e-06 | 2.5746e-06 | 2.5846e-06 | 2.608e-06 | 2.3107e-06 | 2.4832e-06 | 2.3942e-06 | 2.8795e-06 | 3.5171e-06 | 3.7452e-06 | 5.3171e-06 | 5.3408e-06 | 5.3739e-06 | 4.7719e-06 | 5.143e-06 | 4.9143e-06 | 4.9677e-06 | 5.1849e-06 | 5.0467e-06 | 4.9471e-06
TAS1 | Grid Battery | 4.4274e-06 | 4.4885e-06 | 4.4747e-06 | 4.4686e-06 | 4.5623e-06 | 4.7592e-06 | 5.2196e-06 | 6.1284e-06 | 8.8317e-06 | 9.3787e-06 | 9.8119e-06 | 1.0716e-05 | 1.0966e-05 | 1.2126e-05 | 1.2761e-05 | 1.3706e-05 | 1.4458e-05 | 1.5144e-05 | 1.6307e-05 | 1.8151e-05 | 1.8651e-05 | 1.9712e-05 | 2.1288e-05 | 2.2392e-05 | 2.3418e-05 | 2.488e-05 | 2.6384e-05 | 2.7672e-05 | 2.9605e-05
TAS1 | Pumped Hydro | 0 | 0 | 1.2812e-05 | 1.3103e-05 | 1.4478e-05 | 1.5718e-05 | 1.6597e-05 | 1.7223e-05 | 1.8087e-05 | 1.889e-05 | 2.0169e-05 | 2.0936e-05 | 2.1978e-05 | 2.3052e-05 | 2.4377e-05 | 2.5398e-05 | 2.634e-05 | 2.7512e-05 | 2.8654e-05 | 2.9996e-05 | 3.1062e-05 | 3.2317e-05 | 3.3979e-05 | 3.5336e-05 | 3.6911e-05 | 3.8212e-05 | 4.0123e-05 | 4.1814e-05 | 4.3851e-05
TAS1 | VPP | 0.046836 | 0.12705 | 0.11576 | 0.10308 | 0.30472 | 0.60012 | 0.9485 | 1.0968 | 1.275 | 1.5338 | 2.5651 | 2.7217 | 3.0882 | 3.086 | 3.1059 | 3.1739 | 3.0332 | 3.1713 | 3.2182 | 3.0641 | 3.2917 | 3.2668 | 3.1926 | 3.1248 | 3.2434 | 3.5647 | 3.8083 | 3.4461 | 2.9521
Total excluding storage |  | 9017.5788 | 9206.2222 | 9641.2852 | 12230.8355 | 12765.0126 | 9609.3461 | 9523.5499 | 9762.9723 | 9767.9288 | 9729.0969 | 9517.1613 | 9645.1587 | 9665.612 | 9827.8535 | 9787.2015 | 9832.546 | 10045.4968 | 9932.9079 | 9962.0884 | 9903.8493 | 10024.7345 | 9788.7536 | 9783.2517 | 9799.3913 | 9624.4404 | 9569.0004 | 8928.1912 | 7833.7053 | 7600.7993
Explicitly modelled pumping
Region | Technology | 2021-22 | 2022-23 | 2023-24 | 2024-25 | 2025-26 | 2026-27 | 2027-28 | 2028-29 | 2029-30 | 2030-31 | 2031-32 | 2032-33 | 2033-34 | 2034-35 | 2035-36 | 2036-37 | 2037-38 | 2038-39 | 2039-40 | 2040-41 | 2041-42 | 2042-43 | 2043-44 | 2044-45 | 2045-46 | 2046-47 | 2047-48 | 2048-49 | 2049-50
NEM | Grid Battery pump | 180.3397 | 277.5532 | 320.0508 | 419.7403 | 439.8452 | 455.4003 | 449.7209 | 424.9698 | 394.1719 | 400.6321 | 401.2894 | 407.022 | 369.2823 | 335.0464 | 343.9428 | 345.3546 | 752.3648 | 756.4949 | 960.5175 | 1030.0946 | 3150.5727 | 3525.6174 | 3716.0044 | 5646.6422 | 5707.9036 | 5488.2229 | 5523.3653 | 6532.8837 | 6719.6594
NEM | Pumped Hydro Pump | 268.8469 | 682.1522 | 746.2329 | 2395.9004 | 6473.4683 | 7208.6109 | 7447.874 | 8143.7985 | 10106.704 | 10954.2946 | 13685.5331 | 14783.4986 | 14360.4804 | 14297.594 | 14913.9626 | 14922.6134 | 14495.6949 | 13789.6041 | 14940.6832 | 14274.6787 | 15093.7185 | 16334.9183 | 15772.1976 | 16781.0597 | 18326.1531 | 21624.788 | 21427.3939 | 23916.0822 | 20755.8391
NEM | VPP pump | 14.1207 | 20.9286 | 25.4886 | 38.2547 | 55.3299 | 68.6045 | 84.7352 | 94.475 | 101.5769 | 109.6648 | 134.8923 | 156.5862 | 180.1642 | 192.3499 | 198.4717 | 206.0007 | 206.8947 | 212.0853 | 211.4826 | 213.8381 | 198.939 | 203.48 | 200.1098 | 201.717 | 206.0099 | 204.1393 | 206.1429 | 169.1514 | 149.2506
Region | Technology | 2021-22 | 2022-23 | 2023-24 | 2024-25 | 2025-26 | 2026-27 | 2027-28 | 2028-29 | 2029-30 | 2030-31 | 2031-32 | 2032-33 | 2033-34 | 2034-35 | 2035-36 | 2036-37 | 2037-38 | 2038-39 | 2039-40 | 2040-41 | 2041-42 | 2042-43 | 2043-44 | 2044-45 | 2045-46 | 2046-47 | 2047-48 | 2048-49 | 2049-50
NSW1 | Grid Battery pump | 7.3832e-06 | 7.4822e-06 | 7.4384e-06 | 7.3639e-06 | 7.1232e-06 | 7.3018e-06 | 8.3971e-06 | 8.8621e-06 | 2.6907e-05 | 2.7776e-05 | 3.0962e-05 | 3.131e-05 | 3.2052e-05 | 3.199e-05 | 3.4937e-05 | 3.5412e-05 | 3.3836e-05 | 3.4086e-05 | 3.971e-05 | 3.9829e-05 | 7.9795e-05 | 7.9798e-05 | 205.8194 | 545.9813 | 602.6454 | 590.6139 | 587.0867 | 594.5692 | 565.3311
NSW1 | Pumped Hydro Pump | 211.3094 | 518.8431 | 560.6679 | 1812.7236 | 5751.5192 | 6457.0447 | 6797.7794 | 7187.5222 | 9595.2155 | 10355.1649 | 13056.7146 | 13826.5945 | 13529.9251 | 13344.2461 | 14078.4162 | 14101.369 | 13538.0516 | 12805.9494 | 12992.7155 | 12490.0008 | 13060.633 | 13440.6869 | 13026.129 | 14150.6331 | 13898.8212 | 14940.1897 | 13946.5747 | 14489.8764 | 12685.8154
NSW1 | VPP pump | 7.0149 | 9.558 | 9.9627 | 13.9386 | 20.1524 | 25.834 | 31.7658 | 35.7194 | 37.9028 | 39.925 | 48.0164 | 56.6594 | 65.917 | 70.2276 | 71.6603 | 74.7724 | 75.1087 | 74.4226 | 77.6237 | 77.0987 | 81.377 | 82.4935 | 80.1424 | 81.2658 | 80.6022 | 82.1499 | 79.9555 | 67.0197 | 62.6844
Region | Technology | 2021-22 | 2022-23 | 2023-24 | 2024-25 | 2025-26 | 2026-27 | 2027-28 | 2028-29 | 2029-30 | 2030-31 | 2031-32 | 2032-33 | 2033-34 | 2034-35 | 2035-36 | 2036-37 | 2037-38 | 2038-39 | 2039-40 | 2040-41 | 2041-42 | 2042-43 | 2043-44 | 2044-45 | 2045-46 | 2046-47 | 2047-48 | 2048-49 | 2049-50
QLD1 | Grid Battery pump | 4.9813e-06 | 36.2703 | 35.3605 | 39.2557 | 43.7441 | 42.7844 | 42.6582 | 42.8046 | 39.5313 | 39.7261 | 39.1898 | 39.7429 | 40.4048 | 41.3416 | 40.1188 | 40.1039 | 460.7606 | 458.5098 | 461.5307 | 540.0744 | 1364.0541 | 1803.7233 | 1825.3961 | 2504.4348 | 2487.5417 | 2386.4644 | 2431.944 | 2402.788 | 2903.8157
QLD1 | Pumped Hydro Pump | 57.5375 | 163.3091 | 185.5651 | 583.1768 | 721.949 | 751.5662 | 650.0946 | 956.2763 | 511.4884 | 599.1297 | 628.8185 | 956.9041 | 830.5552 | 953.3478 | 835.5463 | 821.2443 | 957.6431 | 939.7586 | 876.7293 | 781.8984 | 1017.4525 | 1909.9065 | 1849.5353 | 1694.8772 | 3045.1406 | 5350.1861 | 5608.5993 | 5376.0033 | 4311.3962
QLD1 | VPP pump | 2.2051 | 3.0348 | 3.355 | 5.1151 | 8.7133 | 10.301 | 13.4314 | 15.5614 | 16.1756 | 17.5828 | 22.4184 | 25.1015 | 29.8517 | 32.2833 | 32.4909 | 33.8731 | 32.5523 | 32.9109 | 34.8051 | 35.509 | 30.4572 | 30.6085 | 31.0166 | 30.4939 | 31.4357 | 28.6103 | 30.4076 | 25.5058 | 20.1382
Region | Technology | 2021-22 | 2022-23 | 2023-24 | 2024-25 | 2025-26 | 2026-27 | 2027-28 | 2028-29 | 2029-30 | 2030-31 | 2031-32 | 2032-33 | 2033-34 | 2034-35 | 2035-36 | 2036-37 | 2037-38 | 2038-39 | 2039-40 | 2040-41 | 2041-42 | 2042-43 | 2043-44 | 2044-45 | 2045-46 | 2046-47 | 2047-48 | 2048-49 | 2049-50
VIC1 | Grid Battery pump | 75.5701 | 143.5345 | 155.8668 | 242.5853 | 251.4463 | 264.0029 | 260.56 | 242.0987 | 228.2761 | 232.02 | 235.3046 | 240.897 | 199.1281 | 191.2943 | 201.3407 | 201.8895 | 188.5278 | 193.5702 | 400.0395 | 395.762 | 795.8096 | 735.3851 | 701.6006 | 1315.9452 | 1309.7444 | 1236.1134 | 1230.294 | 2324.22 | 2166.5383
VIC1 | Pumped Hydro Pump | 0 | 0 | 6.9184e-06 | 7.97e-06 | 8.5439e-06 | 8.9834e-06 | 1.0918e-05 | 1.0858e-05 | 1.0927e-05 | 1.1034e-05 | 1.1411e-05 | 1.6624e-05 | 1.6687e-05 | 2.0683e-05 | 2.3668e-05 | 2.3768e-05 | 0.00019502 | 43.8961 | 1071.2384 | 1002.7795 | 1015.6329 | 984.3248 | 896.5333 | 935.5494 | 1382.1912 | 1334.4122 | 1872.2198 | 4050.2024 | 3758.6274
VIC1 | VPP pump | 1.8531 | 3.4408 | 4.5231 | 9.5635 | 13.9665 | 17.292 | 21.3375 | 23.1903 | 26.2443 | 29.2103 | 39.2812 | 47.9459 | 55.3173 | 59.5823 | 62.9255 | 64.4872 | 64.7637 | 68.7255 | 63.8639 | 65.563 | 58.3198 | 60.5552 | 58.7517 | 59.3268 | 61.0322 | 60.2656 | 61.0195 | 46.9668 | 41.6089
Region | Technology | 2021-22 | 2022-23 | 2023-24 | 2024-25 | 2025-26 | 2026-27 | 2027-28 | 2028-29 | 2029-30 | 2030-31 | 2031-32 | 2032-33 | 2033-34 | 2034-35 | 2035-36 | 2036-37 | 2037-38 | 2038-39 | 2039-40 | 2040-41 | 2041-42 | 2042-43 | 2043-44 | 2044-45 | 2045-46 | 2046-47 | 2047-48 | 2048-49 | 2049-50
SA1 | Grid Battery pump | 104.7696 | 97.7484 | 128.8234 | 137.8993 | 144.6547 | 148.613 | 146.5027 | 140.0666 | 126.3645 | 128.886 | 126.7951 | 126.382 | 129.7493 | 102.4104 | 102.4833 | 103.3611 | 103.0764 | 104.4148 | 98.9473 | 94.2582 | 990.7089 | 986.5088 | 983.1882 | 1280.2808 | 1307.972 | 1275.0312 | 1274.0405 | 1211.3065 | 1083.9742
SA1 | Pumped Hydro Pump | 0 | 0 | 5.7589e-06 | 5.4825e-06 | 5.3677e-06 | 5.5793e-06 | 5.8431e-06 | 6.1164e-06 | 6.157e-06 | 6.307e-06 | 6.5956e-06 | 8.2829e-06 | 8.3538e-06 | 8.957e-06 | 1.0423e-05 | 1.6361e-05 | 1.6107e-05 | 1.6345e-05 | 1.7935e-05 | 1.8001e-05 | 2.0946e-05 | 2.0582e-05 | 2.0305e-05 | 2.5451e-05 | 2.8635e-05 | 2.7903e-05 | 2.9385e-05 | 2.9567e-05 | 2.9653e-05
SA1 | VPP pump | 2.9914 | 4.7413 | 7.5099 | 9.5137 | 12.1321 | 14.4573 | 17.058 | 18.6916 | 19.7212 | 21.1085 | 22.0941 | 23.608 | 25.3711 | 26.5515 | 27.6771 | 29.0482 | 30.8398 | 32.2161 | 31.3297 | 31.9836 | 24.837 | 25.8988 | 26.3703 | 26.8827 | 29.0375 | 28.8469 | 30.1773 | 25.5351 | 21.2758
Region | Technology | 2021-22 | 2022-23 | 2023-24 | 2024-25 | 2025-26 | 2026-27 | 2027-28 | 2028-29 | 2029-30 | 2030-31 | 2031-32 | 2032-33 | 2033-34 | 2034-35 | 2035-36 | 2036-37 | 2037-38 | 2038-39 | 2039-40 | 2040-41 | 2041-42 | 2042-43 | 2043-44 | 2044-45 | 2045-46 | 2046-47 | 2047-48 | 2048-49 | 2049-50
TAS1 | Grid Battery pump | 5.2106e-06 | 5.2819e-06 | 5.2642e-06 | 5.2574e-06 | 5.3679e-06 | 5.5992e-06 | 6.1422e-06 | 7.2109e-06 | 1.0393e-05 | 1.1034e-05 | 1.1546e-05 | 1.2611e-05 | 1.2902e-05 | 1.427e-05 | 1.5011e-05 | 1.6132e-05 | 1.7007e-05 | 1.7822e-05 | 1.9187e-05 | 2.1358e-05 | 2.1944e-05 | 2.3193e-05 | 2.5047e-05 | 2.6345e-05 | 2.7561e-05 | 2.9259e-05 | 3.1057e-05 | 3.2542e-05 | 3.4838e-05
TAS1 | Pumped Hydro Pump | 0 | 0 | 1.6057e-05 | 1.6382e-05 | 1.81e-05 | 1.9646e-05 | 2.0762e-05 | 2.1518e-05 | 2.2622e-05 | 2.3601e-05 | 2.5221e-05 | 2.6183e-05 | 2.7461e-05 | 2.8835e-05 | 3.0441e-05 | 3.1797e-05 | 3.2887e-05 | 3.441e-05 | 3.5804e-05 | 3.7541e-05 | 3.8817e-05 | 4.0409e-05 | 4.2463e-05 | 4.4147e-05 | 4.6216e-05 | 4.7675e-05 | 5.0251e-05 | 5.2175e-05 | 5.4852e-05
TAS1 | VPP pump | 0.056215 | 0.15371 | 0.13792 | 0.12377 | 0.36552 | 0.72026 | 1.1425 | 1.3123 | 1.533 | 1.8382 | 3.0821 | 3.2715 | 3.707 | 3.7052 | 3.7178 | 3.8198 | 3.6301 | 3.8103 | 3.8603 | 3.6838 | 3.948 | 3.9241 | 3.8287 | 3.748 | 3.9024 | 4.2666 | 4.5829 | 4.1241 | 3.5433
Non-controllable capacity
Region | Technology | 2021-22 | 2022-23 | 2023-24 | 2024-25 | 2025-26 | 2026-27 | 2027-28 | 2028-29 | 2029-30 | 2030-31 | 2031-32 | 2032-33 | 2033-34 | 2034-35 | 2035-36 | 2036-37 | 2037-38 | 2038-39 | 2039-40 | 2040-41 | 2041-42 | 2042-43 | 2043-44 | 2044-45 | 2045-46 | 2046-47 | 2047-48 | 2048-49 | 2049-50
NEM | Distributed PV | 16737.0059 | 18361.571 | 19508.4436 | 19877.6171 | 20062.7432 | 22312.6922 | 23279.7968 | 21912.3307 | 23663.3386 | 25057.5989 | 25874.3008 | 26713.8603 | 26540.3547 | 26277.3752 | 28710.541 | 29388.3875 | 27089.9154 | 29052.9711 | 30877.804 | 31962.719 | 32852.8929 | 32633.0762 | 32314.9744 | 35306.7879 | 36000.0822 | 33090.6491 | 35501.6025 | 37705.2638 | 38929.3699
NEM | Behind the meter battery | 262.9766 | 299.5507 | 300.5513 | 344.0103 | 390.8049 | 429.6842 | 466.3019 | 490.0167 | 514.6045 | 532.9694 | 645.2154 | 694.4484 | 765.8001 | 795.7359 | 804.5875 | 802.6458 | 800.2245 | 800.683 | 805.6941 | 805.7001 | 807.025 | 808.7188 | 814.3631 | 815.1575 | 816.7385 | 816.0384 | 818.3358 | 815.5272 | 814.7913
NEM | Behind the meter battery pump | 223.4523 | 254.5041 | 255.3304 | 292.2517 | 332.1268 | 364.9912 | 396.0636 | 416.1389 | 437.141 | 452.6149 | 548.2776 | 590.0759 | 650.6574 | 675.9031 | 683.4142 | 681.9738 | 679.6417 | 680.0057 | 684.6009 | 684.3123 | 685.3843 | 686.9178 | 691.7186 | 692.4172 | 693.9858 | 693.193 | 694.9927 | 692.5685 | 692.1674
Region | Technology | 2021-22 | 2022-23 | 2023-24 | 2024-25 | 2025-26 | 2026-27 | 2027-28 | 2028-29 | 2029-30 | 2030-31 | 2031-32 | 2032-33 | 2033-34 | 2034-35 | 2035-36 | 2036-37 | 2037-38 | 2038-39 | 2039-40 | 2040-41 | 2041-42 | 2042-43 | 2043-44 | 2044-45 | 2045-46 | 2046-47 | 2047-48 | 2048-49 | 2049-50
NSW1 | Distributed PV | 4800.4033 | 5212.4059 | 5194.9088 | 5255.658 | 5186.6024 | 5846.7416 | 5921.0778 | 5425.2839 | 5726.7934 | 6225.4269 | 6684.9079 | 6684.1941 | 6781.8193 | 6722.0215 | 7600.6685 | 7698.119 | 7026.4939 | 7404.5059 | 8066.2344 | 8660.1049 | 8621.766 | 8721.863 | 8634.2534 | 9741.2559 | 9797.8063 | 8904.1049 | 9373.1744 | 10184.1971 | 10848.0981
NSW1 | Behind the meter battery | 101.9375 | 109.9772 | 109.068 | 134.2603 | 152.5399 | 169.5078 | 182.1253 | 191.8128 | 199.9418 | 206.5781 | 249.9382 | 272.9224 | 298.9952 | 310.1396 | 312.1459 | 309.6359 | 306.9485 | 304.8934 | 305.1092 | 303.3689 | 302.262 | 301.0712 | 301.4303 | 300.2186 | 299.112 | 297.1721 | 296.191 | 293.2775 | 291.2444
NSW1 | Behind the meter battery pump | 86.635 | 93.4199 | 92.6108 | 114.0675 | 129.6535 | 144.0135 | 154.6551 | 162.8964 | 169.8316 | 175.4217 | 212.3548 | 231.9584 | 254.0437 | 263.383 | 265.0713 | 263.0993 | 260.6552 | 258.8861 | 259.3394 | 257.7266 | 256.6808 | 255.7628 | 255.8987 | 254.9971 | 254.2353 | 252.4792 | 251.5664 | 248.9519 | 247.366
Region | Technology | 2021-22 | 2022-23 | 2023-24 | 2024-25 | 2025-26 | 2026-27 | 2027-28 | 2028-29 | 2029-30 | 2030-31 | 2031-32 | 2032-33 | 2033-34 | 2034-35 | 2035-36 | 2036-37 | 2037-38 | 2038-39 | 2039-40 | 2040-41 | 2041-42 | 2042-43 | 2043-44 | 2044-45 | 2045-46 | 2046-47 | 2047-48 | 2048-49 | 2049-50
QLD1 | Distributed PV | 5374.2791 | 5906.0531 | 6042.3739 | 5947.9488 | 6122.8463 | 6640.8799 | 6821.616 | 5861.7431 | 6490.5234 | 6871.0109 | 7419.6268 | 7537.6798 | 7431.5402 | 7706.3452 | 8403.2251 | 8624.6551 | 7452.3218 | 8297.4802 | 8814.7778 | 9478.5346 | 9602.8198 | 9461.3415 | 9792.0316 | 10630.4055 | 10893.9146 | 9401.0252 | 10467.097 | 11080.8863 | 11897.3532
QLD1 | Behind the meter battery | 40.129 | 39.9785 | 39.5664 | 45.2536 | 56.5248 | 63.281 | 71.1065 | 74.9792 | 79.1794 | 82.3221 | 105.3549 | 110.9052 | 123.2441 | 128.2838 | 129.4652 | 128.8778 | 128.6424 | 128.8998 | 129.8129 | 129.4208 | 128.8569 | 128.4654 | 129.0406 | 128.7848 | 128.5776 | 128.1314 | 127.8054 | 126.7827 | 126.1531
QLD1 | Behind the meter battery pump | 34.0947 | 33.9614 | 33.6262 | 38.4327 | 48.0431 | 53.77 | 60.4138 | 63.687 | 67.2731 | 69.903 | 89.4989 | 94.2393 | 104.7276 | 108.9306 | 110.0086 | 109.5365 | 109.2974 | 109.4708 | 110.2337 | 109.949 | 109.4416 | 109.1478 | 109.6518 | 109.4398 | 109.1587 | 108.8375 | 108.497 | 107.6859 | 107.1786
Region | Technology | 2021-22 | 2022-23 | 2023-24 | 2024-25 | 2025-26 | 2026-27 | 2027-28 | 2028-29 | 2029-30 | 2030-31 | 2031-32 | 2032-33 | 2033-34 | 2034-35 | 2035-36 | 2036-37 | 2037-38 | 2038-39 | 2039-40 | 2040-41 | 2041-42 | 2042-43 | 2043-44 | 2044-45 | 2045-46 | 2046-47 | 2047-48 | 2048-49 | 2049-50
VIC1 | Distributed PV | 3879.7556 | 4388.1139 | 5245.1201 | 5684.2844 | 5889.8067 | 6804.8804 | 7385.9103 | 7562.8858 | 8188.113 | 8601.6107 | 8357.9111 | 8917.7817 | 8789.5548 | 8438.7924 | 9099.4261 | 9276.7513 | 8934.0426 | 9458.7205 | 9985.5605 | 9741.7849 | 10367.8212 | 10261.4445 | 9855.1068 | 10657.4086 | 10830.8677 | 10463.7296 | 11087.1995 | 11715.6476 | 11391.6324
VIC1 | Behind the meter battery | 59.5016 | 68.4598 | 68.6119 | 78.5085 | 92.2418 | 101.1558 | 111.8234 | 117.9551 | 125.847 | 132.5853 | 173.3994 | 191.8598 | 221.1059 | 231.9104 | 236.1269 | 236.9038 | 237.0442 | 238.2917 | 240.8856 | 242.3885 | 244.1818 | 246.4043 | 249.3836 | 250.7552 | 252.3952 | 253.0385 | 254.8243 | 255.0565 | 255.5706
VIC1 | Behind the meter battery pump | 50.5545 | 58.1646 | 58.3148 | 66.6984 | 78.3592 | 85.9017 | 94.9916 | 100.1569 | 106.8665 | 112.6244 | 147.3851 | 163.0248 | 187.8895 | 197.0389 | 200.5628 | 201.2413 | 201.3297 | 202.4298 | 204.6464 | 205.7914 | 207.3945 | 209.2718 | 211.9212 | 212.9635 | 214.5115 | 214.9525 | 216.3763 | 216.6969 | 217.1884
Region | Technology | 2021-22 | 2022-23 | 2023-24 | 2024-25 | 2025-26 | 2026-27 | 2027-28 | 2028-29 | 2029-30 | 2030-31 | 2031-32 | 2032-33 | 2033-34 | 2034-35 | 2035-36 | 2036-37 | 2037-38 | 2038-39 | 2039-40 | 2040-41 | 2041-42 | 2042-43 | 2043-44 | 2044-45 | 2045-46 | 2046-47 | 2047-48 | 2048-49 | 2049-50
SA1 | Distributed PV | 2452.8377 | 2621.3874 | 2781.4576 | 2739.5431 | 2624.4365 | 2761.5876 | 2888.898 | 2806.4625 | 2998.6786 | 3092.5954 | 3145.146 | 3295.7862 | 3255.7426 | 3139.586 | 3316.4955 | 3492.4901 | 3386.5922 | 3597.4961 | 3706.7025 | 3776.2267 | 3942.2149 | 3867.5354 | 3725.0699 | 3944.3171 | 4139.1353 | 3991.4896 | 4238.2439 | 4375.494 | 4443.1368
SA1 | Behind the meter battery | 54.489 | 74.2714 | 76.5958 | 78.3283 | 80.738 | 85.7641 | 90.0697 | 93.6476 | 97.4206 | 98.8256 | 100.616 | 102.187 | 104.2884 | 106.5727 | 108.0367 | 108.7207 | 109.3608 | 110.6671 | 112.1008 | 112.96 | 114.3678 | 115.6258 | 117.4851 | 118.6453 | 120.1416 | 121.4696 | 123.5177 | 124.7391 | 126.4257
SA1 | Behind the meter battery pump | 46.288 | 63.1309 | 65.0781 | 66.5469 | 68.6255 | 72.8271 | 76.5114 | 79.5217 | 82.7873 | 83.9142 | 85.5206 | 86.7758 | 88.567 | 90.5492 | 91.7937 | 92.3705 | 92.8655 | 93.9948 | 95.2818 | 95.9265 | 97.1312 | 98.1684 | 99.7899 | 100.7877 | 102.0504 | 103.1456 | 104.9633 | 105.9131 | 107.362
Region | Technology | 2021-22 | 2022-23 | 2023-24 | 2024-25 | 2025-26 | 2026-27 | 2027-28 | 2028-29 | 2029-30 | 2030-31 | 2031-32 | 2032-33 | 2033-34 | 2034-35 | 2035-36 | 2036-37 | 2037-38 | 2038-39 | 2039-40 | 2040-41 | 2041-42 | 2042-43 | 2043-44 | 2044-45 | 2045-46 | 2046-47 | 2047-48 | 2048-49 | 2049-50
TAS1 | Distributed PV | 229.7301 | 233.6107 | 244.5832 | 250.1828 | 239.0513 | 258.6028 | 262.2947 | 255.9554 | 259.2302 | 266.9549 | 266.709 | 278.4185 | 281.698 | 270.6302 | 290.7257 | 296.3721 | 290.465 | 294.7684 | 304.5288 | 306.0679 | 318.271 | 320.8917 | 308.5126 | 333.4009 | 338.3584 | 330.2999 | 335.8877 | 349.0389 | 349.1495
TAS1 | Behind the meter battery | 6.9195 | 6.8638 | 6.7092 | 7.6595 | 8.7605 | 9.9755 | 11.1771 | 11.6221 | 12.2156 | 12.6582 | 15.9068 | 16.574 | 18.1666 | 18.8293 | 18.8128 | 18.5076 | 18.2286 | 17.9311 | 17.7857 | 17.562 | 17.3566 | 17.1522 | 17.0236 | 16.7536 | 16.512 | 16.2267 | 15.9974 | 15.6713 | 15.3975
TAS1 | Behind the meter battery pump | 5.8801 | 5.8272 | 5.7004 | 6.5061 | 7.4456 | 8.479 | 9.4917 | 9.8769 | 10.3824 | 10.7515 | 13.5182 | 14.0776 | 15.4296 | 16.0015 | 15.9778 | 15.7262 | 15.4938 | 15.2242 | 15.0996 | 14.9189 | 14.7362 | 14.5671 | 14.457 | 14.2291 | 14.0299 | 13.7782 | 13.5896 | 13.3207 | 13.0725

## BaseCase_Capacity
Installed capacity by technology (MW) - BaseCase, Slow Change Scenario
Capacity calculated on 1 July. In early study years some wind and solar projects enter later in the financial year and are therefore reflected in the following financial year's capacity.
Explicitly modelled generation
Region | Technology | 2021-22 | 2022-23 | 2023-24 | 2024-25 | 2025-26 | 2026-27 | 2027-28 | 2028-29 | 2029-30 | 2030-31 | 2031-32 | 2032-33 | 2033-34 | 2034-35 | 2035-36 | 2036-37 | 2037-38 | 2038-39 | 2039-40 | 2040-41 | 2041-42 | 2042-43 | 2043-44 | 2044-45 | 2045-46 | 2046-47 | 2047-48 | 2048-49 | 2049-50
NEM | Black Coal | 18366 | 17891 | 16416 | 12972.6777 | 10577.7959 | 9749.0082 | 9745.8195 | 9045.8195 | 6923.8636 | 6281.4717 | 5611.7521 | 5611.7521 | 5611.7521 | 5611.7521 | 5373.8362 | 5318.3093 | 5164.9408 | 5164.9408 | 5164.9408 | 5164.9408 | 5164.9408 | 3070.9408 | 2787 | 2422 | 2057 | 1692 | 1692 | 1692 | 1692
NEM | Brown Coal | 4790 | 4790 | 4790 | 3031.4729 | 3031.4729 | 3031.4729 | 3031.4729 | 3031.4729 | 3031.4729 | 3031.4729 | 3031.4729 | 3031.4729 | 3031.4729 | 3031.4729 | 3031.4729 | 3031.4729 | 3031.4729 | 3031.4729 | 3031.4729 | 3031.4729 | 3031.4729 | 3031.4729 | 3031.4729 | 3031.4729 | 3031.4729 | 3031.4729 | 1916.4729 | 0 | 0
NEM | CCGT | 3054.9 | 3054.9 | 2874.9 | 2874.9 | 2874.9 | 2874.9 | 2874.9 | 2874.9 | 2874.9 | 2874.9 | 2874.9 | 2874.9 | 2874.9 | 2874.9 | 2874.9 | 2489.9 | 1960.9 | 1960.9 | 1817.5 | 1817.5 | 1817.5 | 1817.5 | 1377.5 | 1192.5 | 548 | 388 | 388 | 388 | 388
NEM | Gas - Steam | 1384 | 1384 | 1384 | 1384 | 1384 | 1384 | 1384 | 1384 | 1384 | 1384 | 1384 | 1384 | 1384 | 1384 | 584 | 584 | 584 | 584 | 84 | 84 | 84 | 84 | 84 | 84 | 84 | 0 | 0 | 0 | 0
NEM | OCGT / Diesel | 6863.14 | 6863.14 | 6863.14 | 6863.14 | 6863.14 | 6863.14 | 6863.14 | 6863.14 | 6863.14 | 6480.64 | 6480.64 | 6211.3 | 5749.3 | 5632.3 | 5502.3 | 5502.3 | 5502.3 | 5502.3 | 5062.3 | 4942.3 | 4942.3 | 4848.3 | 4848.3 | 4369.665 | 4369.665 | 4439.9114 | 3855.9114 | 5173.2128 | 4654.2128
NEM | Hydro | 7365.3 | 7365.3 | 7365.3 | 7365.3 | 7365.3 | 7365.3 | 7365.3 | 7365.3 | 7365.3 | 7365.3 | 7365.3 | 7365.3 | 7365.3 | 7365.3 | 7365.3 | 7365.3 | 7278.9 | 7278.9 | 7278.9 | 7278.9 | 7278.9 | 7212.9 | 7212.9 | 7212.9 | 7212.9 | 7212.9 | 7212.9 | 7212.9 | 7212.9
NEM | Wind | 8952.838 | 11245.3614 | 11995.5818 | 13345.6037 | 14095.5606 | 14776.0881 | 15793.6905 | 16504.7626 | 16551.1681 | 16580.4957 | 18115.7876 | 18258.3553 | 18249.7233 | 18392.2911 | 18312.9588 | 18224.2267 | 20806.39 | 21034.5078 | 21440.0732 | 21090.3616 | 23280.8251 | 26397.0791 | 26845.549 | 25974.4834 | 26036.1876 | 27544.8193 | 29834.6976 | 32582.2386 | 32947.1776
NEM | Solar PV | 5599.971 | 6959.156 | 6959.156 | 6959.156 | 6959.156 | 7059.156 | 7347.9866 | 7653.0426 | 8424.2661 | 9195.4897 | 11789.2279 | 11789.2279 | 11789.2279 | 11789.2279 | 11789.2279 | 11668.2279 | 11618.2279 | 11467.9279 | 11467.9279 | 11467.9279 | 11467.9279 | 13298.3778 | 13464.1048 | 13045.4848 | 14008.7559 | 17813.2453 | 19129.0239 | 20707.4347 | 21494.2816
NEM | Grid Battery | 260.33 | 600.33 | 600.33 | 600.33 | 600.33 | 600.33 | 600.33 | 600.33 | 600.33 | 570.33 | 570.33 | 570.33 | 515 | 490 | 490 | 490 | 729.2416 | 729.2416 | 859.3487 | 904.6325 | 2363.4998 | 2360.7352 | 2490.6296 | 3795.1933 | 3838.2853 | 3838.2853 | 3838.2853 | 4726.2463 | 5122.4854
NEM | Pumped Hydro | 810 | 810 | 810 | 810 | 2850 | 2850 | 2850 | 2850 | 4850 | 4850 | 4850 | 4850 | 4850 | 4850 | 4850 | 4850 | 4850.0001 | 4862.7739 | 5175.7474 | 5175.7683 | 5248.7524 | 5575.5126 | 5575.5126 | 5575.5126 | 6279.674 | 7413.7906 | 7571.4873 | 8559.5151 | 8559.5151
NEM | VPP | 16.664 | 23.784 | 29.264 | 39.576 | 51.967 | 65.293 | 79.86 | 94.306 | 109.741 | 119.148 | 146.679 | 164.379 | 187.385 | 202.9 | 213.633 | 223.149 | 232.423 | 242.169 | 252.817 | 263.667 | 274.382 | 285.466 | 297.338 | 309.263 | 321.064 | 332.771 | 344.395 | 356.261 | 368.479
Total excluding storage |  | 56376.149 | 59552.8573 | 58648.0778 | 54796.2503 | 53151.3253 | 53103.0651 | 54406.3095 | 54722.4376 | 53418.1106 | 53193.7699 | 56653.0804 | 56526.3082 | 56055.6762 | 56081.2439 | 54833.9957 | 54183.7368 | 55947.1316 | 56024.9493 | 55347.1148 | 54877.4032 | 57067.8667 | 59760.5706 | 59650.8267 | 57332.5061 | 57347.9815 | 62122.3488 | 64029.0057 | 67755.7861 | 68388.572
Region | Technology | 2021-22 | 2022-23 | 2023-24 | 2024-25 | 2025-26 | 2026-27 | 2027-28 | 2028-29 | 2029-30 | 2030-31 | 2031-32 | 2032-33 | 2033-34 | 2034-35 | 2035-36 | 2036-37 | 2037-38 | 2038-39 | 2039-40 | 2040-41 | 2041-42 | 2042-43 | 2043-44 | 2044-45 | 2045-46 | 2046-47 | 2047-48 | 2048-49 | 2049-50
NSW1 | Black Coal | 10240 | 9765 | 8290 | 7097.8901 | 4703.0082 | 4703.0082 | 4703.0082 | 4703.0082 | 2662.1115 | 2019.7196 | 1350 | 1350 | 1350 | 1350 | 1350 | 1350 | 1350 | 1350 | 1350 | 1350 | 1350 | 0 | 0 | 0 | 0 | 0 | 0 | 0 | 0
NSW1 | Brown Coal | 0 | 0 | 0 | 0 | 0 | 0 | 0 | 0 | 0 | 0 | 0 | 0 | 0 | 0 | 0 | 0 | 0 | 0 | 0 | 0 | 0 | 0 | 0 | 0 | 0 | 0 | 0 | 0 | 0
NSW1 | CCGT | 625 | 625 | 625 | 625 | 625 | 625 | 625 | 625 | 625 | 625 | 625 | 625 | 625 | 625 | 625 | 625 | 625 | 625 | 625 | 625 | 625 | 625 | 185 | 0 | 0 | 0 | 0 | 0 | 0
NSW1 | Gas - Steam | 0 | 0 | 0 | 0 | 0 | 0 | 0 | 0 | 0 | 0 | 0 | 0 | 0 | 0 | 0 | 0 | 0 | 0 | 0 | 0 | 0 | 0 | 0 | 0 | 0 | 0 | 0 | 0 | 0
NSW1 | OCGT / Diesel | 1438 | 1438 | 1438 | 1438 | 1438 | 1438 | 1438 | 1438 | 1438 | 1438 | 1438 | 1438 | 1438 | 1438 | 1388 | 1388 | 1388 | 1388 | 1388 | 1388 | 1388 | 1388 | 1388 | 1308.5649 | 1308.5649 | 1308.5649 | 1308.5649 | 1639.493 | 1639.493
NSW1 | Hydro | 2585 | 2585 | 2585 | 2585 | 2585 | 2585 | 2585 | 2585 | 2585 | 2585 | 2585 | 2585 | 2585 | 2585 | 2585 | 2585 | 2585 | 2585 | 2585 | 2585 | 2585 | 2585 | 2585 | 2585 | 2585 | 2585 | 2585 | 2585 | 2585
NSW1 | Wind | 2220.73 | 2829.0934 | 3437.658 | 4046.0238 | 4654.5887 | 5197.9601 | 5597.1618 | 5984.2856 | 5984.2856 | 5984.2856 | 7377.7737 | 7377.7737 | 7377.7737 | 7377.7737 | 7377.7737 | 7331.2737 | 7061.2737 | 6958.7937 | 6958.7937 | 6604.854 | 8515.003 | 10550.5463 | 10490.557 | 10490.557 | 10490.557 | 10660.507 | 10772.4337 | 10772.4337 | 10659.244
NSW1 | Solar PV | 2130.363 | 2600.363 | 2600.363 | 2600.363 | 2600.363 | 2700.363 | 2989.1936 | 3294.2496 | 4065.4731 | 4836.6967 | 7430.4349 | 7430.4349 | 7430.4349 | 7430.4349 | 7430.4349 | 7430.4349 | 7430.4349 | 7280.1349 | 7280.1349 | 7280.1349 | 7280.1349 | 8092.636 | 8084.9746 | 8084.9746 | 8414.6619 | 10603.2443 | 11203.8942 | 11153.8942 | 11009.7965
NSW1 | Grid Battery | 0 | 0 | 0 | 0 | 0 | 0 | 0 | 0 | 0 | 0 | 0 | 0 | 0 | 0 | 0 | 0 | 0 | 0 | 0 | 0 | 0 | 0 | 129.8944 | 340.1549 | 383.2469 | 383.2469 | 383.2469 | 383.2469 | 383.2469
NSW1 | Pumped Hydro | 240 | 240 | 240 | 240 | 2280 | 2280 | 2280 | 2280 | 4280 | 4280 | 4280 | 4280 | 4280 | 4280 | 4280 | 4280 | 4280 | 4280 | 4280 | 4280.0209 | 4280 | 4280 | 4280 | 4280 | 4280 | 4280 | 4280 | 4280 | 4280
NSW1 | VPP | 6.558 | 8.786 | 10.68 | 15.384 | 20.217 | 25.635 | 31.095 | 36.873 | 42.845 | 46.41 | 57.069 | 64.706 | 73.35 | 79.327 | 83.166 | 86.441 | 89.566 | 92.826 | 96.448 | 100.138 | 103.729 | 107.422 | 111.417 | 115.418 | 119.319 | 123.127 | 126.856 | 130.617 | 134.472
Total excluding storage |  | 19239.093 | 19842.4564 | 18976.021 | 18392.2769 | 16605.9599 | 17249.3313 | 17937.3636 | 18629.5435 | 17359.8702 | 17488.7019 | 20806.2086 | 20806.2086 | 20806.2086 | 20806.2086 | 20756.2086 | 20709.7086 | 20439.7086 | 20186.9286 | 20186.9286 | 19832.9889 | 21743.1379 | 23241.1823 | 22733.5316 | 22469.0965 | 22798.7838 | 25157.3163 | 25869.8929 | 26150.8209 | 25893.5335
Region | Technology | 2021-22 | 2022-23 | 2023-24 | 2024-25 | 2025-26 | 2026-27 | 2027-28 | 2028-29 | 2029-30 | 2030-31 | 2031-32 | 2032-33 | 2033-34 | 2034-35 | 2035-36 | 2036-37 | 2037-38 | 2038-39 | 2039-40 | 2040-41 | 2041-42 | 2042-43 | 2043-44 | 2044-45 | 2045-46 | 2046-47 | 2047-48 | 2048-49 | 2049-50
QLD1 | Black Coal | 8126 | 8126 | 8126 | 5874.7876 | 5874.7876 | 5046 | 5042.8112 | 4342.8112 | 4261.7521 | 4261.7521 | 4261.7521 | 4261.7521 | 4261.7521 | 4261.7521 | 4023.8362 | 3968.3093 | 3814.9408 | 3814.9408 | 3814.9408 | 3814.9408 | 3814.9408 | 3070.9408 | 2787 | 2422 | 2057 | 1692 | 1692 | 1692 | 1692
QLD1 | Brown Coal | 0 | 0 | 0 | 0 | 0 | 0 | 0 | 0 | 0 | 0 | 0 | 0 | 0 | 0 | 0 | 0 | 0 | 0 | 0 | 0 | 0 | 0 | 0 | 0 | 0 | 0 | 0 | 0 | 0
QLD1 | CCGT | 1512.9 | 1512.9 | 1512.9 | 1512.9 | 1512.9 | 1512.9 | 1512.9 | 1512.9 | 1512.9 | 1512.9 | 1512.9 | 1512.9 | 1512.9 | 1512.9 | 1512.9 | 1127.9 | 1127.9 | 1127.9 | 984.5 | 984.5 | 984.5 | 984.5 | 984.5 | 984.5 | 340 | 180 | 180 | 180 | 180
QLD1 | Gas - Steam | 84 | 84 | 84 | 84 | 84 | 84 | 84 | 84 | 84 | 84 | 84 | 84 | 84 | 84 | 84 | 84 | 84 | 84 | 84 | 84 | 84 | 84 | 84 | 84 | 84 | 0 | 0 | 0 | 0
QLD1 | OCGT / Diesel | 1910 | 1910 | 1910 | 1910 | 1910 | 1910 | 1910 | 1910 | 1910 | 1910 | 1910 | 1910 | 1618 | 1501 | 1501 | 1501 | 1501 | 1501 | 1501 | 1501 | 1501 | 1501 | 1501 | 1369 | 1369 | 1439.2464 | 1439.2464 | 2097.6191 | 1578.6191
QLD1 | Hydro | 152.4 | 152.4 | 152.4 | 152.4 | 152.4 | 152.4 | 152.4 | 152.4 | 152.4 | 152.4 | 152.4 | 152.4 | 152.4 | 152.4 | 152.4 | 152.4 | 66 | 66 | 66 | 66 | 66 | 0 | 0 | 0 | 0 | 0 | 0 | 0 | 0
QLD1 | Wind | 676.608 | 1176.608 | 1176.608 | 1776.608 | 1776.608 | 1776.6087 | 2290.8538 | 2477.6466 | 2477.6466 | 2477.6466 | 2477.6466 | 2477.6466 | 2477.6466 | 2477.6466 | 2477.6466 | 2477.6466 | 4253.8859 | 4253.8859 | 4253.8859 | 4292.5564 | 4572.8709 | 5375.5704 | 5769.5804 | 5316.6904 | 5596.4224 | 6551.8535 | 6551.8535 | 6551.8535 | 7070.951
QLD1 | Solar PV | 2017.635 | 2827.62 | 2827.62 | 2827.62 | 2827.62 | 2827.62 | 2827.62 | 2827.62 | 2827.62 | 2827.62 | 2827.62 | 2827.62 | 2827.62 | 2827.62 | 2827.62 | 2706.62 | 2656.62 | 2656.62 | 2656.62 | 2656.62 | 2656.62 | 3629.347 | 3564.2839 | 3363.1839 | 3854.4643 | 5470.3705 | 5359.9705 | 4829.0705 | 5437.7558
QLD1 | Grid Battery | 0 | 20 | 20 | 20 | 20 | 20 | 20 | 20 | 20 | 20 | 20 | 20 | 20 | 20 | 20 | 20 | 259.2416 | 259.2416 | 259.2416 | 304.5254 | 845.6899 | 1142.9253 | 1142.9253 | 1649.5109 | 1649.5109 | 1649.5109 | 1649.5109 | 1649.5109 | 2045.75
QLD1 | Pumped Hydro | 570 | 570 | 570 | 570 | 570 | 570 | 570 | 570 | 570 | 570 | 570 | 570 | 570 | 570 | 570 | 570 | 570.0001 | 570.0001 | 570.0001 | 570.0001 | 643.0051 | 969.7653 | 969.7653 | 969.7653 | 1516.0008 | 2650.1174 | 2650.1174 | 2650.1174 | 2650.1174
QLD1 | VPP | 2.603 | 3.317 | 4.026 | 5.403 | 7.677 | 9.803 | 12.359 | 14.691 | 17.29 | 18.852 | 24.22 | 26.67 | 30.579 | 33.136 | 34.83 | 36.323 | 37.834 | 39.483 | 41.237 | 42.889 | 44.434 | 46.046 | 47.854 | 49.667 | 51.432 | 53.152 | 54.833 | 56.545 | 58.297
Total excluding storage |  | 14479.543 | 15789.528 | 15789.528 | 14138.3157 | 14138.3157 | 13309.5286 | 13820.585 | 13307.3779 | 13226.3187 | 13226.3187 | 13226.3187 | 13226.3187 | 12934.3187 | 12817.3187 | 12579.4028 | 12017.8759 | 13504.3467 | 13504.3467 | 13360.9467 | 13399.6172 | 13679.9317 | 14645.3583 | 14690.3643 | 13539.3742 | 13300.8867 | 15333.4704 | 15223.0704 | 15350.5431 | 15959.3258
Region | Technology | 2021-22 | 2022-23 | 2023-24 | 2024-25 | 2025-26 | 2026-27 | 2027-28 | 2028-29 | 2029-30 | 2030-31 | 2031-32 | 2032-33 | 2033-34 | 2034-35 | 2035-36 | 2036-37 | 2037-38 | 2038-39 | 2039-40 | 2040-41 | 2041-42 | 2042-43 | 2043-44 | 2044-45 | 2045-46 | 2046-47 | 2047-48 | 2048-49 | 2049-50
VIC1 | Black Coal | 0 | 0 | 0 | 0 | 0 | 0 | 0 | 0 | 0 | 0 | 0 | 0 | 0 | 0 | 0 | 0 | 0 | 0 | 0 | 0 | 0 | 0 | 0 | 0 | 0 | 0 | 0 | 0 | 0
VIC1 | Brown Coal | 4790 | 4790 | 4790 | 3031.4729 | 3031.4729 | 3031.4729 | 3031.4729 | 3031.4729 | 3031.4729 | 3031.4729 | 3031.4729 | 3031.4729 | 3031.4729 | 3031.4729 | 3031.4729 | 3031.4729 | 3031.4729 | 3031.4729 | 3031.4729 | 3031.4729 | 3031.4729 | 3031.4729 | 3031.4729 | 3031.4729 | 3031.4729 | 3031.4729 | 1916.4729 | 0 | 0
VIC1 | CCGT | 0 | 0 | 0 | 0 | 0 | 0 | 0 | 0 | 0 | 0 | 0 | 0 | 0 | 0 | 0 | 0 | 0 | 0 | 0 | 0 | 0 | 0 | 0 | 0 | 0 | 0 | 0 | 0 | 0
VIC1 | Gas - Steam | 500 | 500 | 500 | 500 | 500 | 500 | 500 | 500 | 500 | 500 | 500 | 500 | 500 | 500 | 500 | 500 | 500 | 500 | 0 | 0 | 0 | 0 | 0 | 0 | 0 | 0 | 0 | 0 | 0
VIC1 | OCGT / Diesel | 1900 | 1900 | 1900 | 1900 | 1900 | 1900 | 1900 | 1900 | 1900 | 1900 | 1900 | 1900 | 1730 | 1730 | 1730 | 1730 | 1730 | 1730 | 1290 | 1290 | 1290 | 1196 | 1196 | 1196 | 1196 | 1196 | 612 | 772.6688 | 772.6688
VIC1 | Hydro | 2219 | 2219 | 2219 | 2219 | 2219 | 2219 | 2219 | 2219 | 2219 | 2219 | 2219 | 2219 | 2219 | 2219 | 2219 | 2219 | 2219 | 2219 | 2219 | 2219 | 2219 | 2219 | 2219 | 2219 | 2219 | 2219 | 2219 | 2219 | 2219
VIC1 | Wind | 3434.44 | 4322.2 | 4322.2 | 4322.2 | 4322.2 | 4322.2 | 4322.2 | 4322.2 | 4322.2 | 4322.2 | 4322.2 | 4322.2 | 4269.7 | 4269.7 | 4269.7 | 4269.7 | 4202.5 | 3785.97 | 3901.6386 | 3758.4608 | 3758.4608 | 3835.8626 | 4164.1718 | 3852.1718 | 3977.344 | 4211.7745 | 6314.1968 | 8919.8215 | 8820.7691
VIC1 | Solar PV | 1098.973 | 1098.973 | 1098.973 | 1098.973 | 1098.973 | 1098.973 | 1098.973 | 1098.973 | 1098.973 | 1098.973 | 1098.973 | 1098.973 | 1098.973 | 1098.973 | 1098.973 | 1098.973 | 1098.973 | 1098.973 | 1098.973 | 1098.973 | 1098.973 | 1098.973 | 1098.973 | 991.453 | 960.35 | 960.3507 | 1340.35 | 3288.45 | 3718.7094
VIC1 | Grid Battery | 55.33 | 375.33 | 375.33 | 375.33 | 375.33 | 375.33 | 375.33 | 375.33 | 375.33 | 375.33 | 375.33 | 375.33 | 320 | 320 | 320 | 320 | 320 | 320 | 450.1071 | 450.1071 | 766.0821 | 466.0821 | 466.0821 | 839.678 | 839.678 | 839.678 | 839.678 | 1727.639 | 1727.639
VIC1 | Pumped Hydro | 0 | 0 | 0 | 0 | 0 | 0 | 0 | 0 | 0 | 0 | 0 | 0 | 0 | 0 | 0 | 0 | 0 | 12.7738 | 325.7473 | 325.7473 | 325.7473 | 325.7473 | 325.7473 | 325.7473 | 483.6732 | 483.6732 | 641.3699 | 1629.3977 | 1629.3977
VIC1 | VPP | 3.731 | 5.337 | 6.562 | 8.868 | 11.994 | 15.011 | 18.664 | 22.177 | 26.3 | 29 | 38.307 | 44.082 | 52.345 | 57.273 | 60.753 | 63.832 | 66.791 | 69.883 | 73.295 | 76.876 | 80.486 | 84.222 | 88.149 | 92.06 | 95.945 | 99.82 | 103.664 | 107.599 | 111.657
Total excluding storage |  | 13942.413 | 14830.173 | 14830.173 | 13071.6458 | 13071.6458 | 13071.6458 | 13071.6458 | 13071.6458 | 13071.6458 | 13071.6458 | 13071.6458 | 13071.6458 | 12849.1458 | 12849.1458 | 12849.1458 | 12849.1458 | 12781.9458 | 12365.4158 | 11541.0844 | 11397.9066 | 11397.9066 | 11381.3084 | 11709.6176 | 11290.0976 | 11384.1669 | 11618.598 | 12402.0196 | 15199.9403 | 15531.1473
Region | Technology | 2021-22 | 2022-23 | 2023-24 | 2024-25 | 2025-26 | 2026-27 | 2027-28 | 2028-29 | 2029-30 | 2030-31 | 2031-32 | 2032-33 | 2033-34 | 2034-35 | 2035-36 | 2036-37 | 2037-38 | 2038-39 | 2039-40 | 2040-41 | 2041-42 | 2042-43 | 2043-44 | 2044-45 | 2045-46 | 2046-47 | 2047-48 | 2048-49 | 2049-50
SA1 | Black Coal | 0 | 0 | 0 | 0 | 0 | 0 | 0 | 0 | 0 | 0 | 0 | 0 | 0 | 0 | 0 | 0 | 0 | 0 | 0 | 0 | 0 | 0 | 0 | 0 | 0 | 0 | 0 | 0 | 0
SA1 | Brown Coal | 0 | 0 | 0 | 0 | 0 | 0 | 0 | 0 | 0 | 0 | 0 | 0 | 0 | 0 | 0 | 0 | 0 | 0 | 0 | 0 | 0 | 0 | 0 | 0 | 0 | 0 | 0 | 0 | 0
SA1 | CCGT | 709 | 709 | 529 | 529 | 529 | 529 | 529 | 529 | 529 | 529 | 529 | 529 | 529 | 529 | 529 | 529 | 0 | 0 | 0 | 0 | 0 | 0 | 0 | 0 | 0 | 0 | 0 | 0 | 0
SA1 | Gas - Steam | 800 | 800 | 800 | 800 | 800 | 800 | 800 | 800 | 800 | 800 | 800 | 800 | 800 | 800 | 0 | 0 | 0 | 0 | 0 | 0 | 0 | 0 | 0 | 0 | 0 | 0 | 0 | 0 | 0
SA1 | OCGT / Diesel | 1437.14 | 1437.14 | 1437.14 | 1437.14 | 1437.14 | 1437.14 | 1437.14 | 1437.14 | 1437.14 | 1054.64 | 1054.64 | 785.3 | 785.3 | 785.3 | 705.3 | 705.3 | 705.3 | 705.3 | 705.3 | 705.3 | 705.3 | 705.3 | 705.3 | 438.1001 | 438.1001 | 438.1001 | 438.1001 | 605.4319 | 605.4319
SA1 | Hydro | 0 | 0 | 0 | 0 | 0 | 0 | 0 | 0 | 0 | 0 | 0 | 0 | 0 | 0 | 0 | 0 | 0 | 0 | 0 | 0 | 0 | 0 | 0 | 0 | 0 | 0 | 0 | 0 | 0
SA1 | Wind | 2053.31 | 2349.71 | 2349.71 | 2349.71 | 2349.71 | 2349.71 | 2316.71 | 2316.71 | 2225.96 | 2113.96 | 2113.96 | 2113.96 | 2015.26 | 2015.26 | 1793.36 | 1608.56 | 2609.1163 | 3213.5157 | 3355.677 | 3316.677 | 3316.677 | 3517.2864 | 3303.4264 | 3345.6507 | 3002.4507 | 3151.2708 | 3226.8001 | 3368.7164 | 3426.8001
SA1 | Solar PV | 353 | 432.2 | 432.2 | 432.2 | 432.2 | 432.2 | 432.2 | 432.2 | 432.2 | 432.2 | 432.2 | 432.2 | 432.2 | 432.2 | 432.2 | 432.2 | 432.2 | 432.2 | 432.2 | 432.2 | 432.2 | 477.4218 | 715.8734 | 605.8734 | 779.2797 | 779.2797 | 1224.8091 | 1436.0199 | 1328.0199
SA1 | Grid Battery | 205 | 205 | 205 | 205 | 205 | 205 | 205 | 205 | 205 | 175 | 175 | 175 | 175 | 150 | 150 | 150 | 150 | 150 | 150 | 150 | 751.7278 | 751.7278 | 751.7278 | 965.8495 | 965.8495 | 965.8495 | 965.8495 | 965.8495 | 965.8495
SA1 | Pumped Hydro | 0 | 0 | 0 | 0 | 0 | 0 | 0 | 0 | 0 | 0 | 0 | 0 | 0 | 0 | 0 | 0 | 0 | 0 | 0 | 0 | 0 | 0 | 0 | 0 | 0 | 0 | 0 | 0 | 0
SA1 | VPP | 3.332 | 5.788 | 7.33 | 9.022 | 10.892 | 13.305 | 15.805 | 18.292 | 20.649 | 22.005 | 23.441 | 24.951 | 26.615 | 28.315 | 29.831 | 31.335 | 32.863 | 34.455 | 36.142 | 37.889 | 39.684 | 41.551 | 43.511 | 45.537 | 47.623 | 49.772 | 51.99 | 54.295 | 56.693
Total excluding storage |  | 5352.45 | 5728.05 | 5548.05 | 5548.05 | 5548.05 | 5548.05 | 5515.05 | 5515.05 | 5424.3 | 4929.8 | 4929.8 | 4660.46 | 4561.76 | 4561.76 | 3459.86 | 3275.06 | 3746.6163 | 4351.0157 | 4493.177 | 4454.177 | 4454.177 | 4700.0081 | 4724.5997 | 4389.6242 | 4219.8306 | 4368.6507 | 4889.7093 | 5410.1683 | 5360.252
Region | Technology | 2021-22 | 2022-23 | 2023-24 | 2024-25 | 2025-26 | 2026-27 | 2027-28 | 2028-29 | 2029-30 | 2030-31 | 2031-32 | 2032-33 | 2033-34 | 2034-35 | 2035-36 | 2036-37 | 2037-38 | 2038-39 | 2039-40 | 2040-41 | 2041-42 | 2042-43 | 2043-44 | 2044-45 | 2045-46 | 2046-47 | 2047-48 | 2048-49 | 2049-50
TAS1 | Black Coal | 0 | 0 | 0 | 0 | 0 | 0 | 0 | 0 | 0 | 0 | 0 | 0 | 0 | 0 | 0 | 0 | 0 | 0 | 0 | 0 | 0 | 0 | 0 | 0 | 0 | 0 | 0 | 0 | 0
TAS1 | Brown Coal | 0 | 0 | 0 | 0 | 0 | 0 | 0 | 0 | 0 | 0 | 0 | 0 | 0 | 0 | 0 | 0 | 0 | 0 | 0 | 0 | 0 | 0 | 0 | 0 | 0 | 0 | 0 | 0 | 0
TAS1 | CCGT | 208 | 208 | 208 | 208 | 208 | 208 | 208 | 208 | 208 | 208 | 208 | 208 | 208 | 208 | 208 | 208 | 208 | 208 | 208 | 208 | 208 | 208 | 208 | 208 | 208 | 208 | 208 | 208 | 208
TAS1 | Gas - Steam | 0 | 0 | 0 | 0 | 0 | 0 | 0 | 0 | 0 | 0 | 0 | 0 | 0 | 0 | 0 | 0 | 0 | 0 | 0 | 0 | 0 | 0 | 0 | 0 | 0 | 0 | 0 | 0 | 0
TAS1 | OCGT / Diesel | 178 | 178 | 178 | 178 | 178 | 178 | 178 | 178 | 178 | 178 | 178 | 178 | 178 | 178 | 178 | 178 | 178 | 178 | 178 | 58 | 58 | 58 | 58 | 58 | 58 | 58 | 58 | 58 | 58
TAS1 | Hydro | 2408.9 | 2408.9 | 2408.9 | 2408.9 | 2408.9 | 2408.9 | 2408.9 | 2408.9 | 2408.9 | 2408.9 | 2408.9 | 2408.9 | 2408.9 | 2408.9 | 2408.9 | 2408.9 | 2408.9 | 2408.9 | 2408.9 | 2408.9 | 2408.9 | 2408.9 | 2408.9 | 2408.9 | 2408.9 | 2408.9 | 2408.9 | 2408.9 | 2408.9
TAS1 | Wind | 567.75 | 567.75 | 709.4058 | 851.0618 | 992.4539 | 1129.6093 | 1266.765 | 1403.9204 | 1541.0759 | 1682.4035 | 1824.2073 | 1966.775 | 2109.343 | 2251.9108 | 2394.4785 | 2537.0464 | 2679.6142 | 2822.3426 | 2970.0781 | 3117.8135 | 3117.8135 | 3117.8135 | 3117.8135 | 2969.4135 | 2969.4135 | 2969.4135 | 2969.4135 | 2969.4135 | 2969.4135
TAS1 | Solar PV | 0 | 0 | 0 | 0 | 0 | 0 | 0 | 0 | 0 | 0 | 0 | 0 | 0 | 0 | 0 | 0 | 0 | 0 | 0 | 0 | 0 | 0 | 0 | 0 | 0 | 0 | 0 | 0 | 0
TAS1 | Grid Battery | 0 | 0 | 0 | 0 | 0 | 0 | 0 | 0 | 0 | 0 | 0 | 0 | 0 | 0 | 0 | 0 | 0 | 0 | 0 | 0 | 0 | 0 | 0 | 0 | 0 | 0 | 0 | 0 | 0
TAS1 | Pumped Hydro | 0 | 0 | 0 | 0 | 0 | 0 | 0 | 0 | 0 | 0 | 0 | 0 | 0 | 0 | 0 | 0 | 0 | 0 | 0 | 0 | 0 | 0 | 0 | 0 | 0 | 0 | 0 | 0 | 0
TAS1 | VPP | 0.44 | 0.556 | 0.666 | 0.899 | 1.187 | 1.539 | 1.937 | 2.273 | 2.657 | 2.881 | 3.642 | 3.97 | 4.496 | 4.849 | 5.053 | 5.218 | 5.369 | 5.522 | 5.695 | 5.875 | 6.049 | 6.225 | 6.407 | 6.581 | 6.745 | 6.9 | 7.052 | 7.205 | 7.36
Total excluding storage |  | 3362.65 | 3362.65 | 3504.3058 | 3645.9618 | 3787.3539 | 3924.5093 | 4061.665 | 4198.8204 | 4335.9758 | 4477.3035 | 4619.1073 | 4761.675 | 4904.243 | 5046.8107 | 5189.3785 | 5331.9464 | 5474.5142 | 5617.2426 | 5764.9781 | 5792.7135 | 5792.7135 | 5792.7135 | 5792.7135 | 5644.3135 | 5644.3135 | 5644.3135 | 5644.3135 | 5644.3135 | 5644.3135
Explicitly modelled pumping
Region | Technology | 2021-22 | 2022-23 | 2023-24 | 2024-25 | 2025-26 | 2026-27 | 2027-28 | 2028-29 | 2029-30 | 2030-31 | 2031-32 | 2032-33 | 2033-34 | 2034-35 | 2035-36 | 2036-37 | 2037-38 | 2038-39 | 2039-40 | 2040-41 | 2041-42 | 2042-43 | 2043-44 | 2044-45 | 2045-46 | 2046-47 | 2047-48 | 2048-49 | 2049-50
NEM | Grid Battery pump | 260.33 | 600.33 | 600.33 | 600.33 | 600.33 | 600.33 | 600.33 | 600.33 | 600.33 | 570.33 | 570.33 | 570.33 | 515 | 490 | 490 | 490 | 729.2416 | 729.2416 | 859.3487 | 904.6325 | 2363.4998 | 2360.7352 | 2490.6296 | 3795.1933 | 3838.2853 | 3838.2853 | 3838.2853 | 4726.2463 | 5122.4854
NEM | Pumped Hydro Pump | 1330 | 1330 | 1330 | 1330 | 3370 | 3370 | 3370 | 3370 | 5370 | 5370 | 5370 | 5370 | 5370 | 5370 | 5370 | 5370 | 5370.0001 | 5382.7739 | 5695.7474 | 5695.7683 | 5768.7524 | 6095.5126 | 6095.5126 | 6095.5126 | 6799.674 | 7933.7906 | 8091.4873 | 9079.5151 | 9079.5151
NEM | VPP pump | 16.664 | 23.784 | 29.264 | 39.576 | 51.967 | 65.293 | 79.86 | 94.306 | 109.741 | 119.148 | 146.679 | 164.379 | 187.385 | 202.9 | 213.633 | 223.149 | 232.423 | 242.169 | 252.817 | 263.667 | 274.382 | 285.466 | 297.338 | 309.263 | 321.064 | 332.771 | 344.395 | 356.261 | 368.479
Region | Technology | 2021-22 | 2022-23 | 2023-24 | 2024-25 | 2025-26 | 2026-27 | 2027-28 | 2028-29 | 2029-30 | 2030-31 | 2031-32 | 2032-33 | 2033-34 | 2034-35 | 2035-36 | 2036-37 | 2037-38 | 2038-39 | 2039-40 | 2040-41 | 2041-42 | 2042-43 | 2043-44 | 2044-45 | 2045-46 | 2046-47 | 2047-48 | 2048-49 | 2049-50
NSW1 | Grid Battery pump | 0 | 0 | 0 | 0 | 0 | 0 | 0 | 0 | 0 | 0 | 0 | 0 | 0 | 0 | 0 | 0 | 0 | 0 | 0 | 0 | 0 | 0 | 129.8944 | 340.1549 | 383.2469 | 383.2469 | 383.2469 | 383.2469 | 383.2469
NSW1 | Pumped Hydro Pump | 840 | 840 | 840 | 840 | 2880 | 2880 | 2880 | 2880 | 4880 | 4880 | 4880 | 4880 | 4880 | 4880 | 4880 | 4880 | 4880 | 4880 | 4880 | 4880.0209 | 4880 | 4880 | 4880 | 4880 | 4880 | 4880 | 4880 | 4880 | 4880
NSW1 | VPP pump | 6.558 | 8.786 | 10.68 | 15.384 | 20.217 | 25.635 | 31.095 | 36.873 | 42.845 | 46.41 | 57.069 | 64.706 | 73.35 | 79.327 | 83.166 | 86.441 | 89.566 | 92.826 | 96.448 | 100.138 | 103.729 | 107.422 | 111.417 | 115.418 | 119.319 | 123.127 | 126.856 | 130.617 | 134.472
Region | Technology | 2021-22 | 2022-23 | 2023-24 | 2024-25 | 2025-26 | 2026-27 | 2027-28 | 2028-29 | 2029-30 | 2030-31 | 2031-32 | 2032-33 | 2033-34 | 2034-35 | 2035-36 | 2036-37 | 2037-38 | 2038-39 | 2039-40 | 2040-41 | 2041-42 | 2042-43 | 2043-44 | 2044-45 | 2045-46 | 2046-47 | 2047-48 | 2048-49 | 2049-50
QLD1 | Grid Battery pump | 0 | 20 | 20 | 20 | 20 | 20 | 20 | 20 | 20 | 20 | 20 | 20 | 20 | 20 | 20 | 20 | 259.2416 | 259.2416 | 259.2416 | 304.5254 | 845.6899 | 1142.9253 | 1142.9253 | 1649.5109 | 1649.5109 | 1649.5109 | 1649.5109 | 1649.5109 | 2045.75
QLD1 | Pumped Hydro Pump | 490 | 490 | 490 | 490 | 490 | 490 | 490 | 490 | 490 | 490 | 490 | 490 | 490 | 490 | 490 | 490 | 490.0001 | 490.0001 | 490.0001 | 490.0001 | 563.0051 | 889.7653 | 889.7653 | 889.7653 | 1436.0008 | 2570.1174 | 2570.1174 | 2570.1174 | 2570.1174
QLD1 | VPP pump | 2.603 | 3.317 | 4.026 | 5.403 | 7.677 | 9.803 | 12.359 | 14.691 | 17.29 | 18.852 | 24.22 | 26.67 | 30.579 | 33.136 | 34.83 | 36.323 | 37.834 | 39.483 | 41.237 | 42.889 | 44.434 | 46.046 | 47.854 | 49.667 | 51.432 | 53.152 | 54.833 | 56.545 | 58.297
Region | Technology | 2021-22 | 2022-23 | 2023-24 | 2024-25 | 2025-26 | 2026-27 | 2027-28 | 2028-29 | 2029-30 | 2030-31 | 2031-32 | 2032-33 | 2033-34 | 2034-35 | 2035-36 | 2036-37 | 2037-38 | 2038-39 | 2039-40 | 2040-41 | 2041-42 | 2042-43 | 2043-44 | 2044-45 | 2045-46 | 2046-47 | 2047-48 | 2048-49 | 2049-50
VIC1 | Grid Battery pump | 55.33 | 375.33 | 375.33 | 375.33 | 375.33 | 375.33 | 375.33 | 375.33 | 375.33 | 375.33 | 375.33 | 375.33 | 320 | 320 | 320 | 320 | 320 | 320 | 450.1071 | 450.1071 | 766.0821 | 466.0821 | 466.0821 | 839.678 | 839.678 | 839.678 | 839.678 | 1727.639 | 1727.639
VIC1 | Pumped Hydro Pump | 0 | 0 | 0 | 0 | 0 | 0 | 0 | 0 | 0 | 0 | 0 | 0 | 0 | 0 | 0 | 0 | 0 | 12.7738 | 325.7473 | 325.7473 | 325.7473 | 325.7473 | 325.7473 | 325.7473 | 483.6732 | 483.6732 | 641.3699 | 1629.3977 | 1629.3977
VIC1 | VPP pump | 3.731 | 5.337 | 6.562 | 8.868 | 11.994 | 15.011 | 18.664 | 22.177 | 26.3 | 29 | 38.307 | 44.082 | 52.345 | 57.273 | 60.753 | 63.832 | 66.791 | 69.883 | 73.295 | 76.876 | 80.486 | 84.222 | 88.149 | 92.06 | 95.945 | 99.82 | 103.664 | 107.599 | 111.657
Region | Technology | 2021-22 | 2022-23 | 2023-24 | 2024-25 | 2025-26 | 2026-27 | 2027-28 | 2028-29 | 2029-30 | 2030-31 | 2031-32 | 2032-33 | 2033-34 | 2034-35 | 2035-36 | 2036-37 | 2037-38 | 2038-39 | 2039-40 | 2040-41 | 2041-42 | 2042-43 | 2043-44 | 2044-45 | 2045-46 | 2046-47 | 2047-48 | 2048-49 | 2049-50
SA1 | Grid Battery pump | 205 | 205 | 205 | 205 | 205 | 205 | 205 | 205 | 205 | 175 | 175 | 175 | 175 | 150 | 150 | 150 | 150 | 150 | 150 | 150 | 751.7278 | 751.7278 | 751.7278 | 965.8495 | 965.8495 | 965.8495 | 965.8495 | 965.8495 | 965.8495
SA1 | Pumped Hydro Pump | 0 | 0 | 0 | 0 | 0 | 0 | 0 | 0 | 0 | 0 | 0 | 0 | 0 | 0 | 0 | 0 | 0 | 0 | 0 | 0 | 0 | 0 | 0 | 0 | 0 | 0 | 0 | 0 | 0
SA1 | VPP pump | 3.332 | 5.788 | 7.33 | 9.022 | 10.892 | 13.305 | 15.805 | 18.292 | 20.649 | 22.005 | 23.441 | 24.951 | 26.615 | 28.315 | 29.831 | 31.335 | 32.863 | 34.455 | 36.142 | 37.889 | 39.684 | 41.551 | 43.511 | 45.537 | 47.623 | 49.772 | 51.99 | 54.295 | 56.693
Region | Technology | 2021-22 | 2022-23 | 2023-24 | 2024-25 | 2025-26 | 2026-27 | 2027-28 | 2028-29 | 2029-30 | 2030-31 | 2031-32 | 2032-33 | 2033-34 | 2034-35 | 2035-36 | 2036-37 | 2037-38 | 2038-39 | 2039-40 | 2040-41 | 2041-42 | 2042-43 | 2043-44 | 2044-45 | 2045-46 | 2046-47 | 2047-48 | 2048-49 | 2049-50
TAS1 | Grid Battery pump | 0 | 0 | 0 | 0 | 0 | 0 | 0 | 0 | 0 | 0 | 0 | 0 | 0 | 0 | 0 | 0 | 0 | 0 | 0 | 0 | 0 | 0 | 0 | 0 | 0 | 0 | 0 | 0 | 0
TAS1 | Pumped Hydro Pump | 0 | 0 | 0 | 0 | 0 | 0 | 0 | 0 | 0 | 0 | 0 | 0 | 0 | 0 | 0 | 0 | 0 | 0 | 0 | 0 | 0 | 0 | 0 | 0 | 0 | 0 | 0 | 0 | 0
TAS1 | VPP pump | 0.44 | 0.556 | 0.666 | 0.899 | 1.187 | 1.539 | 1.937 | 2.273 | 2.657 | 2.881 | 3.642 | 3.97 | 4.496 | 4.849 | 5.053 | 5.218 | 5.369 | 5.522 | 5.695 | 5.875 | 6.049 | 6.225 | 6.407 | 6.581 | 6.745 | 6.9 | 7.052 | 7.205 | 7.36
Non-controllable capacity
Region | Technology | 2021-22 | 2022-23 | 2023-24 | 2024-25 | 2025-26 | 2026-27 | 2027-28 | 2028-29 | 2029-30 | 2030-31 | 2031-32 | 2032-33 | 2033-34 | 2034-35 | 2035-36 | 2036-37 | 2037-38 | 2038-39 | 2039-40 | 2040-41 | 2041-42 | 2042-43 | 2043-44 | 2044-45 | 2045-46 | 2046-47 | 2047-48 | 2048-49 | 2049-50
NEM | Distributed PV | 12071.9601 | 12836.0361 | 13523.7203 | 14178.8822 | 14835.3555 | 15512.5326 | 16239.5508 | 16947.0386 | 17304.9306 | 17661.8011 | 18071.8312 | 18473.5992 | 18889.9324 | 19279.6463 | 19731.7674 | 20174.5607 | 20632.9484 | 21060.8571 | 21555.5786 | 22035.2366 | 22529.408 | 22994.5294 | 23523.7678 | 24037.3582 | 24568.6893 | 25073.3722 | 25638.2168 | 26197.5392 | 26773.1224
NEM | Behind the meter battery | 514.2 | 585.4 | 595.3 | 686 | 782.7 | 866.9 | 945.3 | 1004.4 | 1060.4 | 1110.7 | 1327.7 | 1440 | 1591.4 | 1670 | 1705.2 | 1728.8 | 1748.8 | 1771.3 | 1798.9 | 1826 | 1850.6 | 1875.9 | 1904.8 | 1932 | 1957.1 | 1979.7 | 2000.5 | 2021.5 | 2042.8
NEM | Behind the meter battery pump | 514.2 | 585.4 | 595.3 | 686 | 782.7 | 866.9 | 945.3 | 1004.4 | 1060.4 | 1110.7 | 1327.7 | 1440 | 1591.4 | 1670 | 1705.2 | 1728.8 | 1748.8 | 1771.3 | 1798.9 | 1826 | 1850.6 | 1875.9 | 1904.8 | 1932 | 1957.1 | 1979.7 | 2000.5 | 2021.5 | 2042.8
Region | Technology | 2021-22 | 2022-23 | 2023-24 | 2024-25 | 2025-26 | 2026-27 | 2027-28 | 2028-29 | 2029-30 | 2030-31 | 2031-32 | 2032-33 | 2033-34 | 2034-35 | 2035-36 | 2036-37 | 2037-38 | 2038-39 | 2039-40 | 2040-41 | 2041-42 | 2042-43 | 2043-44 | 2044-45 | 2045-46 | 2046-47 | 2047-48 | 2048-49 | 2049-50
NSW1 | Distributed PV | 3430.8612 | 3527.2651 | 3614.3143 | 3699.3742 | 3789.5904 | 3891.8215 | 4014.3248 | 4133.0652 | 4245.4669 | 4356.5247 | 4487.0786 | 4613.9457 | 4737.3366 | 4858.6192 | 5000.9756 | 5145.5395 | 5282.184 | 5417.1154 | 5576.6413 | 5731.6154 | 5876.7806 | 6020.8082 | 6185.689 | 6344.5854 | 6498.3271 | 6651.7908 | 6826.6012 | 6999.4085 | 7167.53
NSW1 | Behind the meter battery | 201.8 | 215.1 | 216 | 265.7 | 303.3 | 339.1 | 366.6 | 391.3 | 412.5 | 431 | 514.9 | 565.5 | 621.4 | 651.4 | 662.3 | 668.2 | 672.5 | 677.5 | 684.8 | 692 | 698 | 704.3 | 712.1 | 719.4 | 725.6 | 730.8 | 735.1 | 739.4 | 743.7
NSW1 | Behind the meter battery pump | 201.8 | 215.1 | 216 | 265.7 | 303.3 | 339.1 | 366.6 | 391.3 | 412.5 | 431 | 514.9 | 565.5 | 621.4 | 651.4 | 662.3 | 668.2 | 672.5 | 677.5 | 684.8 | 692 | 698 | 704.3 | 712.1 | 719.4 | 725.6 | 730.8 | 735.1 | 739.4 | 743.7
Region | Technology | 2021-22 | 2022-23 | 2023-24 | 2024-25 | 2025-26 | 2026-27 | 2027-28 | 2028-29 | 2029-30 | 2030-31 | 2031-32 | 2032-33 | 2033-34 | 2034-35 | 2035-36 | 2036-37 | 2037-38 | 2038-39 | 2039-40 | 2040-41 | 2041-42 | 2042-43 | 2043-44 | 2044-45 | 2045-46 | 2046-47 | 2047-48 | 2048-49 | 2049-50
QLD1 | Distributed PV | 3741.7238 | 3869.0981 | 3973.6735 | 4075.8552 | 4172.314 | 4278.4141 | 4391.7895 | 4494.34 | 4600.5328 | 4727.8011 | 4862.3166 | 4995.4091 | 5135.1279 | 5271.4915 | 5416.5844 | 5560.3624 | 5711.0651 | 5858.7107 | 6015.515 | 6171.571 | 6334.8512 | 6495.4532 | 6665.5414 | 6835.2177 | 7012.493 | 7187.5078 | 7372.4627 | 7557.1951 | 7749.9919
QLD1 | Behind the meter battery | 79.2 | 80.1 | 80.3 | 92 | 113.9 | 128.2 | 144.3 | 154.2 | 164.6 | 173.1 | 216.9 | 231 | 257 | 270.1 | 275.5 | 278.8 | 282.2 | 286.3 | 291 | 294.6 | 297.3 | 300.2 | 304.1 | 307.9 | 311.2 | 313.8 | 316.2 | 318.6 | 320.9
QLD1 | Behind the meter battery pump | 79.2 | 80.1 | 80.3 | 92 | 113.9 | 128.2 | 144.3 | 154.2 | 164.6 | 173.1 | 216.9 | 231 | 257 | 270.1 | 275.5 | 278.8 | 282.2 | 286.3 | 291 | 294.6 | 297.3 | 300.2 | 304.1 | 307.9 | 311.2 | 313.8 | 316.2 | 318.6 | 320.9
Region | Technology | 2021-22 | 2022-23 | 2023-24 | 2024-25 | 2025-26 | 2026-27 | 2027-28 | 2028-29 | 2029-30 | 2030-31 | 2031-32 | 2032-33 | 2033-34 | 2034-35 | 2035-36 | 2036-37 | 2037-38 | 2038-39 | 2039-40 | 2040-41 | 2041-42 | 2042-43 | 2043-44 | 2044-45 | 2045-46 | 2046-47 | 2047-48 | 2048-49 | 2049-50
VIC1 | Distributed PV | 3041.4624 | 3518.1757 | 3971.6673 | 4412.0893 | 4853.275 | 5291.2838 | 5750.236 | 6186.4027 | 6286.932 | 6368.0063 | 6473.0152 | 6560.8448 | 6673.5508 | 6766.6424 | 6889.6154 | 6988.2177 | 7116.9713 | 7221.569 | 7356.466 | 7467.3854 | 7608.9017 | 7726.6891 | 7875.322 | 8000.5227 | 8154.3054 | 8285.5073 | 8442.7184 | 8582.5143 | 8748.4613
VIC1 | Behind the meter battery | 115.8 | 132 | 134 | 154.3 | 181.6 | 200.5 | 222.3 | 237.7 | 255.9 | 272.2 | 349.4 | 389.1 | 448 | 474.7 | 488.1 | 497.5 | 505.4 | 513.9 | 524.2 | 535 | 545.4 | 556 | 567.3 | 577.6 | 587.3 | 596.3 | 604.5 | 612.8 | 621.3
VIC1 | Behind the meter battery pump | 115.8 | 132 | 134 | 154.3 | 181.6 | 200.5 | 222.3 | 237.7 | 255.9 | 272.2 | 349.4 | 389.1 | 448 | 474.7 | 488.1 | 497.5 | 505.4 | 513.9 | 524.2 | 535 | 545.4 | 556 | 567.3 | 577.6 | 587.3 | 596.3 | 604.5 | 612.8 | 621.3
Region | Technology | 2021-22 | 2022-23 | 2023-24 | 2024-25 | 2025-26 | 2026-27 | 2027-28 | 2028-29 | 2029-30 | 2030-31 | 2031-32 | 2032-33 | 2033-34 | 2034-35 | 2035-36 | 2036-37 | 2037-38 | 2038-39 | 2039-40 | 2040-41 | 2041-42 | 2042-43 | 2043-44 | 2044-45 | 2045-46 | 2046-47 | 2047-48 | 2048-49 | 2049-50
SA1 | Distributed PV | 1673.4667 | 1732.8694 | 1772.1978 | 1795.6398 | 1822.1359 | 1849.3844 | 1879.1234 | 1926.8971 | 1963.3836 | 1998.2747 | 2035.4872 | 2084.6971 | 2122.6241 | 2158.9148 | 2197.706 | 2248.5938 | 2288.0676 | 2325.98 | 2366.3689 | 2418.8952 | 2460.0783 | 2499.7339 | 2542.0457 | 2596.5163 | 2639.7737 | 2681.556 | 2725.882 | 2782.2745 | 2827.4561
SA1 | Behind the meter battery | 103.9 | 144.7 | 151.6 | 158.6 | 166.2 | 178.9 | 189.4 | 197.3 | 202.1 | 207.8 | 213.7 | 219.9 | 227 | 234 | 239.2 | 244 | 248.5 | 253.4 | 258.6 | 263.9 | 269.2 | 274.6 | 280.4 | 286.2 | 292 | 297.9 | 303.9 | 310 | 316.3
SA1 | Behind the meter battery pump | 103.9 | 144.7 | 151.6 | 158.6 | 166.2 | 178.9 | 189.4 | 197.3 | 202.1 | 207.8 | 213.7 | 219.9 | 227 | 234 | 239.2 | 244 | 248.5 | 253.4 | 258.6 | 263.9 | 269.2 | 274.6 | 280.4 | 286.2 | 292 | 297.9 | 303.9 | 310 | 316.3
Region | Technology | 2021-22 | 2022-23 | 2023-24 | 2024-25 | 2025-26 | 2026-27 | 2027-28 | 2028-29 | 2029-30 | 2030-31 | 2031-32 | 2032-33 | 2033-34 | 2034-35 | 2035-36 | 2036-37 | 2037-38 | 2038-39 | 2039-40 | 2040-41 | 2041-42 | 2042-43 | 2043-44 | 2044-45 | 2045-46 | 2046-47 | 2047-48 | 2048-49 | 2049-50
TAS1 | Distributed PV | 184.446 | 188.6279 | 191.8675 | 195.9237 | 198.0401 | 201.6287 | 204.0771 | 206.3336 | 208.6153 | 211.1944 | 213.9334 | 218.7025 | 221.2929 | 223.9783 | 226.886 | 231.8473 | 234.6604 | 237.482 | 240.5874 | 245.7697 | 248.7962 | 251.845 | 255.1696 | 260.5161 | 263.7902 | 267.0104 | 270.5525 | 276.1467 | 279.6832
TAS1 | Behind the meter battery | 13.5 | 13.5 | 13.4 | 15.4 | 17.7 | 20.2 | 22.7 | 23.9 | 25.3 | 26.6 | 32.8 | 34.5 | 38 | 39.8 | 40.1 | 40.3 | 40.2 | 40.2 | 40.3 | 40.5 | 40.7 | 40.8 | 40.9 | 40.9 | 41 | 40.9 | 40.8 | 40.7 | 40.6
TAS1 | Behind the meter battery pump | 13.5 | 13.5 | 13.4 | 15.4 | 17.7 | 20.2 | 22.7 | 23.9 | 25.3 | 26.6 | 32.8 | 34.5 | 38 | 39.8 | 40.1 | 40.3 | 40.2 | 40.2 | 40.3 | 40.5 | 40.7 | 40.8 | 40.9 | 40.9 | 41 | 40.9 | 40.8 | 40.7 | 40.6

## BaseCase_VOM Cost
VOM cost by technology ($000s) - Base Case, Slow Change Scenario
VOM | Real June 2020 dollars discounted to 1 July 2020
Explicitly modelled generation
Region | Technology | 2021-22 | 2022-23 | 2023-24 | 2024-25 | 2025-26 | 2026-27 | 2027-28 | 2028-29 | 2029-30 | 2030-31 | 2031-32 | 2032-33 | 2033-34 | 2034-35 | 2035-36 | 2036-37 | 2037-38 | 2038-39 | 2039-40 | 2040-41 | 2041-42 | 2042-43 | 2043-44 | 2044-45 | 2045-46 | 2046-47 | 2047-48 | 2048-49 | 2049-50
NEM | Black Coal | 323163.8149 | 279744.186 | 265177.6078 | 254614.8362 | 230299.117 | 200741.5701 | 182823.0183 | 181126.8765 | 127987.5501 | 107943.5872 | 75073.4198 | 78700.673 | 82768.074 | 75952.6769 | 65947.6425 | 68384.28 | 68534.0992 | 65485.3595 | 57957.2451 | 53689.7148 | 48578.6998 | 32680.2101 | 25884.1707 | 20929.6843 | 17704.2779 | 13686.1004 | 12427.6564 | 11303.0531 | 9980.4248
NEM | Brown Coal | 105318.7815 | 87405.841 | 92487.8465 | 61863.5928 | 62627.0653 | 60917.3198 | 53688.9108 | 53248.7263 | 50591.9627 | 51772.9101 | 46631.7325 | 45830.4525 | 45880.933 | 43922.0278 | 43002.797 | 40664.1205 | 37582.595 | 37221.6447 | 31964.3748 | 32461.0568 | 33681.5015 | 32203.7677 | 29696.4508 | 28654.602 | 26507.105 | 27122.8505 | 15953.6847 | 0 | 0
NEM | CCGT | 15859.7042 | 15240.7081 | 11718.5501 | 11377.3986 | 10430.3598 | 11371.7634 | 10392.8211 | 15502.8612 | 8925.4285 | 8605.5757 | 8493.4746 | 9329.8593 | 8327.4764 | 8964.6483 | 7404.3272 | 7100.474 | 6066.7901 | 8953.6382 | 10727.5773 | 10468.4403 | 8074.984 | 11738.5697 | 7588.3086 | 7384.2488 | 3732.265 | 2661.5062 | 2570.0958 | 2468.8371 | 2378.9532
NEM | Gas - Steam | 1675.4216 | 1665.1592 | 1756.184 | 637.3537 | 598.8687 | 588.2081 | 563.5268 | 868.7582 | 513.6004 | 499.2069 | 482.1859 | 470.8392 | 452.4927 | 429.3727 | 326.6808 | 308.3773 | 318.1437 | 291.7014 | 264.9968 | 258.2686 | 241.8587 | 349.7453 | 392.5068 | 364.1661 | 499.1818 | 0 | 0 | 0 | 0
NEM | OCGT / Diesel | 251.3488 | 146.9945 | 685.4849 | 547.4867 | 143.1779 | 444.7323 | 217.6919 | 1432.3178 | 28.0744 | 20.2071 | 28.7795 | 389.9921 | 224.9002 | 87.5343 | 483.093 | 421.4715 | 1024.2874 | 1307.5099 | 3587.1112 | 3990.0123 | 2775.5749 | 2383.2524 | 8328.3161 | 3052.5661 | 4276.8713 | 3538.8189 | 6614.1349 | 9688.745 | 9384.3531
NEM | Hydro | 90433.4665 | 87366.629 | 81323.252 | 97963.0275 | 94061.8831 | 67937.0639 | 61404.8138 | 68599.0917 | 55179.1211 | 49016.1013 | 43517.9959 | 42925.5155 | 43485.8391 | 42549.2037 | 37541.2216 | 34335.0292 | 39721.6617 | 32841.6419 | 28993.4556 | 26188.1157 | 24928.3409 | 26687.7992 | 25705.8926 | 23733.368 | 22048.3824 | 26502.6319 | 21268.8928 | 18302.0922 | 16746.1209
NEM | Wind | 66817.2229 | 78927.2762 | 68709.9262 | 70145.9614 | 70038.6646 | 70177.6696 | 67855.2009 | 58476.7473 | 55288.8105 | 52262.206 | 52091.5766 | 45245.0886 | 43138.8121 | 42541.1665 | 41858.6027 | 40362.96 | 33889.6013 | 29885.5809 | 27175.7326 | 26035.1441 | 23196.4423 | 21482.4472 | 16909.2306 | 15834.1505 | 10570.104 | 8183.1565 | 6577.9799 | 4590.5544 | 2892.5576
NEM | Solar PV | 13.7055 | 16.2002 | 15.8302 | 14.6652 | 13.8273 | 16.2329 | 21.7282 | 23.5453 | 36.6329 | 50.606 | 92.7172 | 87.7558 | 82.2684 | 76.9116 | 79.4288 | 76.492 | 65.7818 | 65.3664 | 67.0783 | 66.343 | 62.8364 | 79.2045 | 78.7171 | 80.4005 | 87.7525 | 106.6312 | 113.4849 | 127.9715 | 138.8849
NEM | Grid Battery | 0.13854 | 0.20463 | 0.22796 | 0.28754 | 0.29087 | 0.2896 | 0.27489 | 0.25121 | 0.22358 | 0.21984 | 0.21128 | 0.20741 | 0.18041 | 0.15846 | 0.1563 | 0.15116 | 0.54522 | 0.52666 | 0.70187 | 0.75613 | 2.5521 | 2.7822 | 2.8299 | 4.156 | 4.0462 | 3.7509 | 3.6329 | 4.1505 | 4.1144
NEM | Pumped Hydro | 585.7679 | 1400.8401 | 1563.1016 | 3330.9852 | 3350.2784 | 3451.6718 | 2936.7089 | 4088.2168 | 2032.7416 | 2418.6415 | 2668.5979 | 4300.2065 | 3514.9774 | 3621.3669 | 3339.4745 | 3149.8975 | 3382.0707 | 3159.5629 | 2915.3699 | 2414.9287 | 2382.0604 | 2037.1948 | 1614.9986 | 1369.001 | 1075.3064 | 1004.6246 | 912.8488 | 787.5177 | 490.1308
NEM | VPP | 0.11126 | 0.15851 | 0.18667 | 0.26935 | 0.37559 | 0.44879 | 0.53321 | 0.57367 | 0.5931 | 0.61818 | 0.73038 | 0.81983 | 0.90605 | 0.93354 | 0.92787 | 0.92706 | 0.8962 | 0.8855 | 0.85245 | 0.82744 | 0.74452 | 0.73141 | 0.69468 | 0.67336 | 0.66218 | 0.63366 | 0.61421 | 0.48772 | 0.41329
Total excluding storage |  | 603533.466 | 550512.9941 | 521874.6816 | 497164.3221 | 468212.9636 | 412194.56 | 376967.7119 | 379278.9242 | 298551.1806 | 270170.4002 | 226411.8819 | 222980.1761 | 224360.7959 | 214523.5419 | 196643.7936 | 191653.2045 | 187202.9603 | 176052.4428 | 160737.5716 | 153157.0956 | 141540.2385 | 127604.996 | 114583.5933 | 100033.1864 | 85425.9398 | 81801.6956 | 65525.9294 | 46481.2532 | 41521.2946
Region | Technology | 2021-22 | 2022-23 | 2023-24 | 2024-25 | 2025-26 | 2026-27 | 2027-28 | 2028-29 | 2029-30 | 2030-31 | 2031-32 | 2032-33 | 2033-34 | 2034-35 | 2035-36 | 2036-37 | 2037-38 | 2038-39 | 2039-40 | 2040-41 | 2041-42 | 2042-43 | 2043-44 | 2044-45 | 2045-46 | 2046-47 | 2047-48 | 2048-49 | 2049-50
NSW1 | Black Coal | 161021.7645 | 138928.8835 | 116294.0135 | 126431.647 | 99176.009 | 90679.2417 | 82546.072 | 89777.619 | 48646.5404 | 34927.9696 | 15461.3578 | 14885.7436 | 19524.2551 | 16360.2631 | 12497.599 | 16207.3835 | 18484.997 | 17670.064 | 14927.573 | 12336.202 | 10165.4575 | 0 | 0 | 0 | 0 | 0 | 0 | 0 | 0
NSW1 | Brown Coal | 0 | 0 | 0 | 0 | 0 | 0 | 0 | 0 | 0 | 0 | 0 | 0 | 0 | 0 | 0 | 0 | 0 | 0 | 0 | 0 | 0 | 0 | 0 | 0 | 0 | 0 | 0 | 0 | 0
NSW1 | CCGT | 233.3041 | 225.59 | 653.1457 | 406.8895 | 385.6405 | 373.8635 | 360.6593 | 348.1848 | 326.9575 | 318.347 | 305.3 | 293.6862 | 285.2128 | 389.0268 | 268.6224 | 253.138 | 250.1126 | 2182.9812 | 3832.9689 | 3939.6336 | 2476.4305 | 3866.7308 | 2.8407 | 1.1677e-05 | 1.156e-05 | 1.4549e-05 | 1.4544e-05 | 1.3713e-05 | 1.2954e-05
NSW1 | Gas - Steam | 0 | 0 | 0 | 0 | 0 | 0 | 0 | 0 | 0 | 0 | 0 | 0 | 0 | 0 | 0 | 0 | 0 | 0 | 0 | 0 | 0 | 0 | 0 | 0 | 0 | 0 | 0 | 0 | 0
NSW1 | OCGT / Diesel | 1.0904e-05 | 1.0421e-05 | 29.7929 | 303.4418 | 49.7592 | 106.699 | 44.9496 | 88.0114 | 1.065e-05 | 1.0551e-05 | 9.6819e-06 | 88.505 | 16.9146 | 23.5701 | 75.3744 | 39.9737 | 113.1003 | 34.8284 | 620.1583 | 685.2273 | 518.3576 | 380.2648 | 3427.0802 | 1080.5546 | 1141.3089 | 839.4005 | 3710.7672 | 3333.9596 | 4371.5914
NSW1 | Hydro | 14179.2441 | 14423.8525 | 12567.7806 | 15860.0884 | 15720.6505 | 14129.1305 | 13111.8749 | 17974.6014 | 12033.165 | 10789.1141 | 10982.3035 | 11792.6188 | 12004.1859 | 13308.953 | 11034.3132 | 10184.7011 | 13835.7723 | 10866.9036 | 8887.2742 | 8306.1087 | 7328.7793 | 9230.1758 | 9307.32 | 8343.5769 | 7967.1098 | 10118.405 | 7892.618 | 6568.8143 | 5836.3595
NSW1 | Wind | 15956.4284 | 17989.4379 | 16313.7791 | 15623.3515 | 15730.9604 | 16077.6597 | 15353.2313 | 12140.4093 | 10929.0532 | 11339.8625 | 11963.1604 | 10946.6388 | 10471.2142 | 10445.8064 | 10317.919 | 9800.3725 | 6992.5848 | 5251.6886 | 5512.4579 | 5131.834 | 4594.2382 | 4297.9972 | 3083.1637 | 3250.6526 | 2945.7941 | 1629.3008 | 1351.3034 | 1007.2196 | 888.8692
NSW1 | Solar PV | 5.0514 | 5.9237 | 5.7448 | 5.3285 | 4.8812 | 7.2176 | 12.9041 | 16.1929 | 29.062 | 43.1162 | 85.3864 | 80.5854 | 75.6629 | 70.5447 | 73.0179 | 70.4004 | 60.7625 | 60.1851 | 61.91 | 61.327 | 57.8875 | 63.2668 | 59.5929 | 61.3681 | 62.5405 | 71.7715 | 74.1337 | 75.2258 | 75.3164
NSW1 | Grid Battery | 1.2864e-08 | 1.2561e-08 | 1.2033e-08 | 1.1473e-08 | 1.0692e-08 | 1.056e-08 | 1.1697e-08 | 1.1894e-08 | 3.4666e-08 | 3.4485e-08 | 3.7021e-08 | 3.6113e-08 | 3.5583e-08 | 3.423e-08 | 3.6027e-08 | 3.5175e-08 | 3.2368e-08 | 3.1436e-08 | 3.5324e-08 | 3.4107e-08 | 6.6035e-08 | 6.3665e-08 | 0.15844 | 0.40489 | 0.43047 | 0.40656 | 0.38875 | 0.38016 | 0.34791
NSW1 | Pumped Hydro | 302.5831 | 645.2678 | 737.2156 | 818.5314 | 378.3712 | 455.3366 | 453.5671 | 554.3776 | 214.8026 | 364.8264 | 594.1863 | 1257.8023 | 969.3189 | 811.0057 | 963.8617 | 900.241 | 865.8969 | 764.9522 | 769.1682 | 570.8636 | 632.7922 | 599.0567 | 420.0558 | 404.6989 | 405.8865 | 502.5848 | 427.8268 | 413.3812 | 272.8038
NSW1 | VPP | 0.055248 | 0.072318 | 0.072994 | 0.098185 | 0.13668 | 0.16902 | 0.20005 | 0.21674 | 0.2215 | 0.22489 | 0.25981 | 0.29666 | 0.33177 | 0.34018 | 0.33518 | 0.33645 | 0.325 | 0.31108 | 0.31286 | 0.2981 | 0.30457 | 0.29686 | 0.27787 | 0.27136 | 0.25924 | 0.25472 | 0.23813 | 0.19328 | 0.17358
Total excluding storage |  | 191395.7926 | 171573.6876 | 145864.2566 | 158630.7466 | 131067.9007 | 121373.8121 | 111429.6912 | 120345.0188 | 71964.7781 | 57418.4094 | 38797.5081 | 38087.7778 | 42377.4456 | 40598.1641 | 34266.846 | 36555.9692 | 39737.3294 | 36066.651 | 33842.3423 | 30460.3327 | 25141.1505 | 17838.4354 | 15879.9975 | 12736.1522 | 12116.7533 | 12658.8778 | 13028.8223 | 10985.2193 | 11172.1364
Region | Technology | 2021-22 | 2022-23 | 2023-24 | 2024-25 | 2025-26 | 2026-27 | 2027-28 | 2028-29 | 2029-30 | 2030-31 | 2031-32 | 2032-33 | 2033-34 | 2034-35 | 2035-36 | 2036-37 | 2037-38 | 2038-39 | 2039-40 | 2040-41 | 2041-42 | 2042-43 | 2043-44 | 2044-45 | 2045-46 | 2046-47 | 2047-48 | 2048-49 | 2049-50
QLD1 | Black Coal | 162142.0504 | 140815.3025 | 148883.5943 | 128183.1892 | 131123.108 | 110062.3284 | 100276.9463 | 91349.2575 | 79341.0098 | 73015.6177 | 59612.062 | 63814.9294 | 63243.8189 | 59592.4137 | 53450.0435 | 52176.8965 | 50049.1022 | 47815.2955 | 43029.6721 | 41353.5128 | 38413.2423 | 32680.2101 | 25884.1707 | 20929.6843 | 17704.2779 | 13686.1004 | 12427.6564 | 11303.0531 | 9980.4248
QLD1 | Brown Coal | 0 | 0 | 0 | 0 | 0 | 0 | 0 | 0 | 0 | 0 | 0 | 0 | 0 | 0 | 0 | 0 | 0 | 0 | 0 | 0 | 0 | 0 | 0 | 0 | 0 | 0 | 0 | 0 | 0
QLD1 | CCGT | 7779.5601 | 7479.0746 | 8043.2436 | 8128.0633 | 7326.2881 | 8369.3894 | 7505.9559 | 12704.6391 | 6251.025 | 6029.3866 | 6014.7177 | 6950.8577 | 6012.1338 | 6633.2884 | 5254.3622 | 5052.6484 | 5816.6775 | 6770.657 | 6894.6084 | 6528.8067 | 5598.5535 | 7871.8388 | 7585.4679 | 7384.2488 | 3732.265 | 2661.5062 | 2570.0958 | 2468.837 | 2378.9532
QLD1 | Gas - Steam | 261.4149 | 251.6153 | 478.6228 | 461.2483 | 440.7283 | 427.186 | 410.323 | 715.2457 | 379.5124 | 367.1098 | 353.5555 | 338.2995 | 327.9086 | 315.87 | 305.4553 | 291.2503 | 281.8632 | 270.6646 | 264.9968 | 258.2686 | 241.8587 | 349.7453 | 392.5068 | 364.1661 | 499.1818 | 0 | 0 | 0 | 0
QLD1 | OCGT / Diesel | 2.1266e-05 | 2.0502e-05 | 2.0656e-05 | 173.152 | 55.7336 | 258.3864 | 117.3083 | 1243.4802 | 28.0744 | 4.8325 | 10.8617 | 195.5579 | 166.4126 | 34.7443 | 140.5104 | 143.4375 | 316.932 | 173.025 | 610.0245 | 383.9632 | 547.0048 | 391.023 | 1064.341 | 1408.8155 | 2612.2261 | 2255.9162 | 2143.5551 | 2554.1028 | 1481.5727
QLD1 | Hydro | 4661.4252 | 4471.4565 | 4299.379 | 4101.7158 | 3927.7766 | 3770.1835 | 3623.6934 | 3460.4302 | 3313.1543 | 3136.6967 | 3045.9806 | 2910.6535 | 2786.9017 | 2670.3125 | 2566.7799 | 2449.6189 | 883.1183 | 848.0604 | 813.5236 | 776.8212 | 744.7715 | 0 | 0 | 0 | 0 | 0 | 0 | 0 | 0
QLD1 | Wind | 5433.6388 | 8786.9076 | 8426.761 | 7575.8777 | 8659.416 | 8391.0323 | 8703.2766 | 8051.2026 | 7253.9416 | 7239.1175 | 5905.2461 | 5639.5513 | 4968.1488 | 5662.3752 | 5262.9435 | 5610.3754 | 5121.5034 | 4754.127 | 4727.5632 | 4059.1803 | 3924.9114 | 3386.0874 | 3112.0724 | 1754.9478 | 1868.2115 | 1605.7323 | 1446.8557 | 1135.0786 | 689.2224
QLD1 | Solar PV | 5.2511 | 6.872 | 6.7387 | 6.2134 | 6.0678 | 6.1227 | 5.9702 | 4.8016 | 5.0135 | 5.0224 | 4.9163 | 4.8054 | 4.4292 | 4.3335 | 4.3809 | 4.0713 | 3.2097 | 3.3577 | 3.3711 | 3.28 | 3.2199 | 13.9001 | 13.9287 | 14.0726 | 18.9838 | 29.3997 | 29.4063 | 28.9499 | 35.5672
QLD1 | Grid Battery | 8.713e-09 | 0.026778 | 0.025194 | 0.026886 | 0.02884 | 0.027208 | 0.026116 | 0.025246 | 0.022457 | 0.02175 | 0.02064 | 0.02022 | 0.019775 | 0.01949 | 0.018223 | 0.017545 | 0.42226 | 0.40592 | 0.39313 | 0.46482 | 1.1313 | 1.4411 | 1.4051 | 1.8565 | 1.7777 | 1.6416 | 1.6135 | 1.5347 | 1.7868
QLD1 | Pumped Hydro | 283.1848 | 755.5723 | 825.8861 | 2512.4538 | 2971.9072 | 2996.3352 | 2483.1418 | 3533.8392 | 1817.939 | 2053.8151 | 2074.4116 | 3042.4042 | 2545.6585 | 2810.3612 | 2375.6128 | 2249.6565 | 2516.1738 | 2394.5712 | 2145.2698 | 1843.2261 | 1748.4468 | 1437.3741 | 1194.2698 | 963.6269 | 668.4607 | 501.1435 | 483.8165 | 371.6152 | 215.0761
QLD1 | VPP | 0.017368 | 0.022991 | 0.024555 | 0.036027 | 0.059022 | 0.067432 | 0.084581 | 0.094382 | 0.094508 | 0.099016 | 0.12139 | 0.1314 | 0.15023 | 0.15654 | 0.15182 | 0.15242 | 0.14085 | 0.13779 | 0.1401 | 0.13763 | 0.11377 | 0.11014 | 0.10754 | 0.10167 | 0.10132 | 0.088538 | 0.090958 | 0.073231 | 0.055849
Total excluding storage |  | 180283.3405 | 161811.2285 | 170138.3395 | 148629.4596 | 151539.1182 | 131284.6287 | 120643.4737 | 117529.0569 | 96571.7309 | 89797.7832 | 74947.3399 | 79854.6548 | 77509.7537 | 74913.3377 | 66984.4757 | 65728.2984 | 62472.4064 | 60635.1872 | 56343.7598 | 53363.8328 | 49473.5621 | 44692.8047 | 38052.4875 | 31855.935 | 26435.146 | 20238.6548 | 18617.5692 | 17490.0214 | 14565.7403
Region | Technology | 2021-22 | 2022-23 | 2023-24 | 2024-25 | 2025-26 | 2026-27 | 2027-28 | 2028-29 | 2029-30 | 2030-31 | 2031-32 | 2032-33 | 2033-34 | 2034-35 | 2035-36 | 2036-37 | 2037-38 | 2038-39 | 2039-40 | 2040-41 | 2041-42 | 2042-43 | 2043-44 | 2044-45 | 2045-46 | 2046-47 | 2047-48 | 2048-49 | 2049-50
VIC1 | Black Coal | 0 | 0 | 0 | 0 | 0 | 0 | 0 | 0 | 0 | 0 | 0 | 0 | 0 | 0 | 0 | 0 | 0 | 0 | 0 | 0 | 0 | 0 | 0 | 0 | 0 | 0 | 0 | 0 | 0
VIC1 | Brown Coal | 105318.7815 | 87405.841 | 92487.8465 | 61863.5928 | 62627.0653 | 60917.3198 | 53688.9108 | 53248.7263 | 50591.9627 | 51772.9101 | 46631.7325 | 45830.4525 | 45880.933 | 43922.0278 | 43002.797 | 40664.1205 | 37582.595 | 37221.6447 | 31964.3748 | 32461.0568 | 33681.5015 | 32203.7677 | 29696.4508 | 28654.602 | 26507.105 | 27122.8505 | 15953.6847 | 0 | 0
VIC1 | CCGT | 4.8382e-06 | 4.62e-06 | 4.4556e-06 | 4.8278e-06 | 4.7465e-06 | 4.53e-06 | 4.6338e-06 | 4.7014e-06 | 4.4852e-06 | 4.3358e-06 | 4.1494e-06 | 4.6813e-06 | 4.4505e-06 | 4.5347e-06 | 4.2294e-06 | 4.2186e-06 | 5.6654e-06 | 5.9168e-06 | 6.8329e-06 | 6.5757e-06 | 6.6051e-06 | 6.4386e-06 | 7.4404e-06 | 6.7514e-06 | 6.7971e-06 | 7.017e-06 | 7.8713e-06 | 1.2836e-05 | 1.2314e-05
VIC1 | Gas - Steam | 3.4093 | 7.153e-07 | 6.8221 | 11.5203 | 2.1696 | 10.2547 | 9.043 | 12.2703 | 7.5246e-07 | 2.4136 | 4.0605 | 13.2685 | 7.3611 | 2.7753 | 21.2255 | 17.127 | 36.2805 | 21.0367 | 0 | 0 | 0 | 0 | 0 | 0 | 0 | 0 | 0 | 0 | 0
VIC1 | OCGT / Diesel | 0.4577 | 1.8963e-05 | 15.6857 | 4.5927 | 2.2074e-05 | 0.83648 | 6.8171 | 2.2512e-05 | 2.0626e-05 | 0.25046 | 3.3454 | 29.2708 | 10.6402 | 2.0408e-05 | 52.3195 | 65.6016 | 68.1122 | 58.9091 | 142.4917 | 170.1339 | 121.2542 | 32.5628 | 91.846 | 270.4675 | 271.2697 | 118.4479 | 164.1761 | 2654.7378 | 2498.3566
VIC1 | Hydro | 18584.2841 | 18009.5308 | 15710.9688 | 18582.4142 | 18253.1142 | 16601.9846 | 16077.6627 | 19603.2297 | 15525.2642 | 12763.2794 | 12333.285 | 10716.4239 | 12743.5175 | 12576.521 | 11469.0854 | 11016.5361 | 13408.6292 | 10688.8469 | 8799.9448 | 8432.9969 | 7393.3358 | 8720.8665 | 8657.554 | 7836.634 | 7584.6402 | 9156.5051 | 7332.4156 | 6047.425 | 5824.2247
VIC1 | Wind | 26568.1658 | 31829.6629 | 26400.4 | 27693.0838 | 27186.9929 | 26621.6856 | 25569.8743 | 22263.2885 | 22132.9524 | 20211.7834 | 21344.6048 | 17685.446 | 17444.9173 | 17014.6323 | 17254.4453 | 16981.8302 | 14787.8839 | 13745.01 | 12307.8872 | 12433.2019 | 10586.0533 | 9965.1389 | 8034.3269 | 7784.2017 | 3853.8423 | 3328.6798 | 2416.0103 | 1481.5814 | 503.0883
VIC1 | Solar PV | 2.5104 | 2.4008 | 2.3823 | 2.2203 | 2.0301 | 2.0558 | 2.0228 | 1.7909 | 1.7951 | 1.7303 | 1.6962 | 1.6664 | 1.534 | 1.4276 | 1.4367 | 1.4277 | 1.269 | 1.2798 | 1.2662 | 1.223 | 1.2263 | 1.1334 | 1.0383 | 0.96768 | 0.92041 | 0.83008 | 3.3876 | 17.0624 | 21.4626
VIC1 | Grid Battery | 0.058001 | 0.10584 | 0.11096 | 0.16634 | 0.16638 | 0.16791 | 0.15926 | 0.14318 | 0.12945 | 0.12737 | 0.12386 | 0.12283 | 0.097254 | 0.090534 | 0.091522 | 0.088392 | 0.079493 | 0.078438 | 0.26993 | 0.25585 | 0.63445 | 0.58693 | 0.54081 | 0.9759 | 0.93458 | 0.85213 | 0.81472 | 1.486 | 1.3329
VIC1 | Pumped Hydro | 0 | 0 | 1.0917e-08 | 1.213e-08 | 1.2536e-08 | 1.2695e-08 | 1.4834e-08 | 1.4256e-08 | 1.3784e-08 | 1.3438e-08 | 1.3369e-08 | 1.8782e-08 | 1.8127e-08 | 2.1712e-08 | 2.3898e-08 | 2.3102e-08 | 1.8272e-07 | 0.039542 | 0.93192 | 0.83894 | 0.82139 | 0.76398 | 0.67309 | 0.67511 | 0.9592 | 0.89625 | 1.2055 | 2.5214 | 2.251
VIC1 | VPP | 0.014607 | 0.026104 | 0.03309 | 0.06736 | 0.094916 | 0.11308 | 0.13415 | 0.14094 | 0.15309 | 0.16478 | 0.21271 | 0.25111 | 0.27792 | 0.28971 | 0.29412 | 0.29032 | 0.28082 | 0.28644 | 0.25757 | 0.25369 | 0.21837 | 0.21731 | 0.20431 | 0.19814 | 0.1958 | 0.18745 | 0.18164 | 0.13565 | 0.11516
Total excluding storage |  | 150477.6088 | 137247.4355 | 134624.1055 | 108157.424 | 108071.3722 | 104154.1371 | 95354.3307 | 95129.3058 | 88251.9743 | 84752.3672 | 80318.7243 | 74276.5281 | 76088.9029 | 73517.384 | 71801.3093 | 68746.6431 | 65884.7698 | 61736.7271 | 53215.9647 | 53498.6125 | 51783.3711 | 50923.4693 | 46481.2161 | 44546.8729 | 38217.7775 | 39727.3133 | 25869.6744 | 10200.8066 | 8847.1322
Region | Technology | 2021-22 | 2022-23 | 2023-24 | 2024-25 | 2025-26 | 2026-27 | 2027-28 | 2028-29 | 2029-30 | 2030-31 | 2031-32 | 2032-33 | 2033-34 | 2034-35 | 2035-36 | 2036-37 | 2037-38 | 2038-39 | 2039-40 | 2040-41 | 2041-42 | 2042-43 | 2043-44 | 2044-45 | 2045-46 | 2046-47 | 2047-48 | 2048-49 | 2049-50
SA1 | Black Coal | 0 | 0 | 0 | 0 | 0 | 0 | 0 | 0 | 0 | 0 | 0 | 0 | 0 | 0 | 0 | 0 | 0 | 0 | 0 | 0 | 0 | 0 | 0 | 0 | 0 | 0 | 0 | 0 | 0
SA1 | Brown Coal | 0 | 0 | 0 | 0 | 0 | 0 | 0 | 0 | 0 | 0 | 0 | 0 | 0 | 0 | 0 | 0 | 0 | 0 | 0 | 0 | 0 | 0 | 0 | 0 | 0 | 0 | 0 | 0 | 0
SA1 | CCGT | 7846.84 | 7536.0435 | 3022.1608 | 2842.4458 | 2718.4312 | 2628.5105 | 2526.206 | 2450.0372 | 2347.446 | 2257.842 | 2173.4568 | 2085.3154 | 2030.1298 | 1942.3331 | 1881.3425 | 1794.6875 | 6.3104e-06 | 6.7949e-06 | 7.9062e-06 | 7.8936e-06 | 8.0216e-06 | 7.8608e-06 | 9.8473e-06 | 8.8426e-06 | 9.0379e-06 | 9.3549e-06 | 9.4164e-06 | 1.1854e-05 | 1.1243e-05
SA1 | Gas - Steam | 1410.5974 | 1413.5439 | 1270.739 | 164.5851 | 155.9709 | 150.7673 | 144.1608 | 141.2422 | 134.088 | 129.6836 | 124.5699 | 119.2712 | 117.2231 | 110.7274 | 0 | 0 | 0 | 0 | 0 | 0 | 0 | 0 | 0 | 0 | 0 | 0 | 0 | 0 | 0
SA1 | OCGT / Diesel | 250.8911 | 146.9945 | 640.0062 | 66.3002 | 37.6851 | 78.8104 | 48.6169 | 100.8262 | 4.3769e-05 | 15.124 | 14.5725 | 76.6583 | 30.9328 | 29.2199 | 214.8887 | 172.4587 | 526.1429 | 1040.7474 | 2214.4367 | 2750.6879 | 1588.9583 | 1579.4017 | 3745.0488 | 292.7285 | 252.0666 | 325.0544 | 595.6364 | 1145.9448 | 1032.8324
SA1 | Hydro | 0 | 0 | 0 | 0 | 0 | 0 | 0 | 0 | 0 | 0 | 0 | 0 | 0 | 0 | 0 | 0 | 0 | 0 | 0 | 0 | 0 | 0 | 0 | 0 | 0 | 0 | 0 | 0 | 0
SA1 | Wind | 15467.2863 | 16366.4806 | 14129.0562 | 15904.5344 | 15021.364 | 15998.9345 | 15342.7565 | 13742.1582 | 12865.3337 | 11921.636 | 11505.2431 | 9877.521 | 9293.1286 | 8625.6079 | 8294.7783 | 7324.3773 | 6484.9967 | 5651.1589 | 4211.8417 | 4032.8466 | 3710.5734 | 3484.3051 | 2361.021 | 2750.9427 | 1637.9772 | 1399.5786 | 1158.3402 | 805.2839 | 657.578
SA1 | Solar PV | 0.89262 | 1.0037 | 0.96442 | 0.90304 | 0.84827 | 0.8367 | 0.83107 | 0.7599 | 0.76231 | 0.73707 | 0.71831 | 0.6986 | 0.64223 | 0.60579 | 0.5934 | 0.59256 | 0.54061 | 0.54394 | 0.53098 | 0.51303 | 0.50275 | 0.90429 | 4.1572 | 3.9921 | 5.3077 | 4.6299 | 6.5573 | 6.7334 | 6.5388
SA1 | Grid Battery | 0.080538 | 0.072012 | 0.091803 | 0.094318 | 0.09565 | 0.094482 | 0.089519 | 0.082791 | 0.071665 | 0.070723 | 0.066778 | 0.064358 | 0.063378 | 0.048434 | 0.046553 | 0.045221 | 0.043465 | 0.042311 | 0.038808 | 0.035462 | 0.78635 | 0.75413 | 0.72559 | 0.91868 | 0.90345 | 0.85063 | 0.81594 | 0.74964 | 0.6468
SA1 | Pumped Hydro | 0 | 0 | 9.097e-09 | 8.336e-09 | 7.876e-09 | 7.8843e-09 | 7.9403e-09 | 8.0284e-09 | 7.7672e-09 | 7.6787e-09 | 7.7297e-09 | 9.3567e-09 | 9.0793e-09 | 9.3996e-09 | 1.0522e-08 | 1.5913e-08 | 1.5095e-08 | 1.4733e-08 | 1.5619e-08 | 1.5064e-08 | 1.6931e-08 | 1.5986e-08 | 1.5236e-08 | 1.8357e-08 | 1.9898e-08 | 1.8725e-08 | 1.893e-08 | 1.8415e-08 | 1.7757e-08
SA1 | VPP | 0.023586 | 0.035933 | 0.055012 | 0.066911 | 0.082479 | 0.094544 | 0.10725 | 0.11361 | 0.11505 | 0.11912 | 0.11974 | 0.12358 | 0.12745 | 0.12914 | 0.12932 | 0.13072 | 0.13375 | 0.13428 | 0.12639 | 0.12377 | 0.093043 | 0.092974 | 0.091686 | 0.089667 | 0.093292 | 0.089684 | 0.089843 | 0.073667 | 0.058894
Total excluding storage |  | 24976.5075 | 25464.0662 | 19062.9267 | 18978.7685 | 17934.2994 | 18857.8594 | 18062.5712 | 16435.0236 | 15347.6301 | 14325.0227 | 13818.5606 | 12159.4645 | 11472.0565 | 10708.494 | 10391.6029 | 9292.116 | 7011.6803 | 6692.4502 | 6426.8094 | 6784.0476 | 5300.0344 | 5064.6111 | 6110.227 | 3047.6633 | 1895.3515 | 1729.2629 | 1760.5339 | 1957.9621 | 1696.9491
Region | Technology | 2021-22 | 2022-23 | 2023-24 | 2024-25 | 2025-26 | 2026-27 | 2027-28 | 2028-29 | 2029-30 | 2030-31 | 2031-32 | 2032-33 | 2033-34 | 2034-35 | 2035-36 | 2036-37 | 2037-38 | 2038-39 | 2039-40 | 2040-41 | 2041-42 | 2042-43 | 2043-44 | 2044-45 | 2045-46 | 2046-47 | 2047-48 | 2048-49 | 2049-50
TAS1 | Black Coal | 0 | 0 | 0 | 0 | 0 | 0 | 0 | 0 | 0 | 0 | 0 | 0 | 0 | 0 | 0 | 0 | 0 | 0 | 0 | 0 | 0 | 0 | 0 | 0 | 0 | 0 | 0 | 0 | 0
TAS1 | Brown Coal | 0 | 0 | 0 | 0 | 0 | 0 | 0 | 0 | 0 | 0 | 0 | 0 | 0 | 0 | 0 | 0 | 0 | 0 | 0 | 0 | 0 | 0 | 0 | 0 | 0 | 0 | 0 | 0 | 0
TAS1 | CCGT | 4.3097e-06 | 4.1246e-06 | 3.9807e-06 | 3.8279e-06 | 3.6872e-06 | 3.5696e-06 | 3.4902e-06 | 3.4501e-06 | 3.4224e-06 | 3.3778e-06 | 3.339e-06 | 3.3169e-06 | 3.3023e-06 | 3.2619e-06 | 3.2392e-06 | 3.2146e-06 | 3.2188e-06 | 3.2106e-06 | 3.2194e-06 | 3.1949e-06 | 3.2006e-06 | 3.1981e-06 | 3.1959e-06 | 3.1846e-06 | 3.1768e-06 | 3.1811e-06 | 3.1822e-06 | 3.1682e-06 | 3.1625e-06
TAS1 | Gas - Steam | 0 | 0 | 0 | 0 | 0 | 0 | 0 | 0 | 0 | 0 | 0 | 0 | 0 | 0 | 0 | 0 | 0 | 0 | 0 | 0 | 0 | 0 | 0 | 0 | 0 | 0 | 0 | 0 | 0
TAS1 | OCGT / Diesel | 5.5593e-06 | 5.2178e-06 | 4.9344e-06 | 4.787e-06 | 4.6111e-06 | 4.6287e-06 | 4.5635e-06 | 4.5339e-06 | 4.5498e-06 | 4.4622e-06 | 4.3777e-06 | 4.3555e-06 | 4.3556e-06 | 4.2828e-06 | 4.2417e-06 | 4.1895e-06 | 4.2408e-06 | 4.1429e-06 | 4.154e-06 | 2.7442e-06 | 2.7461e-06 | 2.775e-06 | 2.7138e-06 | 2.7167e-06 | 2.68e-06 | 2.7411e-06 | 2.7329e-06 | 2.741e-06 | 2.691e-06
TAS1 | Hydro | 53008.513 | 50461.7892 | 48745.1236 | 59418.809 | 56160.3418 | 33435.7652 | 28591.5828 | 27560.8304 | 24307.5376 | 22327.0111 | 17156.4267 | 17505.8194 | 15951.234 | 13993.4172 | 12471.0431 | 10684.1732 | 11594.1418 | 10437.8309 | 10492.713 | 8672.1888 | 9461.4544 | 8736.757 | 7741.0186 | 7553.1571 | 6496.6324 | 7227.7217 | 6043.8592 | 5685.8529 | 5085.5367
TAS1 | Wind | 3391.7036 | 3954.7871 | 3439.9298 | 3349.1142 | 3439.9313 | 3088.3576 | 2886.0623 | 2279.6887 | 2107.5295 | 1549.8066 | 1373.3222 | 1095.9316 | 961.4032 | 792.7448 | 728.5166 | 646.0047 | 502.6326 | 483.5965 | 415.9825 | 378.0811 | 380.6661 | 348.9186 | 318.6466 | 293.4058 | 264.279 | 219.865 | 205.4704 | 161.3909 | 153.7997
TAS1 | Solar PV | 2.5662e-09 | 3.6738e-09 | 6.1365e-09 | 6.6569e-09 | 5.5481e-09 | 6.3768e-09 | 7.068e-09 | 7.4676e-09 | 9.7825e-09 | 1.1984e-08 | 1.6765e-08 | 1.622e-08 | 1.5777e-08 | 1.3456e-08 | 1.3932e-08 | 1.2942e-08 | 1.4988e-08 | 1.7644e-08 | 1.8084e-08 | 2.4739e-08 | 2.395e-08 | 2.3229e-08 | 1.9856e-08 | 2.0618e-08 | 1.8983e-08 | 1.8484e-08 | 1.8595e-08 | 1.742e-08 | 1.6457e-08
TAS1 | Grid Battery | 9.1143e-09 | 8.9019e-09 | 8.5472e-09 | 8.2224e-09 | 8.0883e-09 | 8.1282e-09 | 8.5887e-09 | 9.7139e-09 | 1.3487e-08 | 1.3797e-08 | 1.3907e-08 | 1.4631e-08 | 1.4422e-08 | 1.5368e-08 | 1.5575e-08 | 1.612e-08 | 1.6377e-08 | 1.653e-08 | 1.7145e-08 | 1.8387e-08 | 1.8199e-08 | 1.853e-08 | 1.9279e-08 | 1.9534e-08 | 1.9685e-08 | 2.014e-08 | 2.0584e-08 | 2.0788e-08 | 2.1435e-08
TAS1 | Pumped Hydro | 0 | 0 | 2.5338e-08 | 2.4926e-08 | 2.6536e-08 | 2.7749e-08 | 2.8241e-08 | 2.8212e-08 | 2.856e-08 | 2.872e-08 | 2.9555e-08 | 2.9555e-08 | 2.9873e-08 | 3.0208e-08 | 3.0743e-08 | 3.09e-08 | 3.0826e-08 | 3.1048e-08 | 3.1136e-08 | 3.143e-08 | 3.1326e-08 | 3.1408e-08 | 3.1806e-08 | 3.1857e-08 | 3.2098e-08 | 3.195e-08 | 3.2386e-08 | 3.2448e-08 | 3.2829e-08
TAS1 | VPP | 0.00044555 | 0.0011677 | 0.001019 | 0.00087063 | 0.0024917 | 0.0047112 | 0.0071773 | 0.0079967 | 0.0089529 | 0.010379 | 0.016732 | 0.017081 | 0.018679 | 0.017979 | 0.017433 | 0.017152 | 0.015777 | 0.015897 | 0.015541 | 0.014256 | 0.01476 | 0.014123 | 0.013282 | 0.012529 | 0.012521 | 0.013261 | 0.013643 | 0.011893 | 0.0098091
Total excluding storage |  | 56400.2167 | 54416.5763 | 52185.0534 | 62767.9232 | 59600.2731 | 36524.1228 | 31477.6451 | 29840.5192 | 26415.0672 | 23876.8177 | 18529.749 | 18601.7509 | 16912.6373 | 14786.162 | 13199.5598 | 11330.1778 | 12096.7744 | 10921.4274 | 10908.6955 | 9050.27 | 9842.1204 | 9085.6756 | 8059.6652 | 7846.5629 | 6760.9114 | 7447.5867 | 6249.3296 | 5847.2438 | 5239.3365
Explicitly modelled pumping
Region | Technology | 2021-22 | 2022-23 | 2023-24 | 2024-25 | 2025-26 | 2026-27 | 2027-28 | 2028-29 | 2029-30 | 2030-31 | 2031-32 | 2032-33 | 2033-34 | 2034-35 | 2035-36 | 2036-37 | 2037-38 | 2038-39 | 2039-40 | 2040-41 | 2041-42 | 2042-43 | 2043-44 | 2044-45 | 2045-46 | 2046-47 | 2047-48 | 2048-49 | 2049-50
NEM | Grid Battery pump | 0.17031 | 0.25341 | 0.28108 | 0.35523 | 0.35838 | 0.35752 | 0.34005 | 0.30948 | 0.27659 | 0.27086 | 0.26141 | 0.25551 | 0.22316 | 0.19521 | 0.19297 | 0.18662 | 0.17196 | 0.16849 | 0.15087 | 0.12539 | 0.059434 | 0.032357 | 0.030653 | 0.029211 | 0.029021 | 0.026985 | 0.026617 | 0.024003 | 0.019241
NEM | Pumped Hydro Pump | 1843.6606 | 4520.1863 | 4757.2426 | 8139.0818 | 6783.7363 | 6974.8461 | 6552.7582 | 8183.5781 | 4071.4204 | 5165.8417 | 7618.7968 | 11904.1155 | 9355.9208 | 10046.9292 | 8569.1278 | 8128.4628 | 9291.0337 | 8584.2379 | 7717.5256 | 6728.0839 | 6963.5794 | 7172.2334 | 6142.6774 | 5803.1819 | 5334.4123 | 5860.8722 | 5003.8536 | 4674.261 | 3274.1143
NEM | VPP pump | 0.13089 | 0.18692 | 0.21932 | 0.31722 | 0.44164 | 0.5278 | 0.62789 | 0.67435 | 0.69842 | 0.72666 | 0.86105 | 0.96283 | 1.067 | 1.0979 | 1.0911 | 1.0907 | 1.0556 | 1.042 | 1.0014 | 0.97537 | 0.87406 | 0.86153 | 0.81629 | 0.79257 | 0.77986 | 0.74454 | 0.72423 | 0.57214 | 0.48615
Region | Technology | 2021-22 | 2022-23 | 2023-24 | 2024-25 | 2025-26 | 2026-27 | 2027-28 | 2028-29 | 2029-30 | 2030-31 | 2031-32 | 2032-33 | 2033-34 | 2034-35 | 2035-36 | 2036-37 | 2037-38 | 2038-39 | 2039-40 | 2040-41 | 2041-42 | 2042-43 | 2043-44 | 2044-45 | 2045-46 | 2046-47 | 2047-48 | 2048-49 | 2049-50
NSW1 | Grid Battery pump | 0 | 0 | 0 | 0 | 0 | 0 | 0 | 0 | 0 | 0 | 0 | 0 | 0 | 0 | 0 | 0 | 0 | 0 | 0 | 0 | 0 | 0 | 0 | 0 | 0 | 0 | 0 | 0 | 0
NSW1 | Pumped Hydro Pump | 1448.5504 | 3437.6419 | 3571.9944 | 4557.4876 | 2529.0223 | 2702.9796 | 2994.691 | 3145.4726 | 1474.1032 | 2231.5877 | 4651.8108 | 7560.9405 | 5719.0713 | 6031.941 | 5175.2066 | 4914.4863 | 5684.6199 | 5174.9739 | 4652.6984 | 4094.7491 | 4465.3864 | 5116.7403 | 4438.7202 | 4430.6694 | 4382.0124 | 5145.2894 | 4321.8654 | 4140.9865 | 2977.2388
NSW1 | VPP pump | 0.065 | 0.085252 | 0.085708 | 0.11564 | 0.16077 | 0.19876 | 0.23536 | 0.25499 | 0.2606 | 0.26459 | 0.30641 | 0.34827 | 0.39035 | 0.40072 | 0.39383 | 0.39583 | 0.38324 | 0.3656 | 0.3676 | 0.35157 | 0.35748 | 0.34926 | 0.32692 | 0.31926 | 0.30513 | 0.29956 | 0.28093 | 0.22663 | 0.20422
Region | Technology | 2021-22 | 2022-23 | 2023-24 | 2024-25 | 2025-26 | 2026-27 | 2027-28 | 2028-29 | 2029-30 | 2030-31 | 2031-32 | 2032-33 | 2033-34 | 2034-35 | 2035-36 | 2036-37 | 2037-38 | 2038-39 | 2039-40 | 2040-41 | 2041-42 | 2042-43 | 2043-44 | 2044-45 | 2045-46 | 2046-47 | 2047-48 | 2048-49 | 2049-50
QLD1 | Grid Battery pump | 0 | 0.03303 | 0.031043 | 0.033193 | 0.035626 | 0.033571 | 0.032247 | 0.031164 | 0.027726 | 0.026853 | 0.025524 | 0.024922 | 0.024414 | 0.024063 | 0.022498 | 0.021661 | 0.020153 | 0.019063 | 0.018609 | 0 | 0 | 0 | 0 | 0 | 0 | 0 | 0 | 0 | 0
QLD1 | Pumped Hydro Pump | 395.1102 | 1082.5444 | 1185.2482 | 3581.5942 | 4254.714 | 4271.8665 | 3558.0672 | 5038.1055 | 2597.3172 | 2934.254 | 2966.986 | 4343.175 | 3636.8495 | 4014.9882 | 3393.9212 | 3213.9765 | 3606.4138 | 3409.264 | 3064.8272 | 2633.3348 | 2498.193 | 2055.4931 | 1703.9572 | 1372.5125 | 952.3999 | 715.5828 | 681.9882 | 533.2745 | 296.8755
QLD1 | VPP pump | 0.020434 | 0.027078 | 0.02886 | 0.042386 | 0.069553 | 0.079221 | 0.099512 | 0.11104 | 0.11119 | 0.11649 | 0.1431 | 0.1543 | 0.17675 | 0.18417 | 0.17861 | 0.17933 | 0.16609 | 0.16174 | 0.16482 | 0.16192 | 0.13385 | 0.12959 | 0.12652 | 0.11981 | 0.11901 | 0.10435 | 0.10683 | 0.086261 | 0.06561
Region | Technology | 2021-22 | 2022-23 | 2023-24 | 2024-25 | 2025-26 | 2026-27 | 2027-28 | 2028-29 | 2029-30 | 2030-31 | 2031-32 | 2032-33 | 2033-34 | 2034-35 | 2035-36 | 2036-37 | 2037-38 | 2038-39 | 2039-40 | 2040-41 | 2041-42 | 2042-43 | 2043-44 | 2044-45 | 2045-46 | 2046-47 | 2047-48 | 2048-49 | 2049-50
VIC1 | Grid Battery pump | 0.071172 | 0.1312 | 0.13697 | 0.20534 | 0.20492 | 0.2073 | 0.19706 | 0.17633 | 0.1602 | 0.15688 | 0.1533 | 0.15127 | 0.12036 | 0.11148 | 0.11299 | 0.10913 | 0.098142 | 0.097081 | 0.084459 | 0.081499 | 0.025357 | 0 | 0 | 0 | 0 | 0 | 0 | 0 | 0
VIC1 | Pumped Hydro Pump | 0 | 0 | 0 | 0 | 0 | 0 | 0 | 0 | 0 | 0 | 0 | 0 | 0 | 0 | 0 | 0 | 0 | 0 | 0 | 0 | 0 | 0 | 0 | 0 | 0 | 0 | 0 | 0 | 0
VIC1 | VPP pump | 0.017186 | 0.030818 | 0.038949 | 0.079286 | 0.11151 | 0.13304 | 0.15812 | 0.16552 | 0.18046 | 0.19352 | 0.25077 | 0.29492 | 0.32762 | 0.34018 | 0.34603 | 0.34156 | 0.33039 | 0.33768 | 0.30235 | 0.29915 | 0.25624 | 0.25635 | 0.23969 | 0.23312 | 0.23103 | 0.21987 | 0.21436 | 0.15894 | 0.13549
Region | Technology | 2021-22 | 2022-23 | 2023-24 | 2024-25 | 2025-26 | 2026-27 | 2027-28 | 2028-29 | 2029-30 | 2030-31 | 2031-32 | 2032-33 | 2033-34 | 2034-35 | 2035-36 | 2036-37 | 2037-38 | 2038-39 | 2039-40 | 2040-41 | 2041-42 | 2042-43 | 2043-44 | 2044-45 | 2045-46 | 2046-47 | 2047-48 | 2048-49 | 2049-50
SA1 | Grid Battery pump | 0.09914 | 0.08918 | 0.11307 | 0.1167 | 0.11784 | 0.11665 | 0.11075 | 0.10199 | 0.088672 | 0.087122 | 0.082583 | 0.079319 | 0.078384 | 0.05966 | 0.057474 | 0.05583 | 0.053661 | 0.052351 | 0.047799 | 0.043887 | 0.034077 | 0.032357 | 0.030653 | 0.029211 | 0.029021 | 0.026985 | 0.026617 | 0.024003 | 0.019241
SA1 | Pumped Hydro Pump | 0 | 0 | 0 | 0 | 0 | 0 | 0 | 0 | 0 | 0 | 0 | 0 | 0 | 0 | 0 | 0 | 0 | 0 | 0 | 0 | 0 | 0 | 0 | 0 | 0 | 0 | 0 | 0 | 0
SA1 | VPP pump | 0.02775 | 0.042389 | 0.064609 | 0.07888 | 0.096878 | 0.11123 | 0.12641 | 0.13342 | 0.13562 | 0.13987 | 0.14105 | 0.14522 | 0.15025 | 0.15162 | 0.15215 | 0.15379 | 0.15736 | 0.1583 | 0.14838 | 0.14593 | 0.10915 | 0.1097 | 0.10755 | 0.10566 | 0.10992 | 0.1052 | 0.10602 | 0.086354 | 0.069292
Region | Technology | 2021-22 | 2022-23 | 2023-24 | 2024-25 | 2025-26 | 2026-27 | 2027-28 | 2028-29 | 2029-30 | 2030-31 | 2031-32 | 2032-33 | 2033-34 | 2034-35 | 2035-36 | 2036-37 | 2037-38 | 2038-39 | 2039-40 | 2040-41 | 2041-42 | 2042-43 | 2043-44 | 2044-45 | 2045-46 | 2046-47 | 2047-48 | 2048-49 | 2049-50
TAS1 | Grid Battery pump | 0 | 0 | 0 | 0 | 0 | 0 | 0 | 0 | 0 | 0 | 0 | 0 | 0 | 0 | 0 | 0 | 0 | 0 | 0 | 0 | 0 | 0 | 0 | 0 | 0 | 0 | 0 | 0 | 0
TAS1 | Pumped Hydro Pump | 0 | 0 | 0 | 0 | 0 | 0 | 0 | 0 | 0 | 0 | 0 | 0 | 0 | 0 | 0 | 0 | 0 | 0 | 0 | 0 | 0 | 0 | 0 | 0 | 0 | 0 | 0 | 0 | 0
TAS1 | VPP pump | 0.00052431 | 0.0013845 | 0.0011899 | 0.0010248 | 0.0029298 | 0.0055427 | 0.008474 | 0.0093785 | 0.010551 | 0.012194 | 0.019707 | 0.020125 | 0.021977 | 0.021158 | 0.020455 | 0.020234 | 0.018508 | 0.018722 | 0.018273 | 0.0168 | 0.017352 | 0.016628 | 0.015612 | 0.01473 | 0.014766 | 0.015557 | 0.016092 | 0.013951 | 0.011541

## BaseCase_FOM Cost
FOM cost by technology ($000s) - Base Case, Slow Change Scenario
FOM | Real June 2020 dollars discounted to 1 July 2020. For new entrant capacity, the FOM is incurred annually in modelling. For existing capacity, FOM is considered to be a sunk cost, since the fixed retirement dates are assumed to be the same in the Base Case and the case with Marinus Link. As such, early retirements are presented as an annual FOM saving, or negative cost, that continues until the assumed fixed date retirement.
Explicitly modelled generation
Region | Technology | 2021-22 | 2022-23 | 2023-24 | 2024-25 | 2025-26 | 2026-27 | 2027-28 | 2028-29 | 2029-30 | 2030-31 | 2031-32 | 2032-33 | 2033-34 | 2034-35 | 2035-36 | 2036-37 | 2037-38 | 2038-39 | 2039-40 | 2040-41 | 2041-42 | 2042-43 | 2043-44 | 2044-45 | 2045-46 | 2046-47 | 2047-48 | 2048-49 | 2049-50
NEM | Black Coal | 0 | 0 | 0 | -153888.3511 | -251368.003 | -276543.3922 | -136623.2049 | -256762.6632 | -277103.3129 | -289909.7714 | 122947.244 | 312228.3396 | 133680.4327 | -181689.7277 | -51192.8041 | -30776.6147 | -2230.1377 | -2148.4949 | -2075.4057 | -1993.8627 | 291447.2575 | -1850.548 | -3.9414e-05 | -1.6385e-05 | -6.4464e-06 | 0 | 0 | 0 | 0
NEM | Brown Coal | 0 | 0 | 0 | -221940.7287 | -213815.7311 | -205988.1806 | 127027.0074 | 348613.7684 | -147268.3365 | -106331.5944 | -65925.5326 | -27991.9552 | -26967.2016 | -25979.963 | -25096.1562 | -24110.1241 | 201223.355 | 349287.8707 | -21615.9049 | -20766.6125 | -20006.3704 | -19273.9599 | -18618.2832 | -17886.7678 | -17231.9536 | -16601.1114 | -16036.3604 | 0 | 0
NEM | CCGT | 1.376e-05 | 1.3256e-05 | 1.2805e-05 | 1.2302e-05 | 1.1851e-05 | 1.1418e-05 | 1.1029e-05 | 1.0596e-05 | 1.0208e-05 | 9.8342e-06 | 9.4997e-06 | 9.1264e-06 | 8.7923e-06 | 8.4705e-06 | 8.1823e-06 | 7.8608e-06 | 1.0744e-05 | 1.1088e-05 | 1.1953e-05 | 1.1484e-05 | 1.1654e-05 | 1.2305e-05 | 1.5124e-05 | 1.453e-05 | 1.5983e-05 | 1.7043e-05 | 1.6975e-05 | 2.0364e-05 | 1.9619e-05
NEM | Gas - Steam | 0 | 0 | 0 | 0 | 0 | 0 | 0 | 0 | 0 | 0 | 0 | 0 | 0 | 0 | 0 | 0 | 0 | 0 | 0 | 0 | 0 | 0 | 0 | 0 | 0 | 0 | 0 | 0 | 0
NEM | OCGT / Diesel | 7.2375e-05 | 6.9726e-05 | 6.7354e-05 | 6.4707e-05 | 6.2339e-05 | 6.0056e-05 | 5.8013e-05 | 5.5734e-05 | 5.3694e-05 | 5.1728e-05 | 4.9968e-05 | 4.8005e-05 | 4.6248e-05 | 4.4555e-05 | 4.3039e-05 | 4.6743e-05 | 4.5032e-05 | 4.3383e-05 | 5.3604e-05 | 5.3804e-05 | 9.278e-05 | 9.0878e-05 | 0.00013626 | 2937.3158 | 2829.784 | 5014.3544 | 4843.7721 | 9519.7057 | 9171.2001
NEM | Hydro | 0 | 0 | 0 | 0 | 0 | 0 | 0 | 0 | 0 | 0 | 0 | 0 | 0 | 0 | 0 | 0 | 0 | 0 | 0 | 0 | 0 | 0 | 0 | 0 | 0 | 0 | 0 | 0 | 0
NEM | Wind | 0.0015557 | 15773.1207 | 33690.1175 | 63408.0867 | 78169.4425 | 90204.8005 | 108575.9922 | 118563.9768 | 116829.997 | 115022.8623 | 138720.1084 | 135573.6103 | 132829.9151 | 130105.4064 | 127744.8811 | 124710.1167 | 159968.813 | 167325.3372 | 172870.7843 | 170120.2432 | 193472.9105 | 223409.9266 | 231912.7521 | 223270.0876 | 230818.4951 | 239530.3875 | 254251.4547 | 268243.8756 | 268645.1845
NEM | Solar PV | 0.000119 | 0.00018576 | 0.00018679 | 0.00020057 | 0.00020124 | 1596.3479 | 5995.9296 | 10090.9328 | 20182.2707 | 29521.2199 | 61817.0896 | 59388.2861 | 57214.1486 | 55119.6037 | 53244.5016 | 51152.5165 | 49279.8812 | 47475.8009 | 45860.7318 | 44058.8565 | 42445.9119 | 57768.6993 | 59910.716 | 57556.8143 | 62994.1131 | 88724.8294 | 95138.8876 | 105275.9203 | 115419.6398
NEM | Grid Battery | 0.00013792 | 0.00013287 | 0.00012835 | 0.00012331 | 0.0001188 | 0.00011445 | 0.00012806 | 0.00015747 | 0.00035789 | 0.00034832 | 0.00033647 | 0.00037384 | 0.0003753 | 0.00039314 | 0.00045053 | 0.00069284 | 2515.7831 | 2423.6831 | 3531.1729 | 4006.2022 | 16749.5127 | 18729.9482 | 19249.0472 | 28857.1541 | 28155.7518 | 27125.0018 | 26202.2421 | 30960.9387 | 32490.0115
NEM | Pumped Hydro | 0 | 0 | 0.00016621 | 0.00017268 | 0.00017201 | 0.00017346 | 0.0001762 | 0.00018189 | 25199.0206 | 24276.5131 | 23450.6556 | 22529.2756 | 21704.5044 | 20909.9272 | 20198.5969 | 19404.9907 | 18694.5977 | 18112.0052 | 19905.1325 | 19123.0566 | 18979.5409 | 20684.601 | 19980.936 | 19195.8818 | 23049.0698 | 29379.6466 | 29280.7915 | 33551.2614 | 32322.9879
NEM | VPP | 0 | 0 | 0 | 0 | 0 | 0 | 0 | 0 | 0 | 0 | 0 | 0 | 0 | 0 | 0 | 0 | 0 | 0 | 0 | 0 | 0 | 0 | 0 | 0 | 0 | 0 | 0 | 0 | 0
Total excluding storage |  | 0.0017608 | 15773.121 | 33690.1178 | -312420.9927 | -387014.2914 | -390730.4244 | 104975.7243 | 220506.0149 | -287359.3816 | -251697.2835 | 257558.9094 | 479198.2809 | 296757.2948 | -22444.6805 | 104700.4225 | 120975.8944 | 408241.9116 | 561940.514 | 195040.2056 | 191418.6247 | 507359.7097 | 260054.118 | 273205.1851 | 265877.4498 | 279410.4386 | 316668.4599 | 338197.754 | 383039.5016 | 393236.0244
Region | Technology | 2021-22 | 2022-23 | 2023-24 | 2024-25 | 2025-26 | 2026-27 | 2027-28 | 2028-29 | 2029-30 | 2030-31 | 2031-32 | 2032-33 | 2033-34 | 2034-35 | 2035-36 | 2036-37 | 2037-38 | 2038-39 | 2039-40 | 2040-41 | 2041-42 | 2042-43 | 2043-44 | 2044-45 | 2045-46 | 2046-47 | 2047-48 | 2048-49 | 2049-50
NSW1 | Black Coal | 0 | 0 | 0 | -53277.5684 | -154440.4666 | -148786.5768 | -143725.0379 | -138078.0578 | -159757.546 | -176859.8995 | -193956.6049 | 236652.8733 | -87521.2902 | -84317.2354 | -0.00064094 | -0.00061575 | -0.00059321 | -0.0005715 | -0.00055205 | -0.00053036 | -0.00051095 | 0 | 0 | 0 | 0 | 0 | 0 | 0 | 0
NSW1 | Brown Coal | 0 | 0 | 0 | 0 | 0 | 0 | 0 | 0 | 0 | 0 | 0 | 0 | 0 | 0 | 0 | 0 | 0 | 0 | 0 | 0 | 0 | 0 | 0 | 0 | 0 | 0 | 0 | 0 | 0
NSW1 | CCGT | 3.1751e-06 | 3.0589e-06 | 2.9548e-06 | 2.8387e-06 | 2.7348e-06 | 2.6347e-06 | 2.5451e-06 | 2.4451e-06 | 2.3556e-06 | 2.2693e-06 | 2.1921e-06 | 2.106e-06 | 2.0289e-06 | 1.9546e-06 | 1.8881e-06 | 1.8139e-06 | 2.69e-06 | 3.3289e-06 | 3.2156e-06 | 3.0893e-06 | 3.567e-06 | 3.4364e-06 | 4.9835e-06 | 4.7877e-06 | 4.6125e-06 | 6.0881e-06 | 5.881e-06 | 5.6499e-06 | 5.4431e-06
NSW1 | Gas - Steam | 0 | 0 | 0 | 0 | 0 | 0 | 0 | 0 | 0 | 0 | 0 | 0 | 0 | 0 | 0 | 0 | 0 | 0 | 0 | 0 | 0 | 0 | 0 | 0 | 0 | 0 | 0 | 0 | 0
NSW1 | OCGT / Diesel | 1.5055e-05 | 1.4504e-05 | 1.401e-05 | 1.346e-05 | 1.2967e-05 | 1.2492e-05 | 1.2068e-05 | 1.1593e-05 | 1.1169e-05 | 1.076e-05 | 1.0394e-05 | 9.9856e-06 | 9.6201e-06 | 9.2679e-06 | 8.9526e-06 | 8.6009e-06 | 8.286e-06 | 7.9827e-06 | 1.0593e-05 | 1.0177e-05 | 2.6452e-05 | 2.5484e-05 | 6.6325e-05 | 2650.3993 | 2553.3712 | 2459.8952 | 2376.2125 | 3575.1953 | 3444.3115
NSW1 | Hydro | 0 | 0 | 0 | 0 | 0 | 0 | 0 | 0 | 0 | 0 | 0 | 0 | 0 | 0 | 0 | 0 | 0 | 0 | 0 | 0 | 0 | 0 | 0 | 0 | 0 | 0 | 0 | 0 | 0
NSW1 | Wind | 0.0002794 | 15773.1195 | 30478.3767 | 43918.8306 | 56417.9345 | 66334.19 | 72467.4202 | 77597.3161 | 74756.5667 | 72019.8138 | 94794.7649 | 91070.2632 | 87736.2845 | 84524.359 | 81648.9428 | 78440.9425 | 75569.3089 | 74303.7748 | 71776.0504 | 69047.3389 | 92800.9921 | 113778.2667 | 112842.3314 | 108408.7378 | 104440.0176 | 104708.6362 | 102261.7103 | 98243.8311 | 94647.2387
NSW1 | Solar PV | 2.8204e-05 | 6.3052e-05 | 6.2786e-05 | 7.0913e-05 | 7.6332e-05 | 1596.3478 | 5995.9295 | 10090.9326 | 20182.2706 | 29521.2197 | 61817.0894 | 59388.2859 | 57214.1484 | 55119.6035 | 53244.5014 | 51152.5163 | 49279.8809 | 47475.8005 | 45860.7314 | 44058.8558 | 42445.9112 | 48927.0606 | 47817.1579 | 45938.414 | 46846.4115 | 62078.2983 | 64357.3185 | 61828.709 | 62557.3565
NSW1 | Grid Battery | 4.7604e-05 | 4.5861e-05 | 4.4301e-05 | 4.2561e-05 | 4.1003e-05 | 3.9502e-05 | 4.1563e-05 | 3.993e-05 | 0.00020707 | 0.00019949 | 0.0001927 | 0.0001934 | 0.00018632 | 0.00018349 | 0.00017725 | 0.00017334 | 0.00017451 | 0.00017163 | 0.00018152 | 0.00017438 | 0.00035978 | 0.00034661 | 1156.2694 | 2908.9593 | 3157.4909 | 3041.8988 | 2938.417 | 2822.9662 | 2719.6206
NSW1 | Pumped Hydro | 0 | 0 | 4.9198e-05 | 5.0645e-05 | 4.8791e-05 | 4.7004e-05 | 4.5405e-05 | 4.5696e-05 | 25199.0205 | 24276.513 | 23450.6554 | 22529.2754 | 21704.5043 | 20909.9271 | 20198.5967 | 19404.9905 | 18694.5959 | 18010.208 | 17397.5226 | 16713.9711 | 16102.0917 | 15512.6124 | 14984.8922 | 14396.1334 | 13869.1073 | 13361.3751 | 12906.8373 | 12399.7256 | 11945.7857
NSW1 | VPP | 0 | 0 | 0 | 0 | 0 | 0 | 0 | 0 | 0 | 0 | 0 | 0 | 0 | 0 | 0 | 0 | 0 | 0 | 0 | 0 | 0 | 0 | 0 | 0 | 0 | 0 | 0 | 0 | 0
Total excluding storage |  | 0.00032584 | 15773.1196 | 30478.3768 | -9358.7377 | -98022.532 | -80856.0391 | -65261.6882 | -50389.8091 | -64818.7087 | -75318.8659 | -37344.7505 | 387111.4225 | 57429.1427 | 55326.7271 | 134893.4435 | 129593.4583 | 124849.1892 | 121779.5747 | 117636.7812 | 113106.1942 | 135246.9029 | 162705.3273 | 160659.4893 | 156997.5511 | 153839.8003 | 169246.8296 | 168995.2412 | 163647.7353 | 160648.9067
Region | Technology | 2021-22 | 2022-23 | 2023-24 | 2024-25 | 2025-26 | 2026-27 | 2027-28 | 2028-29 | 2029-30 | 2030-31 | 2031-32 | 2032-33 | 2033-34 | 2034-35 | 2035-36 | 2036-37 | 2037-38 | 2038-39 | 2039-40 | 2040-41 | 2041-42 | 2042-43 | 2043-44 | 2044-45 | 2045-46 | 2046-47 | 2047-48 | 2048-49 | 2049-50
QLD1 | Black Coal | 0 | 0 | 0 | -100610.7827 | -96927.5364 | -127756.8153 | 7101.833 | -118684.6054 | -117345.7669 | -113049.8719 | 316903.8489 | 75575.4663 | 221201.7229 | -97372.4923 | -51192.8035 | -30776.6141 | -2230.1371 | -2148.4943 | -2075.4051 | -1993.8621 | 291447.258 | -1850.548 | -3.9414e-05 | -1.6385e-05 | -6.4464e-06 | 0 | 0 | 0 | 0
QLD1 | Brown Coal | 0 | 0 | 0 | 0 | 0 | 0 | 0 | 0 | 0 | 0 | 0 | 0 | 0 | 0 | 0 | 0 | 0 | 0 | 0 | 0 | 0 | 0 | 0 | 0 | 0 | 0 | 0 | 0 | 0
QLD1 | CCGT | 3.374e-06 | 3.2505e-06 | 3.1399e-06 | 3.0166e-06 | 2.9061e-06 | 2.7997e-06 | 2.7045e-06 | 2.5982e-06 | 2.5031e-06 | 2.4115e-06 | 2.3295e-06 | 2.2379e-06 | 2.156e-06 | 2.0771e-06 | 2.0064e-06 | 1.9276e-06 | 2.5916e-06 | 2.4967e-06 | 2.4118e-06 | 2.317e-06 | 2.2322e-06 | 3.228e-06 | 3.1182e-06 | 2.9957e-06 | 4.8713e-06 | 4.693e-06 | 4.5334e-06 | 4.3552e-06 | 4.1958e-06
QLD1 | Gas - Steam | 0 | 0 | 0 | 0 | 0 | 0 | 0 | 0 | 0 | 0 | 0 | 0 | 0 | 0 | 0 | 0 | 0 | 0 | 0 | 0 | 0 | 0 | 0 | 0 | 0 | 0 | 0 | 0 | 0
QLD1 | OCGT / Diesel | 1.5011e-05 | 1.4462e-05 | 1.397e-05 | 1.3421e-05 | 1.2929e-05 | 1.2456e-05 | 1.2032e-05 | 1.156e-05 | 1.1136e-05 | 1.0729e-05 | 1.0364e-05 | 9.9566e-06 | 9.5921e-06 | 9.2409e-06 | 8.9266e-06 | 8.5758e-06 | 8.2619e-06 | 7.9594e-06 | 9.9406e-06 | 9.5501e-06 | 9.2004e-06 | 1.0359e-05 | 1.0006e-05 | 9.613e-06 | 2.5856e-05 | 2288.1656 | 2210.325 | 4558.049 | 4391.184
QLD1 | Hydro | 0 | 0 | 0 | 0 | 0 | 0 | 0 | 0 | 0 | 0 | 0 | 0 | 0 | 0 | 0 | 0 | 0 | 0 | 0 | 0 | 0 | 0 | 0 | 0 | 0 | 0 | 0 | 0 | 0
QLD1 | Wind | 0.00072225 | 0.00070271 | 0.00069395 | 13318.1506 | 12830.5884 | 12360.8884 | 22174.1827 | 24874.196 | 23963.58 | 23086.3006 | 22300.9326 | 21424.7253 | 20640.3905 | 19884.7693 | 19208.3136 | 18453.6158 | 42049.4813 | 40510.0976 | 39131.9932 | 38066.9208 | 39972.5123 | 47610.7229 | 52283.8457 | 50229.6049 | 51226.5094 | 58682.1696 | 56685.8733 | 54458.6761 | 56997.5445
QLD1 | Solar PV | 3.9887e-05 | 5.6842e-05 | 5.4909e-05 | 5.4282e-05 | 5.2295e-05 | 5.038e-05 | 5.1834e-05 | 7.7445e-05 | 0.00012013 | 0.00011573 | 0.0001118 | 0.0001074 | 0.00010347 | 9.9684e-05 | 9.6293e-05 | 9.251e-05 | 0.0001078 | 0.00010385 | 0.00010032 | 0.00010336 | 0.00010914 | 8473.6295 | 8944.1472 | 8592.7302 | 12105.1272 | 22751.9466 | 21977.953 | 21114.4356 | 26619.0879
QLD1 | Grid Battery | 2.2638e-05 | 2.1809e-05 | 2.1067e-05 | 2.024e-05 | 1.9499e-05 | 1.8785e-05 | 2.5297e-05 | 4.7453e-05 | 4.5715e-05 | 4.4042e-05 | 4.2544e-05 | 5.4131e-05 | 6.7293e-05 | 6.483e-05 | 6.2624e-05 | 6.0164e-05 | 2515.7825 | 2423.6825 | 2341.2318 | 2863.0141 | 7659.7357 | 9972.9376 | 9633.6704 | 13357.3824 | 12868.3839 | 12397.287 | 11975.5463 | 11505.0251 | 13746.3569
QLD1 | Pumped Hydro | 0 | 0 | 2.1688e-05 | 2.5423e-05 | 2.4492e-05 | 2.7453e-05 | 2.6519e-05 | 3.6013e-05 | 3.4694e-05 | 3.3424e-05 | 3.2287e-05 | 3.9911e-05 | 4.0393e-05 | 3.8915e-05 | 3.7591e-05 | 3.6114e-05 | 0.0012035 | 0.0011595 | 0.00112 | 0.001076 | 556.5586 | 2936.0631 | 2836.1818 | 2724.7477 | 6211.77 | 13158.7412 | 12711.0968 | 12211.6757 | 11764.6202
QLD1 | VPP | 0 | 0 | 0 | 0 | 0 | 0 | 0 | 0 | 0 | 0 | 0 | 0 | 0 | 0 | 0 | 0 | 0 | 0 | 0 | 0 | 0 | 0 | 0 | 0 | 0 | 0 | 0 | 0 | 0
Total excluding storage |  | 0.00078052 | 0.00077726 | 0.00076596 | -87292.632 | -84096.948 | -115395.9269 | 29276.0157 | -93810.4093 | -93382.1868 | -89963.5712 | 339204.7816 | 97000.1918 | 241842.1136 | -77487.7229 | -31984.4898 | -12322.9981 | 39819.3443 | 38361.6034 | 37056.5882 | 36073.0588 | 331419.7705 | 54233.8044 | 61227.9929 | 58822.3352 | 63331.6366 | 83722.2818 | 80874.1513 | 80131.1608 | 88007.8164
Region | Technology | 2021-22 | 2022-23 | 2023-24 | 2024-25 | 2025-26 | 2026-27 | 2027-28 | 2028-29 | 2029-30 | 2030-31 | 2031-32 | 2032-33 | 2033-34 | 2034-35 | 2035-36 | 2036-37 | 2037-38 | 2038-39 | 2039-40 | 2040-41 | 2041-42 | 2042-43 | 2043-44 | 2044-45 | 2045-46 | 2046-47 | 2047-48 | 2048-49 | 2049-50
VIC1 | Black Coal | 0 | 0 | 0 | 0 | 0 | 0 | 0 | 0 | 0 | 0 | 0 | 0 | 0 | 0 | 0 | 0 | 0 | 0 | 0 | 0 | 0 | 0 | 0 | 0 | 0 | 0 | 0 | 0 | 0
VIC1 | Brown Coal | 0 | 0 | 0 | -221940.7287 | -213815.7311 | -205988.1806 | 127027.0074 | 348613.7684 | -147268.3365 | -106331.5944 | -65925.5326 | -27991.9552 | -26967.2016 | -25979.963 | -25096.1562 | -24110.1241 | 201223.355 | 349287.8707 | -21615.9049 | -20766.6125 | -20006.3704 | -19273.9599 | -18618.2832 | -17886.7678 | -17231.9536 | -16601.1114 | -16036.3604 | 0 | 0
VIC1 | CCGT | 2.516e-06 | 2.4239e-06 | 2.3414e-06 | 2.2494e-06 | 2.1671e-06 | 2.0877e-06 | 2.0167e-06 | 1.9375e-06 | 1.8666e-06 | 1.7982e-06 | 1.7371e-06 | 1.6688e-06 | 1.6077e-06 | 1.5489e-06 | 1.4962e-06 | 1.4374e-06 | 2.1945e-06 | 2.1142e-06 | 2.5991e-06 | 2.497e-06 | 2.4056e-06 | 2.3175e-06 | 2.7764e-06 | 2.6673e-06 | 2.5697e-06 | 2.4756e-06 | 2.9034e-06 | 5.4255e-06 | 5.2269e-06
VIC1 | Gas - Steam | 0 | 0 | 0 | 0 | 0 | 0 | 0 | 0 | 0 | 0 | 0 | 0 | 0 | 0 | 0 | 0 | 0 | 0 | 0 | 0 | 0 | 0 | 0 | 0 | 0 | 0 | 0 | 0 | 0
VIC1 | OCGT / Diesel | 1.405e-05 | 1.3536e-05 | 1.3075e-05 | 1.2562e-05 | 1.2102e-05 | 1.1659e-05 | 1.1262e-05 | 1.082e-05 | 1.0424e-05 | 1.0042e-05 | 9.7003e-06 | 9.3192e-06 | 8.978e-06 | 8.6493e-06 | 8.3551e-06 | 1.0022e-05 | 9.6553e-06 | 9.3019e-06 | 1.2064e-05 | 1.2109e-05 | 2.2237e-05 | 2.1423e-05 | 2.0694e-05 | 3.7336e-05 | 3.597e-05 | 3.4653e-05 | 3.3474e-05 | 555.2618 | 534.9343
VIC1 | Hydro | 0 | 0 | 0 | 0 | 0 | 0 | 0 | 0 | 0 | 0 | 0 | 0 | 0 | 0 | 0 | 0 | 0 | 0 | 0 | 0 | 0 | 0 | 0 | 0 | 0 | 0 | 0 | 0 | 0
VIC1 | Wind | 0.00016114 | 0.00015524 | 0.00014996 | 0.00016509 | 0.00015904 | 0.00015322 | 0.00014801 | 0.00014659 | 0.00014123 | 0.00013606 | 0.00013143 | 0.00013869 | 0.00013361 | 0.00015197 | 0.0001468 | 0.0001673 | 0.00034989 | 43.9728 | 3808.6637 | 5365.6719 | 5169.2408 | 6376.5706 | 13035.1625 | 12523.0089 | 24950.8737 | 26241.3743 | 46430.5498 | 67374.173 | 70117.8285
VIC1 | Solar PV | 1.0778e-05 | 1.231e-05 | 1.1891e-05 | 2.0417e-05 | 1.9669e-05 | 1.8949e-05 | 1.8304e-05 | 1.7585e-05 | 1.6941e-05 | 1.6321e-05 | 1.5766e-05 | 2.1604e-05 | 2.0813e-05 | 2.0051e-05 | 1.9369e-05 | 2.2283e-05 | 3.686e-05 | 4.4544e-05 | 6.8461e-05 | 7.016e-05 | 6.7591e-05 | 9.5007e-05 | 0.00014776 | 0.00014195 | 0.00020139 | 0.0043005 | 2345.2447 | 14900.1586 | 19082.678
VIC1 | Grid Battery | 2.1948e-05 | 2.1145e-05 | 2.0425e-05 | 1.9623e-05 | 1.8905e-05 | 1.8212e-05 | 2.0168e-05 | 2.3398e-05 | 3.4761e-05 | 3.5094e-05 | 3.39e-05 | 4.489e-05 | 4.3247e-05 | 5.316e-05 | 8.7968e-05 | 8.4512e-05 | 8.1418e-05 | 9.5148e-05 | 1189.9401 | 1143.1871 | 3945.3107 | 3800.8774 | 3671.5762 | 6354.7017 | 6122.0633 | 5897.9415 | 5697.3007 | 11261.6397 | 10849.3639
VIC1 | Pumped Hydro | 0 | 0 | 2.1784e-05 | 2.5961e-05 | 2.7338e-05 | 2.6337e-05 | 3.122e-05 | 2.9994e-05 | 2.8896e-05 | 2.7838e-05 | 2.6891e-05 | 3.9968e-05 | 3.8505e-05 | 4.8985e-05 | 5.0739e-05 | 4.8746e-05 | 0.00045826 | 101.7959 | 2507.6087 | 2409.0843 | 2320.8905 | 2235.9253 | 2159.8619 | 2075.0006 | 2968.1924 | 2859.5302 | 3662.8573 | 8939.86 | 8612.5819
VIC1 | VPP | 0 | 0 | 0 | 0 | 0 | 0 | 0 | 0 | 0 | 0 | 0 | 0 | 0 | 0 | 0 | 0 | 0 | 0 | 0 | 0 | 0 | 0 | 0 | 0 | 0 | 0 | 0 | 0 | 0
Total excluding storage |  | 0.00018848 | 0.00018351 | 0.00017727 | -221940.7285 | -213815.7309 | -205988.1805 | 127027.0076 | 348613.7686 | -147268.3363 | -106331.5942 | -65925.5324 | -27991.9551 | -26967.2014 | -25979.9629 | -25096.156 | -24110.1239 | 201223.3554 | 349331.8436 | -17807.2411 | -15400.9404 | -14837.1295 | -12897.3893 | -5583.1205 | -5363.7588 | 7718.9203 | 9640.2672 | 32739.434 | 82829.5934 | 89735.4408
Region | Technology | 2021-22 | 2022-23 | 2023-24 | 2024-25 | 2025-26 | 2026-27 | 2027-28 | 2028-29 | 2029-30 | 2030-31 | 2031-32 | 2032-33 | 2033-34 | 2034-35 | 2035-36 | 2036-37 | 2037-38 | 2038-39 | 2039-40 | 2040-41 | 2041-42 | 2042-43 | 2043-44 | 2044-45 | 2045-46 | 2046-47 | 2047-48 | 2048-49 | 2049-50
SA1 | Black Coal | 0 | 0 | 0 | 0 | 0 | 0 | 0 | 0 | 0 | 0 | 0 | 0 | 0 | 0 | 0 | 0 | 0 | 0 | 0 | 0 | 0 | 0 | 0 | 0 | 0 | 0 | 0 | 0 | 0
SA1 | Brown Coal | 0 | 0 | 0 | 0 | 0 | 0 | 0 | 0 | 0 | 0 | 0 | 0 | 0 | 0 | 0 | 0 | 0 | 0 | 0 | 0 | 0 | 0 | 0 | 0 | 0 | 0 | 0 | 0 | 0
SA1 | CCGT | 2.449e-06 | 2.3593e-06 | 2.2791e-06 | 2.1895e-06 | 2.1094e-06 | 2.0321e-06 | 1.963e-06 | 1.8859e-06 | 1.8168e-06 | 1.7503e-06 | 1.6908e-06 | 1.6244e-06 | 1.5649e-06 | 1.5076e-06 | 1.4563e-06 | 1.3991e-06 | 2.0318e-06 | 1.9574e-06 | 2.5768e-06 | 2.4755e-06 | 2.3849e-06 | 2.2976e-06 | 3.2552e-06 | 3.1273e-06 | 3.0128e-06 | 2.9025e-06 | 2.8038e-06 | 4.114e-06 | 3.9634e-06
SA1 | Gas - Steam | 0 | 0 | 0 | 0 | 0 | 0 | 0 | 0 | 0 | 0 | 0 | 0 | 0 | 0 | 0 | 0 | 0 | 0 | 0 | 0 | 0 | 0 | 0 | 0 | 0 | 0 | 0 | 0 | 0
SA1 | OCGT / Diesel | 1.4094e-05 | 1.3578e-05 | 1.3116e-05 | 1.2601e-05 | 1.214e-05 | 1.1695e-05 | 1.1297e-05 | 1.0853e-05 | 1.0456e-05 | 1.0073e-05 | 9.7306e-06 | 9.3483e-06 | 9.0061e-06 | 8.6764e-06 | 8.3812e-06 | 1.1452e-05 | 1.1032e-05 | 1.0629e-05 | 1.3752e-05 | 1.4998e-05 | 2.8175e-05 | 2.7144e-05 | 3.2981e-05 | 286.9164 | 276.4127 | 266.2936 | 257.2346 | 831.1996 | 800.7703
SA1 | Hydro | 0 | 0 | 0 | 0 | 0 | 0 | 0 | 0 | 0 | 0 | 0 | 0 | 0 | 0 | 0 | 0 | 0 | 0 | 0 | 0 | 0 | 0 | 0 | 0 | 0 | 0 | 0 | 0 | 0
SA1 | Wind | 0.00026528 | 0.00025556 | 0.00030828 | 0.00029617 | 0.00028533 | 0.00027488 | 0.00026553 | 0.00027658 | 0.00026646 | 0.0002567 | 0.00024797 | 0.00028231 | 0.00027197 | 0.00030356 | 0.00029324 | 0.00054871 | 13641.0566 | 22965.7348 | 27812.3796 | 26719.6267 | 25741.4516 | 26946.1835 | 26029.5071 | 25476.0287 | 24543.3803 | 25179.793 | 24995.7974 | 25227.8231 | 24782.985
SA1 | Solar PV | 3.565e-05 | 4.7156e-05 | 4.7218e-05 | 4.5363e-05 | 4.3702e-05 | 4.2102e-05 | 4.067e-05 | 3.9072e-05 | 3.7642e-05 | 3.6264e-05 | 3.503e-05 | 5.5008e-05 | 5.2995e-05 | 5.7888e-05 | 5.5919e-05 | 6.4212e-05 | 0.00017121 | 0.00017373 | 0.0002356 | 0.00052627 | 0.000507 | 368.0091 | 3149.4108 | 3025.6699 | 4042.5742 | 3894.5802 | 6458.3714 | 7432.617 | 7160.5174
SA1 | Grid Battery | 2.3512e-05 | 2.2651e-05 | 2.1881e-05 | 2.1021e-05 | 2.0252e-05 | 1.951e-05 | 2.1492e-05 | 2.439e-05 | 3.8733e-05 | 3.7315e-05 | 3.6046e-05 | 4.825e-05 | 4.6484e-05 | 5.7458e-05 | 8.8025e-05 | 0.00033882 | 0.00032642 | 0.00031447 | 0.00076685 | 0.00074287 | 5144.4658 | 4956.1328 | 4787.5311 | 6236.1107 | 6007.8137 | 5787.8745 | 5590.978 | 5371.3076 | 5174.6701
SA1 | Pumped Hydro | 0 | 0 | 1.837e-05 | 1.7648e-05 | 1.7002e-05 | 1.638e-05 | 1.5822e-05 | 1.5201e-05 | 1.4644e-05 | 1.4108e-05 | 1.3628e-05 | 1.7869e-05 | 1.7215e-05 | 1.8738e-05 | 2.0236e-05 | 3.282e-05 | 3.1618e-05 | 3.0461e-05 | 3.3141e-05 | 3.1839e-05 | 3.6857e-05 | 3.5508e-05 | 3.43e-05 | 3.9583e-05 | 4.4282e-05 | 4.2661e-05 | 4.1209e-05 | 3.959e-05 | 3.8141e-05
SA1 | VPP | 0 | 0 | 0 | 0 | 0 | 0 | 0 | 0 | 0 | 0 | 0 | 0 | 0 | 0 | 0 | 0 | 0 | 0 | 0 | 0 | 0 | 0 | 0 | 0 | 0 | 0 | 0 | 0 | 0
Total excluding storage |  | 0.00031747 | 0.00031866 | 0.00037089 | 0.00035632 | 0.00034328 | 0.00033071 | 0.00031946 | 0.00032839 | 0.00031637 | 0.00030479 | 0.00029442 | 0.00034829 | 0.00033554 | 0.00037164 | 0.00035899 | 0.00062577 | 13641.0568 | 22965.735 | 27812.3798 | 26719.6272 | 25741.4521 | 27314.1927 | 29178.9179 | 28788.615 | 28862.3672 | 29340.6668 | 31711.4034 | 33491.6398 | 32744.2727
Region | Technology | 2021-22 | 2022-23 | 2023-24 | 2024-25 | 2025-26 | 2026-27 | 2027-28 | 2028-29 | 2029-30 | 2030-31 | 2031-32 | 2032-33 | 2033-34 | 2034-35 | 2035-36 | 2036-37 | 2037-38 | 2038-39 | 2039-40 | 2040-41 | 2041-42 | 2042-43 | 2043-44 | 2044-45 | 2045-46 | 2046-47 | 2047-48 | 2048-49 | 2049-50
TAS1 | Black Coal | 0 | 0 | 0 | 0 | 0 | 0 | 0 | 0 | 0 | 0 | 0 | 0 | 0 | 0 | 0 | 0 | 0 | 0 | 0 | 0 | 0 | 0 | 0 | 0 | 0 | 0 | 0 | 0 | 0
TAS1 | Brown Coal | 0 | 0 | 0 | 0 | 0 | 0 | 0 | 0 | 0 | 0 | 0 | 0 | 0 | 0 | 0 | 0 | 0 | 0 | 0 | 0 | 0 | 0 | 0 | 0 | 0 | 0 | 0 | 0 | 0
TAS1 | CCGT | 2.2454e-06 | 2.1632e-06 | 2.0897e-06 | 2.0075e-06 | 1.9341e-06 | 1.8633e-06 | 1.7999e-06 | 1.7291e-06 | 1.6658e-06 | 1.6049e-06 | 1.5503e-06 | 1.4894e-06 | 1.4348e-06 | 1.3823e-06 | 1.3353e-06 | 1.2828e-06 | 1.2359e-06 | 1.1906e-06 | 1.1501e-06 | 1.1049e-06 | 1.0645e-06 | 1.0255e-06 | 9.9062e-07 | 9.5169e-07 | 9.1685e-07 | 8.8329e-07 | 8.5324e-07 | 8.1972e-07 | 7.8971e-07
TAS1 | Gas - Steam | 0 | 0 | 0 | 0 | 0 | 0 | 0 | 0 | 0 | 0 | 0 | 0 | 0 | 0 | 0 | 0 | 0 | 0 | 0 | 0 | 0 | 0 | 0 | 0 | 0 | 0 | 0 | 0 | 0
TAS1 | OCGT / Diesel | 1.4165e-05 | 1.3646e-05 | 1.3182e-05 | 1.2664e-05 | 1.2201e-05 | 1.1754e-05 | 1.1354e-05 | 1.0908e-05 | 1.0509e-05 | 1.0124e-05 | 9.7796e-06 | 9.3953e-06 | 9.0514e-06 | 8.72e-06 | 8.4234e-06 | 8.0924e-06 | 7.7961e-06 | 7.5107e-06 | 7.2552e-06 | 6.9702e-06 | 6.715e-06 | 6.4692e-06 | 6.2491e-06 | 6.0036e-06 | 5.7838e-06 | 5.5721e-06 | 5.3825e-06 | 5.171e-06 | 4.9817e-06
TAS1 | Hydro | 0 | 0 | 0 | 0 | 0 | 0 | 0 | 0 | 0 | 0 | 0 | 0 | 0 | 0 | 0 | 0 | 0 | 0 | 0 | 0 | 0 | 0 | 0 | 0 | 0 | 0 | 0 | 0 | 0
TAS1 | Wind | 0.0001276 | 0.00012293 | 3211.7397 | 6171.105 | 8920.9192 | 11509.7217 | 13934.3889 | 16092.4644 | 18109.85 | 19916.7475 | 21624.4105 | 23078.6213 | 24453.2396 | 25696.2777 | 26887.6243 | 27815.5576 | 28708.9659 | 29501.7573 | 30341.6974 | 30920.6849 | 29788.7138 | 28698.1829 | 27721.9055 | 26632.7073 | 25657.7142 | 24718.4145 | 23877.524 | 22939.3722 | 22099.5879
TAS1 | Solar PV | 4.4834e-06 | 6.4024e-06 | 9.9889e-06 | 9.5964e-06 | 9.2451e-06 | 8.9067e-06 | 1.058e-05 | 1.0164e-05 | 1.3084e-05 | 1.6872e-05 | 2.4858e-05 | 2.3882e-05 | 2.3007e-05 | 2.2165e-05 | 2.1411e-05 | 2.057e-05 | 2.3835e-05 | 2.6773e-05 | 2.8049e-05 | 3.901e-05 | 3.7582e-05 | 3.6206e-05 | 3.4974e-05 | 3.36e-05 | 3.237e-05 | 3.1185e-05 | 3.0124e-05 | 2.894e-05 | 2.7881e-05
TAS1 | Grid Battery | 2.222e-05 | 2.1407e-05 | 2.0679e-05 | 1.9866e-05 | 1.9139e-05 | 1.8438e-05 | 1.9543e-05 | 2.2298e-05 | 3.1612e-05 | 3.2377e-05 | 3.1276e-05 | 3.3168e-05 | 3.1954e-05 | 3.4205e-05 | 3.4665e-05 | 3.6001e-05 | 3.6778e-05 | 3.7178e-05 | 3.8792e-05 | 4.1691e-05 | 5.1957e-05 | 5.2466e-05 | 5.384e-05 | 5.4105e-05 | 5.4097e-05 | 5.5382e-05 | 5.6935e-05 | 5.8755e-05 | 6.4636e-05
TAS1 | Pumped Hydro | 0 | 0 | 5.517e-05 | 5.3002e-05 | 5.439e-05 | 5.6289e-05 | 5.7233e-05 | 5.4984e-05 | 5.5748e-05 | 5.6053e-05 | 5.7392e-05 | 5.7517e-05 | 5.814e-05 | 5.8614e-05 | 5.9549e-05 | 5.9797e-05 | 5.9861e-05 | 6.0288e-05 | 6.0577e-05 | 6.0918e-05 | 6.0979e-05 | 6.1254e-05 | 6.1904e-05 | 6.2054e-05 | 6.2483e-05 | 6.247e-05 | 6.3273e-05 | 6.3378e-05 | 6.4022e-05
TAS1 | VPP | 0 | 0 | 0 | 0 | 0 | 0 | 0 | 0 | 0 | 0 | 0 | 0 | 0 | 0 | 0 | 0 | 0 | 0 | 0 | 0 | 0 | 0 | 0 | 0 | 0 | 0 | 0 | 0 | 0
Total excluding storage |  | 0.0001485 | 0.00014514 | 3211.7397 | 6171.105 | 8920.9193 | 11509.7217 | 13934.3889 | 16092.4644 | 18109.85 | 19916.7476 | 21624.4105 | 23078.6213 | 24453.2396 | 25696.2777 | 26887.6244 | 27815.5576 | 28708.9659 | 29501.7574 | 30341.6974 | 30920.6849 | 29788.7138 | 28698.1829 | 27721.9055 | 26632.7073 | 25657.7142 | 24718.4145 | 23877.524 | 22939.3722 | 22099.5879

## BaseCase_Fuel Cost
Fuel cost by technology ($000s) - Base Case, Slow Change Scenario
Fuel | Real June 2020 dollars discounted to 1 July 2020
Explicitly modelled generation
Region | Technology | 2021-22 | 2022-23 | 2023-24 | 2024-25 | 2025-26 | 2026-27 | 2027-28 | 2028-29 | 2029-30 | 2030-31 | 2031-32 | 2032-33 | 2033-34 | 2034-35 | 2035-36 | 2036-37 | 2037-38 | 2038-39 | 2039-40 | 2040-41 | 2041-42 | 2042-43 | 2043-44 | 2044-45 | 2045-46 | 2046-47 | 2047-48 | 2048-49 | 2049-50
NEM | Black Coal | 1579899.1413 | 1399110.279 | 1333566.4802 | 1221747.0982 | 1163812.4098 | 1005009.8545 | 927163.7891 | 939594.8725 | 634221.335 | 526992.2459 | 358289.04 | 374770.0223 | 389292.1561 | 354338.9924 | 304144.0595 | 317133.2043 | 318748.6857 | 303302.2906 | 270654.934 | 248514.4725 | 225750.2915 | 157904.894 | 122154.691 | 90752.3982 | 73709.8674 | 49821.8202 | 45953.9645 | 41602.178 | 37716.273
NEM | Brown Coal | 205786.7499 | 173251.0959 | 182107.2011 | 116840.3577 | 118382.5404 | 115355.2011 | 101621.9941 | 100727.2697 | 95737.9488 | 98047.3728 | 88716.6937 | 86981.149 | 86920.296 | 83260.1317 | 81583.0963 | 77035.3288 | 71001.5711 | 70464.9242 | 60544.2926 | 61536.875 | 63746.063 | 61011.3564 | 56504.1077 | 54558.4074 | 50408.8274 | 51565.0555 | 30249.3627 | 0 | 0
NEM | CCGT | 203162.7756 | 201897.9325 | 155430.8799 | 160059.6345 | 157954.6499 | 163978.4192 | 142766.5724 | 186003.6875 | 118846.6739 | 123529.1546 | 130032.7552 | 140070.1387 | 124875.619 | 126601.9804 | 107876.2042 | 103001.2799 | 85618.2121 | 120075.9804 | 143606.294 | 140987.3491 | 111959.7834 | 156240.1101 | 104361.0309 | 102142.269 | 59578.1851 | 46147.8972 | 44991.7572 | 43665.4054 | 42505.6853
NEM | Gas - Steam | 90124.4015 | 91789.7245 | 86344.2035 | 15176.525 | 14423.1626 | 14332.8568 | 13176.1724 | 15986.522 | 11610.4055 | 11862.6396 | 11987.0148 | 12292.7566 | 11504.6117 | 10588.267 | 4984.4478 | 4530.1534 | 5645.2343 | 4533.1861 | 3123.6212 | 3078.4892 | 2912.4305 | 4257.868 | 4830.394 | 4526.1015 | 6270.2225 | 0 | 0 | 0 | 0
NEM | OCGT / Diesel | 2150.4629 | 1288.7985 | 6374.8791 | 6558.1859 | 1618.0054 | 5081.1981 | 2534.38 | 17095.7489 | 322.4311 | 196.0189 | 306.2456 | 4860.0379 | 2728.9665 | 1051.2542 | 6094.7687 | 5552.4739 | 12557.997 | 14181.3508 | 41100.1089 | 46157.1929 | 32724.1434 | 26725.1897 | 105158.6817 | 55816.5992 | 80730.5171 | 94016.9115 | 159643.5062 | 279541.6048 | 273967.4844
NEM | Hydro | 0 | 0 | 0 | 0 | 0 | 0 | 0 | 0 | 0 | 0 | 0 | 0 | 0 | 0 | 0 | 0 | 0 | 0 | 0 | 0 | 0 | 0 | 0 | 0 | 0 | 0 | 0 | 0 | 0
NEM | Wind | 0 | 0 | 0 | 0 | 0 | 0 | 0 | 0 | 0 | 0 | 0 | 0 | 0 | 0 | 0 | 0 | 0 | 0 | 0 | 0 | 0 | 0 | 0 | 0 | 0 | 0 | 0 | 0 | 0
NEM | Solar PV | 0 | 0 | 0 | 0 | 0 | 0 | 0 | 0 | 0 | 0 | 0 | 0 | 0 | 0 | 0 | 0 | 0 | 0 | 0 | 0 | 0 | 0 | 0 | 0 | 0 | 0 | 0 | 0 | 0
NEM | Grid Battery | 0 | 0 | 0 | 0 | 0 | 0 | 0 | 0 | 0 | 0 | 0 | 0 | 0 | 0 | 0 | 0 | 0 | 0 | 0 | 0 | 0 | 0 | 0 | 0 | 0 | 0 | 0 | 0 | 0
NEM | Pumped Hydro | 0 | 0 | 0 | 0 | 0 | 0 | 0 | 0 | 0 | 0 | 0 | 0 | 0 | 0 | 0 | 0 | 0 | 0 | 0 | 0 | 0 | 0 | 0 | 0 | 0 | 0 | 0 | 0 | 0
NEM | VPP | 0 | 0 | 0 | 0 | 0 | 0 | 0 | 0 | 0 | 0 | 0 | 0 | 0 | 0 | 0 | 0 | 0 | 0 | 0 | 0 | 0 | 0 | 0 | 0 | 0 | 0 | 0 | 0 | 0
Total excluding storage |  | 2081123.5313 | 1867337.8305 | 1763823.6438 | 1520381.8014 | 1456190.768 | 1303757.5297 | 1187262.9079 | 1259408.1005 | 860738.7942 | 760627.4319 | 589331.7493 | 618974.1045 | 615321.6493 | 575840.6257 | 504682.5764 | 507252.4403 | 493571.7002 | 512557.7321 | 519029.2508 | 500274.3787 | 437092.7118 | 406139.4181 | 393008.9053 | 307795.7753 | 270697.6195 | 241551.6843 | 280838.5906 | 364809.1882 | 354189.4427
Region | Technology | 2021-22 | 2022-23 | 2023-24 | 2024-25 | 2025-26 | 2026-27 | 2027-28 | 2028-29 | 2029-30 | 2030-31 | 2031-32 | 2032-33 | 2033-34 | 2034-35 | 2035-36 | 2036-37 | 2037-38 | 2038-39 | 2039-40 | 2040-41 | 2041-42 | 2042-43 | 2043-44 | 2044-45 | 2045-46 | 2046-47 | 2047-48 | 2048-49 | 2049-50
NSW1 | Black Coal | 826738.417 | 732629.37 | 643114.8333 | 673917.2182 | 596275.918 | 531516.4671 | 484407.3572 | 528219.6678 | 283223.1944 | 203211.2257 | 90980.4105 | 84499.3963 | 110213.6061 | 92104.3972 | 70395.4857 | 89763.841 | 101323.4762 | 96350.736 | 81791.812 | 68150.9286 | 55964.3776 | 0 | 0 | 0 | 0 | 0 | 0 | 0 | 0
NSW1 | Brown Coal | 0 | 0 | 0 | 0 | 0 | 0 | 0 | 0 | 0 | 0 | 0 | 0 | 0 | 0 | 0 | 0 | 0 | 0 | 0 | 0 | 0 | 0 | 0 | 0 | 0 | 0 | 0 | 0 | 0
NSW1 | CCGT | 2480.8384 | 2468.5554 | 7330.7272 | 4653.1532 | 4433.0987 | 4332.7437 | 4223.6437 | 4110.178 | 3896.3564 | 3841.4644 | 3732.6522 | 3629.1797 | 3553.864 | 4865.6507 | 3369.792 | 3180.2874 | 3148.1575 | 27446.2303 | 48330.8233 | 49722.7779 | 31321.7293 | 48945.5478 | 50.3271 | 0.0002815 | 0.00027907 | 0.00035172 | 0.00035233 | 0.00033266 | 0.00031469
NSW1 | Gas - Steam | 0 | 0 | 0 | 0 | 0 | 0 | 0 | 0 | 0 | 0 | 0 | 0 | 0 | 0 | 0 | 0 | 0 | 0 | 0 | 0 | 0 | 0 | 0 | 0 | 0 | 0 | 0 | 0 | 0
NSW1 | OCGT / Diesel | 0.00022054 | 0.00021606 | 376.1068 | 3914.7279 | 644.2263 | 1390.959 | 596.5263 | 1167.9314 | 0.00023367 | 0.00023372 | 0.00021784 | 1238.1976 | 236.0846 | 332.0829 | 1066.8985 | 565.5197 | 1602.6539 | 491.5688 | 8778.6125 | 9697.8807 | 7370.0573 | 5421.3405 | 49161.3931 | 27697.6122 | 37995.6472 | 31604.6157 | 93118.1724 | 104779.2106 | 127064.6685
NSW1 | Hydro | 0 | 0 | 0 | 0 | 0 | 0 | 0 | 0 | 0 | 0 | 0 | 0 | 0 | 0 | 0 | 0 | 0 | 0 | 0 | 0 | 0 | 0 | 0 | 0 | 0 | 0 | 0 | 0 | 0
NSW1 | Wind | 0 | 0 | 0 | 0 | 0 | 0 | 0 | 0 | 0 | 0 | 0 | 0 | 0 | 0 | 0 | 0 | 0 | 0 | 0 | 0 | 0 | 0 | 0 | 0 | 0 | 0 | 0 | 0 | 0
NSW1 | Solar PV | 0 | 0 | 0 | 0 | 0 | 0 | 0 | 0 | 0 | 0 | 0 | 0 | 0 | 0 | 0 | 0 | 0 | 0 | 0 | 0 | 0 | 0 | 0 | 0 | 0 | 0 | 0 | 0 | 0
NSW1 | Grid Battery | 0 | 0 | 0 | 0 | 0 | 0 | 0 | 0 | 0 | 0 | 0 | 0 | 0 | 0 | 0 | 0 | 0 | 0 | 0 | 0 | 0 | 0 | 0 | 0 | 0 | 0 | 0 | 0 | 0
NSW1 | Pumped Hydro | 0 | 0 | 0 | 0 | 0 | 0 | 0 | 0 | 0 | 0 | 0 | 0 | 0 | 0 | 0 | 0 | 0 | 0 | 0 | 0 | 0 | 0 | 0 | 0 | 0 | 0 | 0 | 0 | 0
NSW1 | VPP | 0 | 0 | 0 | 0 | 0 | 0 | 0 | 0 | 0 | 0 | 0 | 0 | 0 | 0 | 0 | 0 | 0 | 0 | 0 | 0 | 0 | 0 | 0 | 0 | 0 | 0 | 0 | 0 | 0
Total excluding storage |  | 829219.2556 | 735097.9256 | 650821.6673 | 682485.0993 | 601353.243 | 537240.1698 | 489227.5272 | 533497.7771 | 287119.551 | 207052.6903 | 94713.0629 | 89366.7736 | 114003.5547 | 97302.1308 | 74832.1761 | 93509.648 | 106074.2876 | 124288.5351 | 138901.2478 | 127571.5873 | 94656.1642 | 54366.8884 | 49211.7202 | 27697.6125 | 37995.6475 | 31604.6161 | 93118.1727 | 104779.2109 | 127064.6689
Region | Technology | 2021-22 | 2022-23 | 2023-24 | 2024-25 | 2025-26 | 2026-27 | 2027-28 | 2028-29 | 2029-30 | 2030-31 | 2031-32 | 2032-33 | 2033-34 | 2034-35 | 2035-36 | 2036-37 | 2037-38 | 2038-39 | 2039-40 | 2040-41 | 2041-42 | 2042-43 | 2043-44 | 2044-45 | 2045-46 | 2046-47 | 2047-48 | 2048-49 | 2049-50
QLD1 | Black Coal | 753160.7243 | 666480.909 | 690451.6469 | 547829.88 | 567536.4917 | 473493.3874 | 442756.4318 | 411375.2047 | 350998.1405 | 323781.0203 | 267308.6295 | 290270.626 | 279078.55 | 262234.5953 | 233748.5738 | 227369.3633 | 217425.2095 | 206951.5546 | 188863.122 | 180363.5439 | 169785.9139 | 157904.894 | 122154.691 | 90752.3982 | 73709.8674 | 49821.8202 | 45953.9645 | 41602.178 | 37716.273
QLD1 | Brown Coal | 0 | 0 | 0 | 0 | 0 | 0 | 0 | 0 | 0 | 0 | 0 | 0 | 0 | 0 | 0 | 0 | 0 | 0 | 0 | 0 | 0 | 0 | 0 | 0 | 0 | 0 | 0 | 0 | 0
QLD1 | CCGT | 99873.8649 | 100156.4048 | 110068.9763 | 119608.8649 | 119232.2348 | 126309.4111 | 106379.7723 | 150579.4971 | 84762.6092 | 90296.5559 | 97579.4127 | 108515.3906 | 93895.3266 | 95381.2533 | 78904.8038 | 75327.9121 | 82470.0542 | 92629.7497 | 95275.4702 | 91264.5707 | 80638.0537 | 107294.5617 | 104310.7032 | 102142.2682 | 59578.1843 | 46147.8963 | 44991.7563 | 43665.4042 | 42505.6842
QLD1 | Gas - Steam | 2551.867 | 2563.7765 | 5130.1595 | 5465.0845 | 5657.1155 | 5409.367 | 4669.5685 | 7375.2 | 3978.9855 | 4278.687 | 4545.3785 | 4459.439 | 4145.5628 | 3803.6642 | 3612.9578 | 3418.2578 | 3285.1335 | 3162.8782 | 3123.6212 | 3078.4892 | 2912.4305 | 4257.868 | 4830.394 | 4526.1015 | 6270.2225 | 0 | 0 | 0 | 0
QLD1 | OCGT / Diesel | 0.00038743 | 0.00038062 | 0.00038288 | 1933.9845 | 616.5944 | 2913.6098 | 1344.3915 | 14969.9897 | 322.4295 | 54.1664 | 122.7483 | 2341.0875 | 2022.3197 | 414.7474 | 1711.4803 | 1741.3415 | 3946.577 | 2109.2055 | 7558.3902 | 4716.4365 | 6856.3072 | 4900.0407 | 13234.4756 | 17831.9457 | 33334.1014 | 54126.1213 | 51995.8409 | 80281.0088 | 57926.6597
QLD1 | Hydro | 0 | 0 | 0 | 0 | 0 | 0 | 0 | 0 | 0 | 0 | 0 | 0 | 0 | 0 | 0 | 0 | 0 | 0 | 0 | 0 | 0 | 0 | 0 | 0 | 0 | 0 | 0 | 0 | 0
QLD1 | Wind | 0 | 0 | 0 | 0 | 0 | 0 | 0 | 0 | 0 | 0 | 0 | 0 | 0 | 0 | 0 | 0 | 0 | 0 | 0 | 0 | 0 | 0 | 0 | 0 | 0 | 0 | 0 | 0 | 0
QLD1 | Solar PV | 0 | 0 | 0 | 0 | 0 | 0 | 0 | 0 | 0 | 0 | 0 | 0 | 0 | 0 | 0 | 0 | 0 | 0 | 0 | 0 | 0 | 0 | 0 | 0 | 0 | 0 | 0 | 0 | 0
QLD1 | Grid Battery | 0 | 0 | 0 | 0 | 0 | 0 | 0 | 0 | 0 | 0 | 0 | 0 | 0 | 0 | 0 | 0 | 0 | 0 | 0 | 0 | 0 | 0 | 0 | 0 | 0 | 0 | 0 | 0 | 0
QLD1 | Pumped Hydro | 0 | 0 | 0 | 0 | 0 | 0 | 0 | 0 | 0 | 0 | 0 | 0 | 0 | 0 | 0 | 0 | 0 | 0 | 0 | 0 | 0 | 0 | 0 | 0 | 0 | 0 | 0 | 0 | 0
QLD1 | VPP | 0 | 0 | 0 | 0 | 0 | 0 | 0 | 0 | 0 | 0 | 0 | 0 | 0 | 0 | 0 | 0 | 0 | 0 | 0 | 0 | 0 | 0 | 0 | 0 | 0 | 0 | 0 | 0 | 0
Total excluding storage |  | 855586.4566 | 769201.0907 | 805650.7831 | 674837.814 | 693042.4364 | 608125.7754 | 555150.1642 | 584299.8915 | 440062.1647 | 418410.4296 | 369556.169 | 405586.5431 | 379141.7591 | 361834.2602 | 317977.8157 | 307856.8747 | 307126.9742 | 304853.3879 | 294820.6035 | 279423.0403 | 260192.7053 | 274357.3644 | 244530.2637 | 215252.7135 | 172892.3756 | 150095.8378 | 142941.5616 | 165548.591 | 138148.617
Region | Technology | 2021-22 | 2022-23 | 2023-24 | 2024-25 | 2025-26 | 2026-27 | 2027-28 | 2028-29 | 2029-30 | 2030-31 | 2031-32 | 2032-33 | 2033-34 | 2034-35 | 2035-36 | 2036-37 | 2037-38 | 2038-39 | 2039-40 | 2040-41 | 2041-42 | 2042-43 | 2043-44 | 2044-45 | 2045-46 | 2046-47 | 2047-48 | 2048-49 | 2049-50
VIC1 | Black Coal | 0 | 0 | 0 | 0 | 0 | 0 | 0 | 0 | 0 | 0 | 0 | 0 | 0 | 0 | 0 | 0 | 0 | 0 | 0 | 0 | 0 | 0 | 0 | 0 | 0 | 0 | 0 | 0 | 0
VIC1 | Brown Coal | 205786.7499 | 173251.0959 | 182107.2011 | 116840.3577 | 118382.5404 | 115355.2011 | 101621.9941 | 100727.2697 | 95737.9488 | 98047.3728 | 88716.6937 | 86981.149 | 86920.296 | 83260.1317 | 81583.0963 | 77035.3288 | 71001.5711 | 70464.9242 | 60544.2926 | 61536.875 | 63746.063 | 61011.3564 | 56504.1077 | 54558.4074 | 50408.8274 | 51565.0555 | 30249.3627 | 0 | 0
VIC1 | CCGT | 0.00010686 | 0.00010958 | 0.00011362 | 0.00012792 | 0.00012595 | 0.00011977 | 0.00012295 | 0.00012577 | 0.00012168 | 0.00011994 | 0.00011659 | 0.00013267 | 0.00012679 | 0.00013085 | 0.00012368 | 0.00012394 | 0.00016674 | 0.00017445 | 0.00020193 | 0.00019466 | 0.00019586 | 0.00019125 | 0.00022138 | 0.00020122 | 0.00020292 | 0.00020984 | 0.00023578 | 0.00038515 | 0.0003701
VIC1 | Gas - Steam | 164.5115 | 3.72e-05 | 382.474 | 672.0081 | 126.7455 | 596.8423 | 528.2924 | 722.7182 | 4.4976e-05 | 147.2138 | 251.74 | 830.1389 | 462.7903 | 176.7849 | 1371.49 | 1111.8956 | 2360.1008 | 1370.3079 | 0 | 0 | 0 | 0 | 0 | 0 | 0 | 0 | 0 | 0 | 0
VIC1 | OCGT / Diesel | 4.9839 | 0.00032065 | 205.0174 | 61.8262 | 0.00041842 | 11.1018 | 91.1615 | 0.00042896 | 0.00039982 | 3.4474 | 47.7143 | 432.2057 | 156.0555 | 0.00042046 | 832.2922 | 1105.3583 | 1058.908 | 1106.4241 | 2230.893 | 2655.2653 | 1914.2669 | 525.5339 | 1427.6127 | 4296.6267 | 4300.2458 | 1859.2719 | 2741.7368 | 60543.2801 | 58152.1867
VIC1 | Hydro | 0 | 0 | 0 | 0 | 0 | 0 | 0 | 0 | 0 | 0 | 0 | 0 | 0 | 0 | 0 | 0 | 0 | 0 | 0 | 0 | 0 | 0 | 0 | 0 | 0 | 0 | 0 | 0 | 0
VIC1 | Wind | 0 | 0 | 0 | 0 | 0 | 0 | 0 | 0 | 0 | 0 | 0 | 0 | 0 | 0 | 0 | 0 | 0 | 0 | 0 | 0 | 0 | 0 | 0 | 0 | 0 | 0 | 0 | 0 | 0
VIC1 | Solar PV | 0 | 0 | 0 | 0 | 0 | 0 | 0 | 0 | 0 | 0 | 0 | 0 | 0 | 0 | 0 | 0 | 0 | 0 | 0 | 0 | 0 | 0 | 0 | 0 | 0 | 0 | 0 | 0 | 0
VIC1 | Grid Battery | 0 | 0 | 0 | 0 | 0 | 0 | 0 | 0 | 0 | 0 | 0 | 0 | 0 | 0 | 0 | 0 | 0 | 0 | 0 | 0 | 0 | 0 | 0 | 0 | 0 | 0 | 0 | 0 | 0
VIC1 | Pumped Hydro | 0 | 0 | 0 | 0 | 0 | 0 | 0 | 0 | 0 | 0 | 0 | 0 | 0 | 0 | 0 | 0 | 0 | 0 | 0 | 0 | 0 | 0 | 0 | 0 | 0 | 0 | 0 | 0 | 0
VIC1 | VPP | 0 | 0 | 0 | 0 | 0 | 0 | 0 | 0 | 0 | 0 | 0 | 0 | 0 | 0 | 0 | 0 | 0 | 0 | 0 | 0 | 0 | 0 | 0 | 0 | 0 | 0 | 0 | 0 | 0
Total excluding storage |  | 205956.2455 | 173251.0964 | 182694.6926 | 117574.192 | 118509.2864 | 115963.1453 | 102241.4481 | 101449.9884 | 95737.9493 | 98198.0342 | 89016.1482 | 88243.4938 | 87539.1419 | 83436.9171 | 83786.8786 | 79252.5829 | 74420.5801 | 72941.6564 | 62775.1859 | 64192.1405 | 65660.3301 | 61536.8905 | 57931.7206 | 58855.0342 | 54709.0735 | 53424.3276 | 32991.0997 | 60543.2805 | 58152.1871
Region | Technology | 2021-22 | 2022-23 | 2023-24 | 2024-25 | 2025-26 | 2026-27 | 2027-28 | 2028-29 | 2029-30 | 2030-31 | 2031-32 | 2032-33 | 2033-34 | 2034-35 | 2035-36 | 2036-37 | 2037-38 | 2038-39 | 2039-40 | 2040-41 | 2041-42 | 2042-43 | 2043-44 | 2044-45 | 2045-46 | 2046-47 | 2047-48 | 2048-49 | 2049-50
SA1 | Black Coal | 0 | 0 | 0 | 0 | 0 | 0 | 0 | 0 | 0 | 0 | 0 | 0 | 0 | 0 | 0 | 0 | 0 | 0 | 0 | 0 | 0 | 0 | 0 | 0 | 0 | 0 | 0 | 0 | 0
SA1 | Brown Coal | 0 | 0 | 0 | 0 | 0 | 0 | 0 | 0 | 0 | 0 | 0 | 0 | 0 | 0 | 0 | 0 | 0 | 0 | 0 | 0 | 0 | 0 | 0 | 0 | 0 | 0 | 0 | 0 | 0
SA1 | CCGT | 100808.0721 | 99272.9721 | 38031.1761 | 35797.6161 | 34289.3161 | 33336.2641 | 32163.1561 | 31314.0121 | 30187.7081 | 29391.1341 | 28720.6901 | 27925.5681 | 27426.4281 | 26355.0761 | 25601.6081 | 24493.0801 | 0.00017137 | 0.00018464 | 0.00021522 | 0.0002152 | 0.00021903 | 0.00021496 | 0.00026969 | 0.00024254 | 0.00024827 | 0.00025737 | 0.00025945 | 0.0003271 | 0.00031071
SA1 | Gas - Steam | 87408.023 | 89225.948 | 80831.57 | 9039.4325 | 8639.3016 | 8326.6475 | 7978.3115 | 7888.6038 | 7631.42 | 7436.7388 | 7189.8963 | 7003.1786 | 6896.2586 | 6607.8179 | 0 | 0 | 0 | 0 | 0 | 0 | 0 | 0 | 0 | 0 | 0 | 0 | 0 | 0 | 0
SA1 | OCGT / Diesel | 2145.4782 | 1288.7975 | 5793.7544 | 647.6472 | 357.1841 | 765.5274 | 502.3006 | 957.8273 | 0.00079579 | 138.4047 | 135.7827 | 848.547 | 314.5066 | 304.4234 | 2484.0976 | 2140.2544 | 5949.8579 | 10474.1523 | 22532.2131 | 29087.6102 | 16583.5118 | 15878.2745 | 41335.2003 | 5990.4145 | 5100.5225 | 6426.9024 | 11787.7561 | 33938.1052 | 30823.9692
SA1 | Hydro | 0 | 0 | 0 | 0 | 0 | 0 | 0 | 0 | 0 | 0 | 0 | 0 | 0 | 0 | 0 | 0 | 0 | 0 | 0 | 0 | 0 | 0 | 0 | 0 | 0 | 0 | 0 | 0 | 0
SA1 | Wind | 0 | 0 | 0 | 0 | 0 | 0 | 0 | 0 | 0 | 0 | 0 | 0 | 0 | 0 | 0 | 0 | 0 | 0 | 0 | 0 | 0 | 0 | 0 | 0 | 0 | 0 | 0 | 0 | 0
SA1 | Solar PV | 0 | 0 | 0 | 0 | 0 | 0 | 0 | 0 | 0 | 0 | 0 | 0 | 0 | 0 | 0 | 0 | 0 | 0 | 0 | 0 | 0 | 0 | 0 | 0 | 0 | 0 | 0 | 0 | 0
SA1 | Grid Battery | 0 | 0 | 0 | 0 | 0 | 0 | 0 | 0 | 0 | 0 | 0 | 0 | 0 | 0 | 0 | 0 | 0 | 0 | 0 | 0 | 0 | 0 | 0 | 0 | 0 | 0 | 0 | 0 | 0
SA1 | Pumped Hydro | 0 | 0 | 0 | 0 | 0 | 0 | 0 | 0 | 0 | 0 | 0 | 0 | 0 | 0 | 0 | 0 | 0 | 0 | 0 | 0 | 0 | 0 | 0 | 0 | 0 | 0 | 0 | 0 | 0
SA1 | VPP | 0 | 0 | 0 | 0 | 0 | 0 | 0 | 0 | 0 | 0 | 0 | 0 | 0 | 0 | 0 | 0 | 0 | 0 | 0 | 0 | 0 | 0 | 0 | 0 | 0 | 0 | 0 | 0 | 0
Total excluding storage |  | 190361.5733 | 189787.7176 | 124656.5006 | 45484.6958 | 43285.8018 | 42428.4389 | 40643.7683 | 40160.4432 | 37819.1289 | 36966.2776 | 36046.3691 | 35777.2937 | 34637.1934 | 33267.3174 | 28085.7057 | 26633.3345 | 5949.8581 | 10474.1524 | 22532.2133 | 29087.6104 | 16583.512 | 15878.2747 | 41335.2006 | 5990.4148 | 5100.5228 | 6426.9027 | 11787.7564 | 33938.1056 | 30823.9696
Region | Technology | 2021-22 | 2022-23 | 2023-24 | 2024-25 | 2025-26 | 2026-27 | 2027-28 | 2028-29 | 2029-30 | 2030-31 | 2031-32 | 2032-33 | 2033-34 | 2034-35 | 2035-36 | 2036-37 | 2037-38 | 2038-39 | 2039-40 | 2040-41 | 2041-42 | 2042-43 | 2043-44 | 2044-45 | 2045-46 | 2046-47 | 2047-48 | 2048-49 | 2049-50
TAS1 | Black Coal | 0 | 0 | 0 | 0 | 0 | 0 | 0 | 0 | 0 | 0 | 0 | 0 | 0 | 0 | 0 | 0 | 0 | 0 | 0 | 0 | 0 | 0 | 0 | 0 | 0 | 0 | 0 | 0 | 0
TAS1 | Brown Coal | 0 | 0 | 0 | 0 | 0 | 0 | 0 | 0 | 0 | 0 | 0 | 0 | 0 | 0 | 0 | 0 | 0 | 0 | 0 | 0 | 0 | 0 | 0 | 0 | 0 | 0 | 0 | 0 | 0
TAS1 | CCGT | 0.00010711 | 0.00010849 | 0.00011106 | 0.00011043 | 0.00010679 | 0.0001033 | 0.00010144 | 0.0001009 | 0.00010104 | 0.00010107 | 0.00010102 | 0.0001009 | 0.00010081 | 0.00010063 | 0.00010097 | 0.00010051 | 0.00010074 | 0.00010063 | 0.00010111 | 0.0001005 | 0.00010083 | 0.0001009 | 0.00010098 | 0.00010078 | 0.00010068 | 0.00010097 | 0.00010116 | 0.00010087 | 0.00010084
TAS1 | Gas - Steam | 0 | 0 | 0 | 0 | 0 | 0 | 0 | 0 | 0 | 0 | 0 | 0 | 0 | 0 | 0 | 0 | 0 | 0 | 0 | 0 | 0 | 0 | 0 | 0 | 0 | 0 | 0 | 0 | 0
TAS1 | OCGT / Diesel | 0.00013307 | 0.00013198 | 0.00013302 | 0.00013323 | 0.0001292 | 0.00012892 | 0.0001281 | 0.00012787 | 0.00012885 | 0.00012835 | 0.00012768 | 0.00012762 | 0.0001279 | 0.00012734 | 0.00012752 | 0.00012659 | 0.00012772 | 0.00012592 | 0.00012645 | 0.00010071 | 0.00010091 | 0.00010156 | 0.00010053 | 0.00010053 | 9.9852e-05 | 0.00010121 | 0.00010122 | 0.0001013 | 0.00010035
TAS1 | Hydro | 0 | 0 | 0 | 0 | 0 | 0 | 0 | 0 | 0 | 0 | 0 | 0 | 0 | 0 | 0 | 0 | 0 | 0 | 0 | 0 | 0 | 0 | 0 | 0 | 0 | 0 | 0 | 0 | 0
TAS1 | Wind | 0 | 0 | 0 | 0 | 0 | 0 | 0 | 0 | 0 | 0 | 0 | 0 | 0 | 0 | 0 | 0 | 0 | 0 | 0 | 0 | 0 | 0 | 0 | 0 | 0 | 0 | 0 | 0 | 0
TAS1 | Solar PV | 0 | 0 | 0 | 0 | 0 | 0 | 0 | 0 | 0 | 0 | 0 | 0 | 0 | 0 | 0 | 0 | 0 | 0 | 0 | 0 | 0 | 0 | 0 | 0 | 0 | 0 | 0 | 0 | 0
TAS1 | Grid Battery | 0 | 0 | 0 | 0 | 0 | 0 | 0 | 0 | 0 | 0 | 0 | 0 | 0 | 0 | 0 | 0 | 0 | 0 | 0 | 0 | 0 | 0 | 0 | 0 | 0 | 0 | 0 | 0 | 0
TAS1 | Pumped Hydro | 0 | 0 | 0 | 0 | 0 | 0 | 0 | 0 | 0 | 0 | 0 | 0 | 0 | 0 | 0 | 0 | 0 | 0 | 0 | 0 | 0 | 0 | 0 | 0 | 0 | 0 | 0 | 0 | 0
TAS1 | VPP | 0 | 0 | 0 | 0 | 0 | 0 | 0 | 0 | 0 | 0 | 0 | 0 | 0 | 0 | 0 | 0 | 0 | 0 | 0 | 0 | 0 | 0 | 0 | 0 | 0 | 0 | 0 | 0 | 0
Total excluding storage |  | 0.00024018 | 0.00024047 | 0.00024408 | 0.00024367 | 0.00023599 | 0.00023221 | 0.00022954 | 0.00022877 | 0.00022989 | 0.00022942 | 0.0002287 | 0.00022852 | 0.00022871 | 0.00022797 | 0.00022849 | 0.0002271 | 0.00022846 | 0.00022655 | 0.00022756 | 0.0002012 | 0.00020173 | 0.00020246 | 0.00020151 | 0.00020132 | 0.00020054 | 0.00020219 | 0.00020239 | 0.00020217 | 0.00020119

## BaseCase_Build Cost
New generation build cost (CAPEX) by technology ($000s) - Base Case, Slow Change Scenario
CAPEX (Install) | Real June 2020 dollars discounted to 1 July 2020. The total capital costs are annualised for modelling purposes.
Explicitly modelled generation
Region | Technology | 2021-22 | 2022-23 | 2023-24 | 2024-25 | 2025-26 | 2026-27 | 2027-28 | 2028-29 | 2029-30 | 2030-31 | 2031-32 | 2032-33 | 2033-34 | 2034-35 | 2035-36 | 2036-37 | 2037-38 | 2038-39 | 2039-40 | 2040-41 | 2041-42 | 2042-43 | 2043-44 | 2044-45 | 2045-46 | 2046-47 | 2047-48 | 2048-49 | 2049-50
NEM | Black Coal | 0 | 0 | 0 | 0 | 0 | 0 | 0 | 0 | 0 | 0 | 0 | 0 | 0 | 0 | 0 | 0 | 0 | 0 | 0 | 0 | 0 | 0 | 0 | 0 | 0 | 0 | 0 | 0 | 0
NEM | Brown Coal | 0 | 0 | 0 | 0 | 0 | 0 | 0 | 0 | 0 | 0 | 0 | 0 | 0 | 0 | 0 | 0 | 0 | 0 | 0 | 0 | 0 | 0 | 0 | 0 | 0 | 0 | 0 | 0 | 0
NEM | CCGT | 0.00015049 | 0.00014498 | 0.00014005 | 0.00013455 | 0.00012962 | 0.00012488 | 0.00012063 | 0.00011589 | 0.00011165 | 0.00010756 | 0.0001039 | 9.9819e-05 | 9.6165e-05 | 9.2645e-05 | 8.9493e-05 | 8.5977e-05 | 0.00011649 | 0.00011973 | 0.00012917 | 0.0001241 | 0.00012554 | 0.00013218 | 0.00016146 | 0.00015512 | 0.00017003 | 0.0001211 | 0.00012247 | 0.00016101 | 0.00015512
NEM | Gas - Steam | 0 | 0 | 0 | 0 | 0 | 0 | 0 | 0 | 0 | 0 | 0 | 0 | 0 | 0 | 0 | 0 | 0 | 0 | 0 | 0 | 0 | 0 | 0 | 0 | 0 | 0 | 0 | 0 | 0
NEM | OCGT / Diesel | 0.00052314 | 0.00050399 | 0.00048685 | 0.00046772 | 0.0004506 | 0.0004341 | 0.00041933 | 0.00040286 | 0.00038811 | 0.0003739 | 0.00036118 | 0.00034699 | 0.00033429 | 0.00032205 | 0.00031109 | 0.00033713 | 0.00032479 | 0.0003129 | 0.00038315 | 0.00038413 | 0.00063936 | 0.00062632 | 0.0009137 | 17561.3436 | 16918.4429 | 30238.6695 | 29209.9867 | 57631.0902 | 55521.2816
NEM | Hydro | 0 | 0 | 0 | 0 | 0 | 0 | 0 | 0 | 0 | 0 | 0 | 0 | 0 | 0 | 0 | 0 | 0 | 0 | 0 | 0 | 0 | 0 | 0 | 0 | 0 | 0 | 0 | 0 | 0
NEM | Wind | 0.0069025 | 66811.4596 | 142863.4828 | 270083.2715 | 331737.3758 | 381693.8169 | 459418.1935 | 500731.7252 | 493462.9662 | 485938.8803 | 581206.9735 | 568073.7164 | 556524.6743 | 544924.1475 | 534765.6527 | 521717.5867 | 660585.2242 | 688854.1145 | 710828.6541 | 698799.7982 | 780585.1384 | 889607.2092 | 920477.9854 | 886080.7253 | 913624.4039 | 943755.8474 | 972433.3013 | 995576.7926 | 945136.3553
NEM | Solar PV | 0.00058817 | 0.00088839 | 0.00089018 | 0.0009436 | 0.00094015 | 5976.6485 | 21860.243 | 36310.2203 | 70937.6213 | 102026.0521 | 206809.1377 | 198683.5732 | 191409.9936 | 184402.6916 | 178129.5356 | 171130.7973 | 164865.894 | 158830.3413 | 153427.1259 | 147398.9502 | 142002.8424 | 183378.2504 | 188663.6103 | 181250.9865 | 194260.2516 | 256677.7078 | 271852.7332 | 297523.2505 | 321573.8886
NEM | Grid Battery | 0.0010634 | 0.0010244 | 0.00098958 | 0.0009507 | 0.0009159 | 0.00088237 | 0.00095621 | 0.0011101 | 0.0020423 | 0.001986 | 0.0019184 | 0.0020952 | 0.0020914 | 0.0021686 | 0.0024385 | 0.0035764 | 11231.6413 | 10820.4638 | 15838.3998 | 17806.4595 | 72607.4522 | 80630.316 | 82388.7444 | 121381.7908 | 118290.4244 | 113959.9468 | 110083.1675 | 129078.1501 | 134384.178
NEM | Pumped Hydro | 0 | 0 | 0.0015424 | 0.0016071 | 0.0015961 | 0.001604 | 0.0016284 | 0.0016868 | 230474.5377 | 222037.1272 | 214483.6933 | 206056.5946 | 198513.0972 | 191245.7587 | 184739.81 | 177481.3531 | 170983.9781 | 165728.7291 | 183823.0875 | 176600.6485 | 175474.6454 | 192037.2699 | 185504.3949 | 178215.8976 | 215305.2917 | 275658.2989 | 275031.4916 | 316794.3159 | 305196.8365
NEM | VPP | 0 | 0 | 0 | 0 | 0 | 0 | 0 | 0 | 0 | 0 | 0 | 0 | 0 | 0 | 0 | 0 | 0 | 0 | 0 | 0 | 0 | 0 | 0 | 0 | 0 | 0 | 0 | 0 | 0
Total excluding storage |  | 0.0081644 | 66811.4611 | 142863.4843 | 270083.273 | 331737.3773 | 387670.466 | 481278.437 | 537041.9461 | 564400.5879 | 587964.9329 | 788016.1117 | 766757.29 | 747934.6684 | 729326.8395 | 712895.1887 | 692848.3845 | 825451.1186 | 847684.4563 | 864255.7806 | 846198.7489 | 922587.9816 | 1072985.4603 | 1109141.5968 | 1084893.0556 | 1124803.0986 | 1230672.2248 | 1273496.0213 | 1350731.1334 | 1322231.5257
Region | Technology | 2021-22 | 2022-23 | 2023-24 | 2024-25 | 2025-26 | 2026-27 | 2027-28 | 2028-29 | 2029-30 | 2030-31 | 2031-32 | 2032-33 | 2033-34 | 2034-35 | 2035-36 | 2036-37 | 2037-38 | 2038-39 | 2039-40 | 2040-41 | 2041-42 | 2042-43 | 2043-44 | 2044-45 | 2045-46 | 2046-47 | 2047-48 | 2048-49 | 2049-50
NSW1 | Black Coal | 0 | 0 | 0 | 0 | 0 | 0 | 0 | 0 | 0 | 0 | 0 | 0 | 0 | 0 | 0 | 0 | 0 | 0 | 0 | 0 | 0 | 0 | 0 | 0 | 0 | 0 | 0 | 0 | 0
NSW1 | Brown Coal | 0 | 0 | 0 | 0 | 0 | 0 | 0 | 0 | 0 | 0 | 0 | 0 | 0 | 0 | 0 | 0 | 0 | 0 | 0 | 0 | 0 | 0 | 0 | 0 | 0 | 0 | 0 | 0 | 0
NSW1 | CCGT | 3.3407e-05 | 3.2184e-05 | 3.1089e-05 | 2.9867e-05 | 2.8774e-05 | 2.7721e-05 | 2.6778e-05 | 2.5726e-05 | 2.4784e-05 | 2.3876e-05 | 2.3064e-05 | 2.2158e-05 | 2.1347e-05 | 2.0565e-05 | 1.9866e-05 | 1.9085e-05 | 2.8002e-05 | 3.4486e-05 | 3.3313e-05 | 3.2004e-05 | 3.6814e-05 | 3.5466e-05 | 5.105e-05 | 4.9044e-05 | 4.7249e-05 | 4.8869e-05 | 4.7207e-05 | 4.5352e-05 | 4.3692e-05
NSW1 | Gas - Steam | 0 | 0 | 0 | 0 | 0 | 0 | 0 | 0 | 0 | 0 | 0 | 0 | 0 | 0 | 0 | 0 | 0 | 0 | 0 | 0 | 0 | 0 | 0 | 0 | 0 | 0 | 0 | 0 | 0
NSW1 | OCGT / Diesel | 0.00010474 | 0.0001009 | 9.7468e-05 | 9.3639e-05 | 9.0211e-05 | 8.6908e-05 | 8.3952e-05 | 8.0653e-05 | 7.7701e-05 | 7.4856e-05 | 7.231e-05 | 6.9469e-05 | 6.6925e-05 | 6.4475e-05 | 6.2282e-05 | 5.9835e-05 | 5.7644e-05 | 5.5534e-05 | 7.2859e-05 | 6.9996e-05 | 0.00017323 | 0.00016689 | 0.00042139 | 15741.6749 | 15165.3901 | 14610.2024 | 14113.181 | 21180.4689 | 20405.0761
NSW1 | Hydro | 0 | 0 | 0 | 0 | 0 | 0 | 0 | 0 | 0 | 0 | 0 | 0 | 0 | 0 | 0 | 0 | 0 | 0 | 0 | 0 | 0 | 0 | 0 | 0 | 0 | 0 | 0 | 0 | 0
NSW1 | Wind | 0.001182 | 66811.454 | 128556.0321 | 184507.5148 | 236222.9135 | 277117.3467 | 302322.8365 | 322996.2477 | 311171.7226 | 299780.0799 | 391243.0242 | 375871.0223 | 362110.8118 | 348854.3471 | 336986.7451 | 323746.4812 | 311894.491 | 305981.3516 | 295572.237 | 284290.8163 | 368624.8132 | 444039.9297 | 439393.3764 | 422129.5393 | 406675.8583 | 406426.7037 | 370213.0773 | 330554.9758 | 294457.2742
NSW1 | Solar PV | 0.00013199 | 0.00028401 | 0.00028221 | 0.00031278 | 0.00033242 | 5976.648 | 21860.2424 | 36310.2197 | 70937.6205 | 102026.0513 | 206809.1369 | 198683.5723 | 191409.9928 | 184402.6908 | 178129.5348 | 171130.7965 | 164865.8928 | 158830.34 | 153427.1244 | 147398.9478 | 142002.84 | 158146.2671 | 154200.6884 | 148142.1183 | 149084.4316 | 184424.7564 | 188546.8187 | 181138.7835 | 181568.939
NSW1 | Grid Battery | 0.00034223 | 0.0003297 | 0.00031848 | 0.00030597 | 0.00029477 | 0.00028398 | 0.00029353 | 0.000282 | 0.001042 | 0.0010039 | 0.00096974 | 0.0009704 | 0.00093488 | 0.00091866 | 0.00088741 | 0.00086586 | 0.00086632 | 0.00084941 | 0.00088531 | 0.00085053 | 0.0014252 | 0.0013731 | 4501.3752 | 11249.0681 | 12189.5354 | 11743.2906 | 11343.7981 | 10898.0984 | 10499.1311
NSW1 | Pumped Hydro | 0 | 0 | 0.00042457 | 0.00043697 | 0.00042097 | 0.00040556 | 0.00039177 | 0.00039539 | 230474.5364 | 222037.1259 | 214483.6921 | 206056.5931 | 198513.0957 | 191245.7571 | 184739.8083 | 177481.3513 | 170983.961 | 164724.4328 | 159120.7073 | 152868.8289 | 147272.4754 | 141880.9976 | 137054.3782 | 131669.4898 | 126849.2196 | 122205.414 | 118048.134 | 113410.0037 | 109258.1925
NSW1 | VPP | 0 | 0 | 0 | 0 | 0 | 0 | 0 | 0 | 0 | 0 | 0 | 0 | 0 | 0 | 0 | 0 | 0 | 0 | 0 | 0 | 0 | 0 | 0 | 0 | 0 | 0 | 0 | 0 | 0
Total excluding storage |  | 0.0014521 | 66811.4545 | 128556.0325 | 184507.5153 | 236222.9139 | 283093.9948 | 324183.079 | 359306.4674 | 382109.3432 | 401806.1313 | 598052.1611 | 574554.5946 | 553520.8047 | 533257.038 | 515116.28 | 494877.2778 | 476760.3838 | 464811.6917 | 448999.3615 | 431689.7642 | 510627.6535 | 602186.197 | 593594.0653 | 586013.3326 | 570925.68 | 605461.6625 | 572873.077 | 532874.2283 | 496431.2893
Region | Technology | 2021-22 | 2022-23 | 2023-24 | 2024-25 | 2025-26 | 2026-27 | 2027-28 | 2028-29 | 2029-30 | 2030-31 | 2031-32 | 2032-33 | 2033-34 | 2034-35 | 2035-36 | 2036-37 | 2037-38 | 2038-39 | 2039-40 | 2040-41 | 2041-42 | 2042-43 | 2043-44 | 2044-45 | 2045-46 | 2046-47 | 2047-48 | 2048-49 | 2049-50
QLD1 | Black Coal | 0 | 0 | 0 | 0 | 0 | 0 | 0 | 0 | 0 | 0 | 0 | 0 | 0 | 0 | 0 | 0 | 0 | 0 | 0 | 0 | 0 | 0 | 0 | 0 | 0 | 0 | 0 | 0 | 0
QLD1 | Brown Coal | 0 | 0 | 0 | 0 | 0 | 0 | 0 | 0 | 0 | 0 | 0 | 0 | 0 | 0 | 0 | 0 | 0 | 0 | 0 | 0 | 0 | 0 | 0 | 0 | 0 | 0 | 0 | 0 | 0
QLD1 | CCGT | 3.6636e-05 | 3.5295e-05 | 3.4094e-05 | 3.2755e-05 | 3.1555e-05 | 3.04e-05 | 2.9366e-05 | 2.8212e-05 | 2.7179e-05 | 2.6184e-05 | 2.5294e-05 | 2.43e-05 | 2.341e-05 | 2.2553e-05 | 2.1786e-05 | 2.093e-05 | 2.7897e-05 | 2.6876e-05 | 2.5962e-05 | 2.4942e-05 | 2.4029e-05 | 3.4388e-05 | 3.3218e-05 | 3.1913e-05 | 5.1336e-05 | 3.5045e-05 | 3.3853e-05 | 3.2523e-05 | 3.1332e-05
QLD1 | Gas - Steam | 0 | 0 | 0 | 0 | 0 | 0 | 0 | 0 | 0 | 0 | 0 | 0 | 0 | 0 | 0 | 0 | 0 | 0 | 0 | 0 | 0 | 0 | 0 | 0 | 0 | 0 | 0 | 0 | 0
QLD1 | OCGT / Diesel | 0.00010766 | 0.00010372 | 0.00010019 | 9.6253e-05 | 9.2729e-05 | 8.9334e-05 | 8.6295e-05 | 8.2905e-05 | 7.987e-05 | 7.6946e-05 | 7.4328e-05 | 7.1408e-05 | 6.8794e-05 | 6.6275e-05 | 6.4021e-05 | 6.1505e-05 | 5.9253e-05 | 5.7084e-05 | 7.0553e-05 | 6.7781e-05 | 6.53e-05 | 7.3269e-05 | 7.0776e-05 | 6.7996e-05 | 0.00017466 | 13939.5919 | 13465.3839 | 27722.8872 | 26707.9839
QLD1 | Hydro | 0 | 0 | 0 | 0 | 0 | 0 | 0 | 0 | 0 | 0 | 0 | 0 | 0 | 0 | 0 | 0 | 0 | 0 | 0 | 0 | 0 | 0 | 0 | 0 | 0 | 0 | 0 | 0 | 0
QLD1 | Wind | 0.0032339 | 0.0031461 | 0.0031058 | 58185.2409 | 56055.1457 | 54003.0881 | 96169.1274 | 107665.2862 | 103723.7826 | 99926.573 | 96527.1921 | 92734.6231 | 89339.714 | 86069.0888 | 83141.1227 | 79874.4945 | 172559.6967 | 166242.4826 | 160587.1148 | 156097.7759 | 163009.2593 | 191659.47 | 209152.6532 | 200935.0115 | 204212.5911 | 231549.4885 | 223672.4556 | 214884.3285 | 200679.765
QLD1 | Solar PV | 0.00019803 | 0.00027624 | 0.00026684 | 0.00026292 | 0.0002533 | 0.00024403 | 0.00024794 | 0.00034129 | 0.00049374 | 0.00047566 | 0.00045948 | 0.00044143 | 0.00042527 | 0.0004097 | 0.00039576 | 0.00038021 | 0.00042405 | 0.00040853 | 0.00039463 | 0.00040002 | 0.0004134 | 24176.606 | 25463.7518 | 24463.2768 | 33691.524 | 61189.0714 | 59107.4933 | 56785.1503 | 70329.1466
QLD1 | Grid Battery | 0.00017578 | 0.00016934 | 0.00016358 | 0.00015715 | 0.0001514 | 0.00014586 | 0.00018297 | 0.00030285 | 0.00029176 | 0.00028108 | 0.00027152 | 0.00032568 | 0.00038661 | 0.00037246 | 0.00035979 | 0.00034565 | 11231.6382 | 10820.4607 | 10452.3617 | 12632.0397 | 32641.2648 | 42127.2453 | 40694.1276 | 55569.486 | 53535.1503 | 51575.2894 | 49820.7606 | 47863.2947 | 56142.5065
QLD1 | Pumped Hydro | 0 | 0 | 0.00021454 | 0.00025142 | 0.00024221 | 0.00027132 | 0.00026209 | 0.00035514 | 0.00034214 | 0.00032962 | 0.0003184 | 0.00039253 | 0.00039706 | 0.00038252 | 0.00036951 | 0.00035499 | 0.011628 | 0.011202 | 0.010821 | 0.010396 | 5339.1552 | 28130.2464 | 27173.2895 | 26105.6465 | 59317.1505 | 125380.706 | 121115.4064 | 116356.7624 | 112097.0738
QLD1 | VPP | 0 | 0 | 0 | 0 | 0 | 0 | 0 | 0 | 0 | 0 | 0 | 0 | 0 | 0 | 0 | 0 | 0 | 0 | 0 | 0 | 0 | 0 | 0 | 0 | 0 | 0 | 0 | 0 | 0
Total excluding storage |  | 0.0035762 | 0.0035614 | 0.0035069 | 58185.2413 | 56055.1461 | 54003.0884 | 96169.1277 | 107665.2867 | 103723.7832 | 99926.5735 | 96527.1927 | 92734.6236 | 89339.7145 | 86069.0893 | 83141.1232 | 79874.495 | 172559.6972 | 166242.483 | 160587.1153 | 156097.7764 | 163009.2598 | 215836.0761 | 234616.405 | 225398.2884 | 237904.1154 | 306678.1518 | 296245.3329 | 299392.3661 | 297716.8956
Region | Technology | 2021-22 | 2022-23 | 2023-24 | 2024-25 | 2025-26 | 2026-27 | 2027-28 | 2028-29 | 2029-30 | 2030-31 | 2031-32 | 2032-33 | 2033-34 | 2034-35 | 2035-36 | 2036-37 | 2037-38 | 2038-39 | 2039-40 | 2040-41 | 2041-42 | 2042-43 | 2043-44 | 2044-45 | 2045-46 | 2046-47 | 2047-48 | 2048-49 | 2049-50
VIC1 | Black Coal | 0 | 0 | 0 | 0 | 0 | 0 | 0 | 0 | 0 | 0 | 0 | 0 | 0 | 0 | 0 | 0 | 0 | 0 | 0 | 0 | 0 | 0 | 0 | 0 | 0 | 0 | 0 | 0 | 0
VIC1 | Brown Coal | 0 | 0 | 0 | 0 | 0 | 0 | 0 | 0 | 0 | 0 | 0 | 0 | 0 | 0 | 0 | 0 | 0 | 0 | 0 | 0 | 0 | 0 | 0 | 0 | 0 | 0 | 0 | 0 | 0
VIC1 | CCGT | 2.8331e-05 | 2.7294e-05 | 2.6365e-05 | 2.5329e-05 | 2.4402e-05 | 2.3509e-05 | 2.2709e-05 | 2.1817e-05 | 2.1018e-05 | 2.0249e-05 | 1.956e-05 | 1.8791e-05 | 1.8103e-05 | 1.7441e-05 | 1.6847e-05 | 1.6185e-05 | 2.4433e-05 | 2.3539e-05 | 2.8794e-05 | 2.7663e-05 | 2.665e-05 | 2.5674e-05 | 3.0606e-05 | 2.9404e-05 | 2.8327e-05 | 1.6146e-05 | 2.1081e-05 | 4.8429e-05 | 4.6656e-05
VIC1 | Gas - Steam | 0 | 0 | 0 | 0 | 0 | 0 | 0 | 0 | 0 | 0 | 0 | 0 | 0 | 0 | 0 | 0 | 0 | 0 | 0 | 0 | 0 | 0 | 0 | 0 | 0 | 0 | 0 | 0 | 0
VIC1 | OCGT / Diesel | 0.00010415 | 0.00010034 | 9.6927e-05 | 9.3118e-05 | 8.9709e-05 | 8.6425e-05 | 8.3485e-05 | 8.0205e-05 | 7.7269e-05 | 7.444e-05 | 7.1908e-05 | 6.9083e-05 | 6.6553e-05 | 6.4117e-05 | 6.1936e-05 | 7.3678e-05 | 7.0981e-05 | 6.8383e-05 | 8.7686e-05 | 8.7541e-05 | 0.00015592 | 0.00015021 | 0.0001451 | 0.00025482 | 0.0002455 | 0.00019554 | 0.00018889 | 3482.162 | 3354.6841
VIC1 | Hydro | 0 | 0 | 0 | 0 | 0 | 0 | 0 | 0 | 0 | 0 | 0 | 0 | 0 | 0 | 0 | 0 | 0 | 0 | 0 | 0 | 0 | 0 | 0 | 0 | 0 | 0 | 0 | 0 | 0
VIC1 | Wind | 0.00069479 | 0.00066935 | 0.00064658 | 0.00071635 | 0.00069013 | 0.00066486 | 0.00064225 | 0.0006366 | 0.00061329 | 0.00059084 | 0.00057074 | 0.0006021 | 0.00058006 | 0.00065622 | 0.0006339 | 0.00071669 | 0.0014585 | 179.052 | 15413.6674 | 21647.3977 | 20854.9111 | 25616.6823 | 51407.0157 | 49387.2257 | 96927.7184 | 101775.9199 | 178873.5742 | 259283.0977 | 269685.7629
VIC1 | Solar PV | 5.5766e-05 | 6.2993e-05 | 6.085e-05 | 9.8631e-05 | 9.502e-05 | 9.1542e-05 | 8.8427e-05 | 8.4953e-05 | 8.1843e-05 | 7.8847e-05 | 7.6165e-05 | 9.5905e-05 | 9.2394e-05 | 8.9012e-05 | 8.5983e-05 | 9.4684e-05 | 0.00014081 | 0.00016449 | 0.00023914 | 0.00024341 | 0.0002345 | 0.00031466 | 0.00046603 | 0.00044772 | 0.00060934 | 0.011647 | 6231.5209 | 39064.7362 | 49892.9701
VIC1 | Grid Battery | 0.00017944 | 0.00017287 | 0.00016699 | 0.00016043 | 0.00015456 | 0.0001489 | 0.00015979 | 0.00017676 | 0.00023697 | 0.00023688 | 0.00022882 | 0.00028326 | 0.00027289 | 0.00031991 | 0.00048756 | 0.0004684 | 0.00045125 | 0.00051192 | 5386.0334 | 5174.4153 | 17492.695 | 16852.3074 | 16279.0123 | 27595.9069 | 26585.6521 | 25612.3817 | 24741.0795 | 47089.1666 | 45365.2857
VIC1 | Pumped Hydro | 0 | 0 | 0.00022049 | 0.00026269 | 0.00027655 | 0.00026643 | 0.00031547 | 0.00030307 | 0.00029198 | 0.00028129 | 0.00027172 | 0.00040194 | 0.00038723 | 0.00049117 | 0.00050838 | 0.0004884 | 0.0045345 | 1004.2842 | 24702.3684 | 23731.8083 | 22863.0138 | 22026.0249 | 21276.7262 | 20440.7602 | 29138.9205 | 28072.1778 | 35867.9501 | 87027.5488 | 83841.5692
VIC1 | VPP | 0 | 0 | 0 | 0 | 0 | 0 | 0 | 0 | 0 | 0 | 0 | 0 | 0 | 0 | 0 | 0 | 0 | 0 | 0 | 0 | 0 | 0 | 0 | 0 | 0 | 0 | 0 | 0 | 0
Total excluding storage |  | 0.00088304 | 0.00085998 | 0.00083073 | 0.00093343 | 0.00089926 | 0.00086634 | 0.00083687 | 0.00082357 | 0.00079342 | 0.00076438 | 0.00073837 | 0.00078588 | 0.00075711 | 0.00082679 | 0.00079866 | 0.00090124 | 0.0016947 | 179.0522 | 15413.6678 | 21647.398 | 20854.9115 | 25616.6828 | 51407.0164 | 49387.2265 | 96927.7193 | 101775.9318 | 185105.0953 | 301829.996 | 322933.4171
Region | Technology | 2021-22 | 2022-23 | 2023-24 | 2024-25 | 2025-26 | 2026-27 | 2027-28 | 2028-29 | 2029-30 | 2030-31 | 2031-32 | 2032-33 | 2033-34 | 2034-35 | 2035-36 | 2036-37 | 2037-38 | 2038-39 | 2039-40 | 2040-41 | 2041-42 | 2042-43 | 2043-44 | 2044-45 | 2045-46 | 2046-47 | 2047-48 | 2048-49 | 2049-50
SA1 | Black Coal | 0 | 0 | 0 | 0 | 0 | 0 | 0 | 0 | 0 | 0 | 0 | 0 | 0 | 0 | 0 | 0 | 0 | 0 | 0 | 0 | 0 | 0 | 0 | 0 | 0 | 0 | 0 | 0 | 0
SA1 | Brown Coal | 0 | 0 | 0 | 0 | 0 | 0 | 0 | 0 | 0 | 0 | 0 | 0 | 0 | 0 | 0 | 0 | 0 | 0 | 0 | 0 | 0 | 0 | 0 | 0 | 0 | 0 | 0 | 0 | 0
SA1 | CCGT | 2.7577e-05 | 2.6568e-05 | 2.5664e-05 | 2.4655e-05 | 2.3753e-05 | 2.2883e-05 | 2.2105e-05 | 2.1236e-05 | 2.0459e-05 | 1.971e-05 | 1.9039e-05 | 1.8291e-05 | 1.7622e-05 | 1.6977e-05 | 1.6399e-05 | 1.5755e-05 | 2.2646e-05 | 2.1817e-05 | 2.8535e-05 | 2.7414e-05 | 2.641e-05 | 2.5443e-05 | 3.5763e-05 | 3.4358e-05 | 3.31e-05 | 2.104e-05 | 2.0325e-05 | 3.4711e-05 | 3.344e-05
SA1 | Gas - Steam | 0 | 0 | 0 | 0 | 0 | 0 | 0 | 0 | 0 | 0 | 0 | 0 | 0 | 0 | 0 | 0 | 0 | 0 | 0 | 0 | 0 | 0 | 0 | 0 | 0 | 0 | 0 | 0 | 0
SA1 | OCGT / Diesel | 0.00010472 | 0.00010089 | 9.7455e-05 | 9.3626e-05 | 9.0198e-05 | 8.6896e-05 | 8.394e-05 | 8.0642e-05 | 7.769e-05 | 7.4846e-05 | 7.2299e-05 | 6.9459e-05 | 6.6916e-05 | 6.4466e-05 | 6.2273e-05 | 8.391e-05 | 8.0838e-05 | 7.7879e-05 | 9.9871e-05 | 0.00010868 | 0.00019661 | 0.00018942 | 0.00023149 | 1819.6683 | 1753.0524 | 1688.8751 | 1631.4216 | 5245.572 | 5053.5376
SA1 | Hydro | 0 | 0 | 0 | 0 | 0 | 0 | 0 | 0 | 0 | 0 | 0 | 0 | 0 | 0 | 0 | 0 | 0 | 0 | 0 | 0 | 0 | 0 | 0 | 0 | 0 | 0 | 0 | 0 | 0
SA1 | Wind | 0.0012175 | 0.0011729 | 0.0014102 | 0.0013548 | 0.0013052 | 0.0012574 | 0.0012146 | 0.0012598 | 0.0012137 | 0.0011693 | 0.0011295 | 0.0012745 | 0.0012278 | 0.0013563 | 0.0013101 | 0.0023365 | 54733.8939 | 92190.6886 | 111960.7545 | 107561.7983 | 103624.0833 | 108375.8366 | 104689.0222 | 102344.243 | 98597.5367 | 100717.8978 | 99902.0157 | 100614.7156 | 98745.0501
SA1 | Solar PV | 0.00018035 | 0.00023438 | 0.00023385 | 0.00022466 | 0.00021643 | 0.00020851 | 0.00020142 | 0.0001935 | 0.00018642 | 0.00017959 | 0.00017348 | 0.0002403 | 0.00023151 | 0.0002459 | 0.00023754 | 0.00026199 | 0.00059585 | 0.00060187 | 0.00078932 | 0.0016626 | 0.0016017 | 1055.3769 | 8999.1696 | 8645.5908 | 11484.2953 | 11063.8682 | 17966.9002 | 20534.5803 | 19782.8327
SA1 | Grid Battery | 0.00019094 | 0.00018395 | 0.00017769 | 0.00017071 | 0.00016446 | 0.00015844 | 0.00016933 | 0.00018416 | 0.00026 | 0.00025048 | 0.00024196 | 0.00030211 | 0.00029105 | 0.00034282 | 0.00048867 | 0.0016775 | 0.0016161 | 0.0015569 | 0.0035859 | 0.0034722 | 22473.4907 | 21650.7618 | 20914.2291 | 26967.3296 | 25980.0863 | 25028.9849 | 24177.5292 | 23227.5902 | 22377.2545
SA1 | Pumped Hydro | 0 | 0 | 0.00027772 | 0.00026681 | 0.00025704 | 0.00024763 | 0.00023921 | 0.00022981 | 0.0002214 | 0.00021329 | 0.00020603 | 0.00026905 | 0.0002592 | 0.00028167 | 0.00030371 | 0.00048962 | 0.0004717 | 0.00045443 | 0.00049365 | 0.00047425 | 0.00054756 | 0.00052751 | 0.00050957 | 0.00058626 | 0.00065431 | 0.00063035 | 0.00060891 | 0.00058499 | 0.00056357
SA1 | VPP | 0 | 0 | 0 | 0 | 0 | 0 | 0 | 0 | 0 | 0 | 0 | 0 | 0 | 0 | 0 | 0 | 0 | 0 | 0 | 0 | 0 | 0 | 0 | 0 | 0 | 0 | 0 | 0 | 0
Total excluding storage |  | 0.0015301 | 0.0015347 | 0.0017671 | 0.0016977 | 0.0016355 | 0.0015757 | 0.0015221 | 0.0015552 | 0.0014983 | 0.0014434 | 0.0013943 | 0.0016025 | 0.0015439 | 0.0016836 | 0.0016263 | 0.0026981 | 54733.8946 | 92190.6893 | 111960.7554 | 107561.8001 | 103624.0851 | 109431.2137 | 113688.1921 | 112809.5021 | 111834.8844 | 113470.6411 | 119500.3376 | 126394.868 | 123581.4205
Region | Technology | 2021-22 | 2022-23 | 2023-24 | 2024-25 | 2025-26 | 2026-27 | 2027-28 | 2028-29 | 2029-30 | 2030-31 | 2031-32 | 2032-33 | 2033-34 | 2034-35 | 2035-36 | 2036-37 | 2037-38 | 2038-39 | 2039-40 | 2040-41 | 2041-42 | 2042-43 | 2043-44 | 2044-45 | 2045-46 | 2046-47 | 2047-48 | 2048-49 | 2049-50
TAS1 | Black Coal | 0 | 0 | 0 | 0 | 0 | 0 | 0 | 0 | 0 | 0 | 0 | 0 | 0 | 0 | 0 | 0 | 0 | 0 | 0 | 0 | 0 | 0 | 0 | 0 | 0 | 0 | 0 | 0 | 0
TAS1 | Brown Coal | 0 | 0 | 0 | 0 | 0 | 0 | 0 | 0 | 0 | 0 | 0 | 0 | 0 | 0 | 0 | 0 | 0 | 0 | 0 | 0 | 0 | 0 | 0 | 0 | 0 | 0 | 0 | 0 | 0
TAS1 | CCGT | 2.4543e-05 | 2.3644e-05 | 2.284e-05 | 2.1943e-05 | 2.1139e-05 | 2.0365e-05 | 1.9673e-05 | 1.89e-05 | 1.8208e-05 | 1.7541e-05 | 1.6945e-05 | 1.6279e-05 | 1.5683e-05 | 1.5109e-05 | 1.4595e-05 | 1.4021e-05 | 1.3508e-05 | 1.3013e-05 | 1.2571e-05 | 1.2077e-05 | 1.1635e-05 | 1.1209e-05 | 1.0828e-05 | 1.0402e-05 | 1.0021e-05 | 0 | 0 | 0 | 0
TAS1 | Gas - Steam | 0 | 0 | 0 | 0 | 0 | 0 | 0 | 0 | 0 | 0 | 0 | 0 | 0 | 0 | 0 | 0 | 0 | 0 | 0 | 0 | 0 | 0 | 0 | 0 | 0 | 0 | 0 | 0 | 0
TAS1 | OCGT / Diesel | 0.00010188 | 9.8147e-05 | 9.4808e-05 | 9.1083e-05 | 8.7749e-05 | 8.4536e-05 | 8.166e-05 | 7.8452e-05 | 7.558e-05 | 7.2813e-05 | 7.0336e-05 | 6.7573e-05 | 6.5099e-05 | 6.2716e-05 | 6.0582e-05 | 5.8202e-05 | 5.6071e-05 | 5.4018e-05 | 5.2181e-05 | 5.0131e-05 | 4.8295e-05 | 4.6527e-05 | 4.4944e-05 | 4.3179e-05 | 4.1598e-05 | 0 | 0 | 0 | 0
TAS1 | Hydro | 0 | 0 | 0 | 0 | 0 | 0 | 0 | 0 | 0 | 0 | 0 | 0 | 0 | 0 | 0 | 0 | 0 | 0 | 0 | 0 | 0 | 0 | 0 | 0 | 0 | 0 | 0 | 0 | 0
TAS1 | Wind | 0.00057443 | 0.0005534 | 14307.4455 | 27390.5137 | 39459.3146 | 50573.3802 | 60926.2278 | 70070.1894 | 78567.4591 | 86232.2257 | 93436.7556 | 99468.0692 | 105074.1467 | 110000.7096 | 114637.783 | 118096.608 | 121397.1411 | 124260.5398 | 127294.8804 | 129202.0101 | 124472.0715 | 119915.2906 | 115835.9178 | 111284.7058 | 107210.6994 | 103285.8374 | 99772.1785 | 90239.6749 | 81568.5031
TAS1 | Solar PV | 2.2035e-05 | 3.076e-05 | 4.6436e-05 | 4.4611e-05 | 4.2978e-05 | 4.1405e-05 | 4.7515e-05 | 4.5648e-05 | 5.575e-05 | 6.8556e-05 | 9.533e-05 | 9.1584e-05 | 8.8231e-05 | 8.5001e-05 | 8.211e-05 | 7.8884e-05 | 8.8268e-05 | 9.6562e-05 | 9.9823e-05 | 0.00013148 | 0.00012666 | 0.00012203 | 0.00011788 | 0.00011324 | 0.0001091 | 9.6436e-05 | 8.9396e-05 | 7.9324e-05 | 7.642e-05
TAS1 | Grid Battery | 0.00017498 | 0.00016857 | 0.00016284 | 0.00015644 | 0.00015071 | 0.0001452 | 0.00015059 | 0.00016428 | 0.00021151 | 0.00021367 | 0.0002064 | 0.00021377 | 0.00020594 | 0.00021474 | 0.00021506 | 0.00021904 | 0.00022051 | 0.00022021 | 0.00022526 | 0.00023534 | 0.00019373 | 0.00019671 | 0.00020302 | 0.00020474 | 0.00020519 | 0.00021064 | 0.00021207 | 0.00021018 | 0.00020794
TAS1 | Pumped Hydro | 0 | 0 | 0.00040511 | 0.00038919 | 0.00039929 | 0.00041311 | 0.00041986 | 0.00040336 | 0.00040878 | 0.00041084 | 0.00042035 | 0.00042107 | 0.00042535 | 0.00042857 | 0.00043505 | 0.0004366 | 0.00043672 | 0.00043949 | 0.00044131 | 0.00044334 | 0.00044343 | 0.00044506 | 0.00044931 | 0.00044998 | 0.00045257 | 0.00045207 | 0.00045734 | 0.00045759 | 0.00046166
TAS1 | VPP | 0 | 0 | 0 | 0 | 0 | 0 | 0 | 0 | 0 | 0 | 0 | 0 | 0 | 0 | 0 | 0 | 0 | 0 | 0 | 0 | 0 | 0 | 0 | 0 | 0 | 0 | 0 | 0 | 0
Total excluding storage |  | 0.00072288 | 0.00070595 | 14307.4456 | 27390.5138 | 39459.3147 | 50573.3804 | 60926.2279 | 70070.1896 | 78567.4593 | 86232.2258 | 93436.7557 | 99468.0694 | 105074.1468 | 110000.7098 | 114637.7831 | 118096.6081 | 121397.1413 | 124260.54 | 127294.8806 | 129202.0103 | 124472.0717 | 119915.2908 | 115835.918 | 111284.706 | 107210.6995 | 103285.8375 | 99772.1786 | 90239.675 | 81568.5032

## BaseCase_REHAB Cost
Rehabilition cost by technology ($000s) - Base Case, Slow Change Scenario
REHAB | Real June 2020 dollars discounted to 1 July 2020
Explicitly modelled generation
Region | Technology | 2021-22 | 2022-23 | 2023-24 | 2024-25 | 2025-26 | 2026-27 | 2027-28 | 2028-29 | 2029-30 | 2030-31 | 2031-32 | 2032-33 | 2033-34 | 2034-35 | 2035-36 | 2036-37 | 2037-38 | 2038-39 | 2039-40 | 2040-41 | 2041-42 | 2042-43 | 2043-44 | 2044-45 | 2045-46 | 2046-47 | 2047-48 | 2048-49 | 2049-50
NEM | Black Coal | 0 | 0 | 0 | 144338.3256 | 100254.5053 | 35381.4603 | 123.9203 | 0 | 23049.8945 | 5156.6897 | 2641.5167 | 0 | 0 | 0 | 1584.759 | 181.2267 | 0 | 0 | 0 | 0 | 0 | 0 | 0 | 0 | 0 | 0 | 0 | 0 | 0
NEM | Brown Coal | 0 | 0 | 0 | 69106.4732 | 0 | 2.0699e-05 | 0 | 0 | 4.9032e-06 | 1.3087e-06 | 5.3182e-06 | 0 | 0 | 0 | 0 | 0 | 0 | 0 | 0 | 0 | 0 | 0 | 0 | 0 | 0 | 0 | 0 | 0 | 0
NEM | CCGT | 0 | 0 | 0 | 0 | 0 | 0 | 0 | 0 | 0 | 0 | 0 | 0 | 0 | 0 | 0 | 0 | 0 | 0 | 0 | 0 | 0 | 0 | 0 | 0 | 0 | 0 | 0 | 0 | 0
NEM | Gas - Steam | 0 | 0 | 0 | 0 | 0 | 0 | 0 | 0 | 0 | 0 | 0 | 0 | 0 | 0 | 0 | 0 | 0 | 0 | 0 | 0 | 0 | 0 | 0 | 0 | 0 | 0 | 0 | 0 | 0
NEM | OCGT / Diesel | 0 | 0 | 0 | 0 | 0 | 0 | 0 | 0 | 0 | 0 | 0 | 0 | 0 | 0 | 0 | 0 | 0 | 0 | 0 | 0 | 0 | 0 | 0 | 0 | 0 | 0 | 0 | 0 | 0
NEM | Hydro | 0 | 0 | 0 | 0 | 0 | 0 | 0 | 0 | 0 | 0 | 0 | 0 | 0 | 0 | 0 | 0 | 0 | 0 | 0 | 0 | 0 | 0 | 0 | 0 | 0 | 0 | 0 | 0 | 0
NEM | Wind | 0 | 0 | 0 | 0 | 0 | 0 | 0 | 0 | 0 | 0 | 0 | 0 | 0 | 0 | 0 | 0 | 0 | 0 | 0 | 0 | 0 | 0 | 0 | 0 | 0 | 0 | 0 | 0 | 0
NEM | Solar PV | 0 | 0 | 0 | 0 | 0 | 0 | 0 | 0 | 0 | 0 | 0 | 0 | 0 | 0 | 0 | 0 | 0 | 0 | 0 | 0 | 0 | 0 | 0 | 0 | 0 | 0 | 0 | 0 | 0
NEM | Grid Battery | 0 | 0 | 0 | 0 | 0 | 0 | 0 | 0 | 0 | 0 | 0 | 0 | 0 | 0 | 0 | 0 | 0 | 0 | 0 | 0 | 0 | 0 | 0 | 0 | 0 | 0 | 0 | 0 | 0
NEM | Pumped Hydro | 0 | 0 | 0 | 0 | 0 | 0 | 0 | 0 | 0 | 0 | 0 | 0 | 0 | 0 | 0 | 0 | 0 | 0 | 0 | 0 | 0 | 0 | 0 | 0 | 0 | 0 | 0 | 0 | 0
NEM | VPP | 0 | 0 | 0 | 0 | 0 | 0 | 0 | 0 | 0 | 0 | 0 | 0 | 0 | 0 | 0 | 0 | 0 | 0 | 0 | 0 | 0 | 0 | 0 | 0 | 0 | 0 | 0 | 0 | 0
Total excluding storage |  | 0 | 0 | 0 | 213444.7988 | 100254.5053 | 35381.4603 | 123.9203 | 0 | 23049.8945 | 5156.6897 | 2641.5167 | 0 | 0 | 0 | 1584.759 | 181.2267 | 0 | 0 | 0 | 0 | 0 | 0 | 0 | 0 | 0 | 0 | 0 | 0 | 0
Region | Technology | 2021-22 | 2022-23 | 2023-24 | 2024-25 | 2025-26 | 2026-27 | 2027-28 | 2028-29 | 2029-30 | 2030-31 | 2031-32 | 2032-33 | 2033-34 | 2034-35 | 2035-36 | 2036-37 | 2037-38 | 2038-39 | 2039-40 | 2040-41 | 2041-42 | 2042-43 | 2043-44 | 2044-45 | 2045-46 | 2046-47 | 2047-48 | 2048-49 | 2049-50
NSW1 | Black Coal | 0 | 0 | 0 | 36323.9035 | 100254.5053 | 0 | 0 | 0 | 19231.0897 | 5156.6897 | 2641.5167 | 0 | 0 | 0 | 0 | 0 | 0 | 0 | 0 | 0 | 0 | 0 | 0 | 0 | 0 | 0 | 0 | 0 | 0
NSW1 | Brown Coal | 0 | 0 | 0 | 0 | 0 | 0 | 0 | 0 | 0 | 0 | 0 | 0 | 0 | 0 | 0 | 0 | 0 | 0 | 0 | 0 | 0 | 0 | 0 | 0 | 0 | 0 | 0 | 0 | 0
NSW1 | CCGT | 0 | 0 | 0 | 0 | 0 | 0 | 0 | 0 | 0 | 0 | 0 | 0 | 0 | 0 | 0 | 0 | 0 | 0 | 0 | 0 | 0 | 0 | 0 | 0 | 0 | 0 | 0 | 0 | 0
NSW1 | Gas - Steam | 0 | 0 | 0 | 0 | 0 | 0 | 0 | 0 | 0 | 0 | 0 | 0 | 0 | 0 | 0 | 0 | 0 | 0 | 0 | 0 | 0 | 0 | 0 | 0 | 0 | 0 | 0 | 0 | 0
NSW1 | OCGT / Diesel | 0 | 0 | 0 | 0 | 0 | 0 | 0 | 0 | 0 | 0 | 0 | 0 | 0 | 0 | 0 | 0 | 0 | 0 | 0 | 0 | 0 | 0 | 0 | 0 | 0 | 0 | 0 | 0 | 0
NSW1 | Hydro | 0 | 0 | 0 | 0 | 0 | 0 | 0 | 0 | 0 | 0 | 0 | 0 | 0 | 0 | 0 | 0 | 0 | 0 | 0 | 0 | 0 | 0 | 0 | 0 | 0 | 0 | 0 | 0 | 0
NSW1 | Wind | 0 | 0 | 0 | 0 | 0 | 0 | 0 | 0 | 0 | 0 | 0 | 0 | 0 | 0 | 0 | 0 | 0 | 0 | 0 | 0 | 0 | 0 | 0 | 0 | 0 | 0 | 0 | 0 | 0
NSW1 | Solar PV | 0 | 0 | 0 | 0 | 0 | 0 | 0 | 0 | 0 | 0 | 0 | 0 | 0 | 0 | 0 | 0 | 0 | 0 | 0 | 0 | 0 | 0 | 0 | 0 | 0 | 0 | 0 | 0 | 0
NSW1 | Grid Battery | 0 | 0 | 0 | 0 | 0 | 0 | 0 | 0 | 0 | 0 | 0 | 0 | 0 | 0 | 0 | 0 | 0 | 0 | 0 | 0 | 0 | 0 | 0 | 0 | 0 | 0 | 0 | 0 | 0
NSW1 | Pumped Hydro | 0 | 0 | 0 | 0 | 0 | 0 | 0 | 0 | 0 | 0 | 0 | 0 | 0 | 0 | 0 | 0 | 0 | 0 | 0 | 0 | 0 | 0 | 0 | 0 | 0 | 0 | 0 | 0 | 0
NSW1 | VPP | 0 | 0 | 0 | 0 | 0 | 0 | 0 | 0 | 0 | 0 | 0 | 0 | 0 | 0 | 0 | 0 | 0 | 0 | 0 | 0 | 0 | 0 | 0 | 0 | 0 | 0 | 0 | 0 | 0
Total excluding storage |  | 0 | 0 | 0 | 36323.9035 | 100254.5053 | 0 | 0 | 0 | 19231.0897 | 5156.6897 | 2641.5167 | 0 | 0 | 0 | 0 | 0 | 0 | 0 | 0 | 0 | 0 | 0 | 0 | 0 | 0 | 0 | 0 | 0 | 0
Region | Technology | 2021-22 | 2022-23 | 2023-24 | 2024-25 | 2025-26 | 2026-27 | 2027-28 | 2028-29 | 2029-30 | 2030-31 | 2031-32 | 2032-33 | 2033-34 | 2034-35 | 2035-36 | 2036-37 | 2037-38 | 2038-39 | 2039-40 | 2040-41 | 2041-42 | 2042-43 | 2043-44 | 2044-45 | 2045-46 | 2046-47 | 2047-48 | 2048-49 | 2049-50
QLD1 | Black Coal | 0 | 0 | 0 | 108014.4221 | 0 | 35381.4603 | 123.9203 | 0 | 3818.8048 | 0 | 0 | 0 | 0 | 0 | 1584.759 | 181.2267 | 0 | 0 | 0 | 0 | 0 | 0 | 0 | 0 | 0 | 0 | 0 | 0 | 0
QLD1 | Brown Coal | 0 | 0 | 0 | 0 | 0 | 0 | 0 | 0 | 0 | 0 | 0 | 0 | 0 | 0 | 0 | 0 | 0 | 0 | 0 | 0 | 0 | 0 | 0 | 0 | 0 | 0 | 0 | 0 | 0
QLD1 | CCGT | 0 | 0 | 0 | 0 | 0 | 0 | 0 | 0 | 0 | 0 | 0 | 0 | 0 | 0 | 0 | 0 | 0 | 0 | 0 | 0 | 0 | 0 | 0 | 0 | 0 | 0 | 0 | 0 | 0
QLD1 | Gas - Steam | 0 | 0 | 0 | 0 | 0 | 0 | 0 | 0 | 0 | 0 | 0 | 0 | 0 | 0 | 0 | 0 | 0 | 0 | 0 | 0 | 0 | 0 | 0 | 0 | 0 | 0 | 0 | 0 | 0
QLD1 | OCGT / Diesel | 0 | 0 | 0 | 0 | 0 | 0 | 0 | 0 | 0 | 0 | 0 | 0 | 0 | 0 | 0 | 0 | 0 | 0 | 0 | 0 | 0 | 0 | 0 | 0 | 0 | 0 | 0 | 0 | 0
QLD1 | Hydro | 0 | 0 | 0 | 0 | 0 | 0 | 0 | 0 | 0 | 0 | 0 | 0 | 0 | 0 | 0 | 0 | 0 | 0 | 0 | 0 | 0 | 0 | 0 | 0 | 0 | 0 | 0 | 0 | 0
QLD1 | Wind | 0 | 0 | 0 | 0 | 0 | 0 | 0 | 0 | 0 | 0 | 0 | 0 | 0 | 0 | 0 | 0 | 0 | 0 | 0 | 0 | 0 | 0 | 0 | 0 | 0 | 0 | 0 | 0 | 0
QLD1 | Solar PV | 0 | 0 | 0 | 0 | 0 | 0 | 0 | 0 | 0 | 0 | 0 | 0 | 0 | 0 | 0 | 0 | 0 | 0 | 0 | 0 | 0 | 0 | 0 | 0 | 0 | 0 | 0 | 0 | 0
QLD1 | Grid Battery | 0 | 0 | 0 | 0 | 0 | 0 | 0 | 0 | 0 | 0 | 0 | 0 | 0 | 0 | 0 | 0 | 0 | 0 | 0 | 0 | 0 | 0 | 0 | 0 | 0 | 0 | 0 | 0 | 0
QLD1 | Pumped Hydro | 0 | 0 | 0 | 0 | 0 | 0 | 0 | 0 | 0 | 0 | 0 | 0 | 0 | 0 | 0 | 0 | 0 | 0 | 0 | 0 | 0 | 0 | 0 | 0 | 0 | 0 | 0 | 0 | 0
QLD1 | VPP | 0 | 0 | 0 | 0 | 0 | 0 | 0 | 0 | 0 | 0 | 0 | 0 | 0 | 0 | 0 | 0 | 0 | 0 | 0 | 0 | 0 | 0 | 0 | 0 | 0 | 0 | 0 | 0 | 0
Total excluding storage |  | 0 | 0 | 0 | 108014.4221 | 0 | 35381.4603 | 123.9203 | 0 | 3818.8048 | 0 | 0 | 0 | 0 | 0 | 1584.759 | 181.2267 | 0 | 0 | 0 | 0 | 0 | 0 | 0 | 0 | 0 | 0 | 0 | 0 | 0
Region | Technology | 2021-22 | 2022-23 | 2023-24 | 2024-25 | 2025-26 | 2026-27 | 2027-28 | 2028-29 | 2029-30 | 2030-31 | 2031-32 | 2032-33 | 2033-34 | 2034-35 | 2035-36 | 2036-37 | 2037-38 | 2038-39 | 2039-40 | 2040-41 | 2041-42 | 2042-43 | 2043-44 | 2044-45 | 2045-46 | 2046-47 | 2047-48 | 2048-49 | 2049-50
VIC1 | Black Coal | 0 | 0 | 0 | 0 | 0 | 0 | 0 | 0 | 0 | 0 | 0 | 0 | 0 | 0 | 0 | 0 | 0 | 0 | 0 | 0 | 0 | 0 | 0 | 0 | 0 | 0 | 0 | 0 | 0
VIC1 | Brown Coal | 0 | 0 | 0 | 69106.4732 | 0 | 2.0699e-05 | 0 | 0 | 4.9032e-06 | 1.3087e-06 | 5.3182e-06 | 0 | 0 | 0 | 0 | 0 | 0 | 0 | 0 | 0 | 0 | 0 | 0 | 0 | 0 | 0 | 0 | 0 | 0
VIC1 | CCGT | 0 | 0 | 0 | 0 | 0 | 0 | 0 | 0 | 0 | 0 | 0 | 0 | 0 | 0 | 0 | 0 | 0 | 0 | 0 | 0 | 0 | 0 | 0 | 0 | 0 | 0 | 0 | 0 | 0
VIC1 | Gas - Steam | 0 | 0 | 0 | 0 | 0 | 0 | 0 | 0 | 0 | 0 | 0 | 0 | 0 | 0 | 0 | 0 | 0 | 0 | 0 | 0 | 0 | 0 | 0 | 0 | 0 | 0 | 0 | 0 | 0
VIC1 | OCGT / Diesel | 0 | 0 | 0 | 0 | 0 | 0 | 0 | 0 | 0 | 0 | 0 | 0 | 0 | 0 | 0 | 0 | 0 | 0 | 0 | 0 | 0 | 0 | 0 | 0 | 0 | 0 | 0 | 0 | 0
VIC1 | Hydro | 0 | 0 | 0 | 0 | 0 | 0 | 0 | 0 | 0 | 0 | 0 | 0 | 0 | 0 | 0 | 0 | 0 | 0 | 0 | 0 | 0 | 0 | 0 | 0 | 0 | 0 | 0 | 0 | 0
VIC1 | Wind | 0 | 0 | 0 | 0 | 0 | 0 | 0 | 0 | 0 | 0 | 0 | 0 | 0 | 0 | 0 | 0 | 0 | 0 | 0 | 0 | 0 | 0 | 0 | 0 | 0 | 0 | 0 | 0 | 0
VIC1 | Solar PV | 0 | 0 | 0 | 0 | 0 | 0 | 0 | 0 | 0 | 0 | 0 | 0 | 0 | 0 | 0 | 0 | 0 | 0 | 0 | 0 | 0 | 0 | 0 | 0 | 0 | 0 | 0 | 0 | 0
VIC1 | Grid Battery | 0 | 0 | 0 | 0 | 0 | 0 | 0 | 0 | 0 | 0 | 0 | 0 | 0 | 0 | 0 | 0 | 0 | 0 | 0 | 0 | 0 | 0 | 0 | 0 | 0 | 0 | 0 | 0 | 0
VIC1 | Pumped Hydro | 0 | 0 | 0 | 0 | 0 | 0 | 0 | 0 | 0 | 0 | 0 | 0 | 0 | 0 | 0 | 0 | 0 | 0 | 0 | 0 | 0 | 0 | 0 | 0 | 0 | 0 | 0 | 0 | 0
VIC1 | VPP | 0 | 0 | 0 | 0 | 0 | 0 | 0 | 0 | 0 | 0 | 0 | 0 | 0 | 0 | 0 | 0 | 0 | 0 | 0 | 0 | 0 | 0 | 0 | 0 | 0 | 0 | 0 | 0 | 0
Total excluding storage |  | 0 | 0 | 0 | 69106.4732 | 0 | 2.0699e-05 | 0 | 0 | 4.9032e-06 | 1.3087e-06 | 5.3182e-06 | 0 | 0 | 0 | 0 | 0 | 0 | 0 | 0 | 0 | 0 | 0 | 0 | 0 | 0 | 0 | 0 | 0 | 0
Region | Technology | 2021-22 | 2022-23 | 2023-24 | 2024-25 | 2025-26 | 2026-27 | 2027-28 | 2028-29 | 2029-30 | 2030-31 | 2031-32 | 2032-33 | 2033-34 | 2034-35 | 2035-36 | 2036-37 | 2037-38 | 2038-39 | 2039-40 | 2040-41 | 2041-42 | 2042-43 | 2043-44 | 2044-45 | 2045-46 | 2046-47 | 2047-48 | 2048-49 | 2049-50
SA1 | Black Coal | 0 | 0 | 0 | 0 | 0 | 0 | 0 | 0 | 0 | 0 | 0 | 0 | 0 | 0 | 0 | 0 | 0 | 0 | 0 | 0 | 0 | 0 | 0 | 0 | 0 | 0 | 0 | 0 | 0
SA1 | Brown Coal | 0 | 0 | 0 | 0 | 0 | 0 | 0 | 0 | 0 | 0 | 0 | 0 | 0 | 0 | 0 | 0 | 0 | 0 | 0 | 0 | 0 | 0 | 0 | 0 | 0 | 0 | 0 | 0 | 0
SA1 | CCGT | 0 | 0 | 0 | 0 | 0 | 0 | 0 | 0 | 0 | 0 | 0 | 0 | 0 | 0 | 0 | 0 | 0 | 0 | 0 | 0 | 0 | 0 | 0 | 0 | 0 | 0 | 0 | 0 | 0
SA1 | Gas - Steam | 0 | 0 | 0 | 0 | 0 | 0 | 0 | 0 | 0 | 0 | 0 | 0 | 0 | 0 | 0 | 0 | 0 | 0 | 0 | 0 | 0 | 0 | 0 | 0 | 0 | 0 | 0 | 0 | 0
SA1 | OCGT / Diesel | 0 | 0 | 0 | 0 | 0 | 0 | 0 | 0 | 0 | 0 | 0 | 0 | 0 | 0 | 0 | 0 | 0 | 0 | 0 | 0 | 0 | 0 | 0 | 0 | 0 | 0 | 0 | 0 | 0
SA1 | Hydro | 0 | 0 | 0 | 0 | 0 | 0 | 0 | 0 | 0 | 0 | 0 | 0 | 0 | 0 | 0 | 0 | 0 | 0 | 0 | 0 | 0 | 0 | 0 | 0 | 0 | 0 | 0 | 0 | 0
SA1 | Wind | 0 | 0 | 0 | 0 | 0 | 0 | 0 | 0 | 0 | 0 | 0 | 0 | 0 | 0 | 0 | 0 | 0 | 0 | 0 | 0 | 0 | 0 | 0 | 0 | 0 | 0 | 0 | 0 | 0
SA1 | Solar PV | 0 | 0 | 0 | 0 | 0 | 0 | 0 | 0 | 0 | 0 | 0 | 0 | 0 | 0 | 0 | 0 | 0 | 0 | 0 | 0 | 0 | 0 | 0 | 0 | 0 | 0 | 0 | 0 | 0
SA1 | Grid Battery | 0 | 0 | 0 | 0 | 0 | 0 | 0 | 0 | 0 | 0 | 0 | 0 | 0 | 0 | 0 | 0 | 0 | 0 | 0 | 0 | 0 | 0 | 0 | 0 | 0 | 0 | 0 | 0 | 0
SA1 | Pumped Hydro | 0 | 0 | 0 | 0 | 0 | 0 | 0 | 0 | 0 | 0 | 0 | 0 | 0 | 0 | 0 | 0 | 0 | 0 | 0 | 0 | 0 | 0 | 0 | 0 | 0 | 0 | 0 | 0 | 0
SA1 | VPP | 0 | 0 | 0 | 0 | 0 | 0 | 0 | 0 | 0 | 0 | 0 | 0 | 0 | 0 | 0 | 0 | 0 | 0 | 0 | 0 | 0 | 0 | 0 | 0 | 0 | 0 | 0 | 0 | 0
Total excluding storage |  | 0 | 0 | 0 | 0 | 0 | 0 | 0 | 0 | 0 | 0 | 0 | 0 | 0 | 0 | 0 | 0 | 0 | 0 | 0 | 0 | 0 | 0 | 0 | 0 | 0 | 0 | 0 | 0 | 0
Region | Technology | 2021-22 | 2022-23 | 2023-24 | 2024-25 | 2025-26 | 2026-27 | 2027-28 | 2028-29 | 2029-30 | 2030-31 | 2031-32 | 2032-33 | 2033-34 | 2034-35 | 2035-36 | 2036-37 | 2037-38 | 2038-39 | 2039-40 | 2040-41 | 2041-42 | 2042-43 | 2043-44 | 2044-45 | 2045-46 | 2046-47 | 2047-48 | 2048-49 | 2049-50
TAS1 | Black Coal | 0 | 0 | 0 | 0 | 0 | 0 | 0 | 0 | 0 | 0 | 0 | 0 | 0 | 0 | 0 | 0 | 0 | 0 | 0 | 0 | 0 | 0 | 0 | 0 | 0 | 0 | 0 | 0 | 0
TAS1 | Brown Coal | 0 | 0 | 0 | 0 | 0 | 0 | 0 | 0 | 0 | 0 | 0 | 0 | 0 | 0 | 0 | 0 | 0 | 0 | 0 | 0 | 0 | 0 | 0 | 0 | 0 | 0 | 0 | 0 | 0
TAS1 | CCGT | 0 | 0 | 0 | 0 | 0 | 0 | 0 | 0 | 0 | 0 | 0 | 0 | 0 | 0 | 0 | 0 | 0 | 0 | 0 | 0 | 0 | 0 | 0 | 0 | 0 | 0 | 0 | 0 | 0
TAS1 | Gas - Steam | 0 | 0 | 0 | 0 | 0 | 0 | 0 | 0 | 0 | 0 | 0 | 0 | 0 | 0 | 0 | 0 | 0 | 0 | 0 | 0 | 0 | 0 | 0 | 0 | 0 | 0 | 0 | 0 | 0
TAS1 | OCGT / Diesel | 0 | 0 | 0 | 0 | 0 | 0 | 0 | 0 | 0 | 0 | 0 | 0 | 0 | 0 | 0 | 0 | 0 | 0 | 0 | 0 | 0 | 0 | 0 | 0 | 0 | 0 | 0 | 0 | 0
TAS1 | Hydro | 0 | 0 | 0 | 0 | 0 | 0 | 0 | 0 | 0 | 0 | 0 | 0 | 0 | 0 | 0 | 0 | 0 | 0 | 0 | 0 | 0 | 0 | 0 | 0 | 0 | 0 | 0 | 0 | 0
TAS1 | Wind | 0 | 0 | 0 | 0 | 0 | 0 | 0 | 0 | 0 | 0 | 0 | 0 | 0 | 0 | 0 | 0 | 0 | 0 | 0 | 0 | 0 | 0 | 0 | 0 | 0 | 0 | 0 | 0 | 0
TAS1 | Solar PV | 0 | 0 | 0 | 0 | 0 | 0 | 0 | 0 | 0 | 0 | 0 | 0 | 0 | 0 | 0 | 0 | 0 | 0 | 0 | 0 | 0 | 0 | 0 | 0 | 0 | 0 | 0 | 0 | 0
TAS1 | Grid Battery | 0 | 0 | 0 | 0 | 0 | 0 | 0 | 0 | 0 | 0 | 0 | 0 | 0 | 0 | 0 | 0 | 0 | 0 | 0 | 0 | 0 | 0 | 0 | 0 | 0 | 0 | 0 | 0 | 0
TAS1 | Pumped Hydro | 0 | 0 | 0 | 0 | 0 | 0 | 0 | 0 | 0 | 0 | 0 | 0 | 0 | 0 | 0 | 0 | 0 | 0 | 0 | 0 | 0 | 0 | 0 | 0 | 0 | 0 | 0 | 0 | 0
TAS1 | VPP | 0 | 0 | 0 | 0 | 0 | 0 | 0 | 0 | 0 | 0 | 0 | 0 | 0 | 0 | 0 | 0 | 0 | 0 | 0 | 0 | 0 | 0 | 0 | 0 | 0 | 0 | 0 | 0 | 0
Total excluding storage |  | 0 | 0 | 0 | 0 | 0 | 0 | 0 | 0 | 0 | 0 | 0 | 0 | 0 | 0 | 0 | 0 | 0 | 0 | 0 | 0 | 0 | 0 | 0 | 0 | 0 | 0 | 0 | 0 | 0

## BaseCase_REZ Tx Cost
REZ transmission expansion cost by region ($000s) - Base Case, Slow Change Scenario
REZ Expansion | Real June 2020 dollars discounted to 1 July 2020. As with the total capital costs, the REZ transmission expansion costs are annualised for modelling purposes.
Explicitly modelled generation
Region | Technology | 2021-22 | 2022-23 | 2023-24 | 2024-25 | 2025-26 | 2026-27 | 2027-28 | 2028-29 | 2029-30 | 2030-31 | 2031-32 | 2032-33 | 2033-34 | 2034-35 | 2035-36 | 2036-37 | 2037-38 | 2038-39 | 2039-40 | 2040-41 | 2041-42 | 2042-43 | 2043-44 | 2044-45 | 2045-46 | 2046-47 | 2047-48 | 2048-49 | 2049-50
NSW1 | Transmission | 9.7595e-05 | 1908.3135 | 8879.2578 | 15289.813 | 21242.0382 | 27427.9761 | 32446.1997 | 37756.3267 | 43533.427 | 48836.9399 | 80136.8576 | 76988.2675 | 74169.8146 | 71454.5421 | 69023.7452 | 66311.791 | 63884.1918 | 62141.7489 | 60027.762 | 57705.5641 | 66033.7254 | 85603.266 | 84181.1463 | 80873.6554 | 79426.8225 | 86883.4235 | 87285.4753 | 83856.0148 | 83909.2282
QLD1 | Transmission | 0.00010279 | 0.00010718 | 0.00011401 | 0.00013401 | 0.00013696 | 0.00015434 | 0.0001699 | 0.00026527 | 0.00026336 | 0.00025372 | 0.00024509 | 0.00023546 | 0.00022684 | 0.00021854 | 0.0002111 | 0.00020281 | 14957.0426 | 14409.4823 | 13919.2892 | 13372.3981 | 12882.8498 | 15146.4211 | 26764.6821 | 25713.0934 | 26744.0499 | 68062.4898 | 65747.0864 | 63163.8727 | 74630.3778
VIC1 | Transmission | 1.8924e-05 | 1.8231e-05 | 1.7611e-05 | 1.6919e-05 | 1.63e-05 | 1.5703e-05 | 1.5169e-05 | 1.4573e-05 | 1.4039e-05 | 1.3525e-05 | 1.3065e-05 | 1.2552e-05 | 1.2092e-05 | 1.165e-05 | 1.1253e-05 | 1.0811e-05 | 1.0415e-05 | 1.0034e-05 | 342.5901 | 1110.3716 | 1069.7222 | 1669.859 | 2171.8919 | 2086.5579 | 5395.2189 | 5805.9766 | 9861.489 | 24680.4521 | 33187.5447
SA1 | Transmission | 8.5545e-05 | 8.6986e-05 | 0.00010149 | 9.7498e-05 | 9.3929e-05 | 9.049e-05 | 8.7412e-05 | 9.9231e-05 | 9.5598e-05 | 9.2098e-05 | 8.8965e-05 | 9.7479e-05 | 9.391e-05 | 0.00010024 | 9.6828e-05 | 0.00016808 | 5005.6156 | 4822.3658 | 7942.3959 | 7630.3378 | 7350.9999 | 8334.7937 | 8051.2542 | 7734.9191 | 7451.7525 | 9947.0853 | 10001.1772 | 11022.7433 | 11176.9541
TAS1 | Transmission | 0 | 0 | 0 | 0 | 0 | 0 | 0 | 0 | 0 | 523.684 | 1254.4323 | 2223.5712 | 3123.3128 | 3954.1957 | 4732.7472 | 5423.9921 | 6070.5067 | 6663.3331 | 7251.6092 | 7749.6259 | 7465.9209 | 7192.6021 | 6947.9185 | 6674.9336 | 6430.5719 | 6195.156 | 5984.4043 | 5749.2761 | 5538.8016
NEM | Total | 0.00030486 | 1908.3137 | 8879.258 | 15289.8132 | 21242.0384 | 27427.9763 | 32446.2 | 37756.3271 | 43533.4274 | 49360.6242 | 81391.2902 | 79211.839 | 77293.1277 | 75408.7381 | 73756.4927 | 71735.7835 | 89917.3568 | 88036.9301 | 89483.6463 | 87568.2975 | 94803.2181 | 117946.9418 | 128116.8929 | 123083.1594 | 125448.4157 | 176894.131 | 178879.6321 | 188472.359 | 208442.9064

## BaseCase_USE+DSP Cost
USE and USE / DSP cost by region ($000s) - Base Case, Slow Change Scenario
USE / DSP | Real June 2020 dollars discounted to 1 July 2020
Explicitly modelled generation
Region | Technology | 2021-22 | 2022-23 | 2023-24 | 2024-25 | 2025-26 | 2026-27 | 2027-28 | 2028-29 | 2029-30 | 2030-31 | 2031-32 | 2032-33 | 2033-34 | 2034-35 | 2035-36 | 2036-37 | 2037-38 | 2038-39 | 2039-40 | 2040-41 | 2041-42 | 2042-43 | 2043-44 | 2044-45 | 2045-46 | 2046-47 | 2047-48 | 2048-49 | 2049-50
NSW1 | USE / DSP | 0.00024924 | 0.00024853 | 0.00025008 | 0.00025119 | 0.00025439 | 0.00025235 | 0.00025339 | 0.00025506 | 0.0002524 | 0.00025236 | 0.00024975 | 0.00025546 | 0.00025246 | 0.00025716 | 0.00025097 | 0.00025119 | 0.00025961 | 0.00026365 | 470.5593 | 14.4488 | 14116.8642 | 0.00026621 | 7926.482 | 8608.196 | 8339.3983 | 5632.2583 | 234.277 | 6205.2252 | 10.859
QLD1 | USE / DSP | 0.0002488 | 0.00024819 | 0.00024908 | 0.00025124 | 0.00025292 | 46.8515 | 0.00025376 | 9126.6965 | 0.00025127 | 0.00025108 | 0.00025042 | 0.00025383 | 1454.8053 | 3.9906 | 2339.6974 | 15.9251 | 26396.1407 | 39.6196 | 236.8435 | 2454.3743 | 2627.0188 | 3064.3178 | 4203.2123 | 7021.5729 | 2223.5776 | 34253.8546 | 44.2338 | 914.1618 | 5029.8512
VIC1 | USE / DSP | 0.00024423 | 0.00024364 | 0.00024459 | 0.00024765 | 0.0002497 | 0.00024688 | 0.00024815 | 0.00024858 | 0.00024629 | 0.00024618 | 0.0002451 | 0.00024933 | 0.0002468 | 0.0002524 | 1763.1553 | 4261.4528 | 0.00025397 | 0.00025683 | 2349.4427 | 499.7734 | 5067.009 | 2.3726 | 1272.8974 | 12321.1105 | 5034.5974 | 140.0806 | 422.904 | 2761.4241 | 3955.4349
SA1 | USE / DSP | 0.00024637 | 0.00024528 | 0.0002526 | 0.00024975 | 0.00025261 | 0.00024949 | 0.00025092 | 0.00025241 | 0.00024991 | 0.00024997 | 0.00024846 | 0.00025425 | 0.00025074 | 0.00025695 | 38.0511 | 3751.6128 | 83.2983 | 1.2777 | 442.1914 | 587.119 | 3584.9845 | 0.00026163 | 1839.4411 | 2814.6561 | 2648.4281 | 1572.4277 | 221.7164 | 1203.3935 | 1.4394
TAS1 | USE / DSP | 0.0002038 | 0.00020348 | 0.00020419 | 0.00020363 | 0.00020307 | 0.00020286 | 0.00020336 | 0.00020278 | 0.00020274 | 0.00020269 | 0.00020312 | 0.00020254 | 0.00020249 | 0.00020241 | 0.0002029 | 0.00020229 | 0.00020229 | 0.00020225 | 0.00020279 | 0.00020215 | 0.00020217 | 0.00020215 | 0.00020264 | 0.00020206 | 0.00020201 | 0.00020203 | 0.00020253 | 0.00020194 | 0.00020188
NEM | Total | 0.0011924 | 0.0011891 | 0.0012005 | 0.0012035 | 0.0012127 | 46.8525 | 0.0012096 | 9126.6974 | 0.0012026 | 0.0012023 | 0.0011968 | 0.0012154 | 1454.8063 | 3.9916 | 4140.9043 | 8028.9912 | 26479.4397 | 40.898 | 3499.0371 | 3555.7157 | 25395.8766 | 3066.6911 | 15242.033 | 30765.5358 | 18246.0016 | 41598.6213 | 923.1314 | 11084.2049 | 8997.5848

## BaseCase_SyncCon Cost
Synchronous Condenser cost by region ($000s) - Base Case, Slow Change Scenario
SyncCon | Real June 2020 dollars discounted to 1 July 2020
Explicitly modelled generation
Region | Technology | 2021-22 | 2022-23 | 2023-24 | 2024-25 | 2025-26 | 2026-27 | 2027-28 | 2028-29 | 2029-30 | 2030-31 | 2031-32 | 2032-33 | 2033-34 | 2034-35 | 2035-36 | 2036-37 | 2037-38 | 2038-39 | 2039-40 | 2040-41 | 2041-42 | 2042-43 | 2043-44 | 2044-45 | 2045-46 | 2046-47 | 2047-48 | 2048-49 | 2049-50
NSW1 | SyncCon | 0 | 0 | 0 | 0 | 0 | 0 | 0 | 0 | 0 | 0 | 0 | 0 | 0 | 0 | 0 | 0 | 0 | 0 | 0 | 0 | 0 | 0 | 0 | 0 | 0 | 0 | 0 | 0 | 0
QLD1 | SyncCon | 0 | 0 | 0 | 0 | 0 | 0 | 0 | 0 | 0 | 0 | 0 | 0 | 0 | 0 | 0 | 0 | 0 | 0 | 0 | 0 | 0 | 0 | 0 | 0 | 0 | 0 | 0 | 0 | 0
VIC1 | SyncCon | 0 | 0 | 0 | 8045.8177 | 7751.2695 | 7467.5044 | 7381.1036 | 7091.0988 | 6831.5018 | 6581.4083 | 6357.5167 | 6107.7289 | 5884.1319 | 5668.7205 | 5475.8775 | 5260.7294 | 5068.1401 | 4882.6012 | 4716.501 | 4531.189 | 4365.3073 | 4205.4983 | 4062.4324 | 3902.8188 | 3759.941 | 3622.2938 | 3499.0678 | 3361.5889 | 3238.5249
SA1 | SyncCon | 0 | 0 | 0 | 0 | 0 | 0 | 0 | 0 | 0 | 0 | 0 | 0 | 0 | 0 | 0 | 0 | 0 | 0 | 0 | 0 | 0 | 0 | 0 | 0 | 0 | 0 | 0 | 0 | 0
TAS1 | SyncCon | 1050.1873 | 1533.8948 | 1511.1038 | 632.5069 | 684.2187 | 1821.7212 | 2232.897 | 2318.7823 | 2587.7355 | 2771.2672 | 3322.2305 | 3139.9807 | 3176.0259 | 3319.5566 | 3403.6403 | 3497.9111 | 3208.4153 | 3151.1254 | 3013.8111 | 3127.0362 | 2893.0514 | 2763.338 | 2768.3537 | 2662.541 | 2662.284 | 2384.8221 | 2328.2811 | 2095.9168 | 2012.9392
NEM | Total | 1050.1873 | 1533.8948 | 1511.1038 | 8678.3247 | 8435.4882 | 9289.2255 | 9614.0006 | 9409.8812 | 9419.2372 | 9352.6754 | 9679.7472 | 9247.7096 | 9060.1578 | 8988.2771 | 8879.5178 | 8758.6405 | 8276.5554 | 8033.7266 | 7730.3121 | 7658.2251 | 7258.3587 | 6968.8363 | 6830.7861 | 6565.3598 | 6422.225 | 6007.1159 | 5827.3489 | 5457.5057 | 5251.4641

## BaseCase_System Strength Cost
System Strength cost by region ($000s) - Base Case, Slow Change Scenario
System Strength | Real June 2020 dollars discounted to 1 July 2020
Explicitly modelled generation
Region | Technology | 2021-22 | 2022-23 | 2023-24 | 2024-25 | 2025-26 | 2026-27 | 2027-28 | 2028-29 | 2029-30 | 2030-31 | 2031-32 | 2032-33 | 2033-34 | 2034-35 | 2035-36 | 2036-37 | 2037-38 | 2038-39 | 2039-40 | 2040-41 | 2041-42 | 2042-43 | 2043-44 | 2044-45 | 2045-46 | 2046-47 | 2047-48 | 2048-49 | 2049-50
NSW1 | System Strength | 6.997e-06 | 214.1086 | 996.2333 | 1715.4835 | 2383.3101 | 3077.3588 | 3640.3925 | 4236.1771 | 4884.3551 | 5479.3976 | 9562 | 9186.3075 | 8850.0072 | 8526.0185 | 8235.9737 | 7912.381 | 7622.7177 | 7454.304 | 7200.7177 | 6923.1893 | 8219.6222 | 10555.8575 | 10417.945 | 10008.6222 | 9866.9449 | 11416.0397 | 11497.4481 | 11045.7115 | 10991.7443
QLD1 | System Strength | 4.6509e-05 | 4.7039e-05 | 4.6185e-05 | 1119.3875 | 1078.408 | 1038.9298 | 1003.5867 | 1124.847 | 1083.6676 | 1043.9958 | 1008.4803 | 968.857 | 933.3882 | 899.2179 | 868.6276 | 834.4991 | 2136.5415 | 2058.3251 | 1988.3034 | 1949.8903 | 1878.507 | 1809.738 | 2277.0794 | 2187.6125 | 2288.7455 | 3812.1598 | 3682.4747 | 3537.7897 | 4565.6219
VIC1 | System Strength | 1.0127e-05 | 1.0223e-05 | 1.0131e-05 | 1.2941e-05 | 1.2467e-05 | 1.2011e-05 | 1.1602e-05 | 1.2065e-05 | 1.1623e-05 | 1.1408e-05 | 1.102e-05 | 1.2295e-05 | 1.1845e-05 | 1.3161e-05 | 1.2713e-05 | 1.4438e-05 | 2.9999e-05 | 3.8394 | 332.549 | 468.4974 | 451.3463 | 556.7629 | 1138.1501 | 1093.432 | 2178.5565 | 2291.2356 | 3800.8549 | 6612.203 | 7121.9156
SA1 | System Strength | 1.8863e-05 | 1.9841e-05 | 2.3551e-05 | 2.2626e-05 | 2.1798e-05 | 2.1e-05 | 2.0285e-05 | 2.1981e-05 | 2.1177e-05 | 2.0401e-05 | 1.9707e-05 | 2.3266e-05 | 2.2414e-05 | 2.4561e-05 | 2.3725e-05 | 4.1335e-05 | 1149.1376 | 1890.8798 | 2327.6795 | 2236.2246 | 2154.359 | 2309.7709 | 2418.6265 | 2360.9424 | 2396.5749 | 2430.9985 | 2761.4613 | 2921.9663 | 2857.6234
TAS1 | System Strength | 7.3247e-06 | 7.3783e-06 | 165.0527 | 317.1358 | 458.0041 | 583.7318 | 701.5214 | 806.1976 | 904.0815 | 997.4517 | 1118.6313 | 1272.0054 | 1415.5405 | 1546.8613 | 1671.1508 | 1775.4522 | 1874.1937 | 1963.5039 | 2054.6096 | 2125.5812 | 2047.7661 | 1972.7997 | 1905.6874 | 1830.8127 | 1763.7887 | 1699.2184 | 1641.4131 | 1576.9217 | 1519.1924
NEM | Total | 8.982e-05 | 214.1087 | 1161.286 | 3152.0068 | 3919.7223 | 4700.0205 | 5345.5006 | 6167.2217 | 6872.1042 | 7520.8451 | 11689.1117 | 11427.1699 | 11198.936 | 10972.0978 | 10775.7522 | 10522.3323 | 12782.5905 | 13370.8523 | 13903.8592 | 13703.3828 | 14751.6006 | 17204.9289 | 18157.4884 | 17481.4219 | 18494.6105 | 21649.652 | 23383.6522 | 25694.5922 | 27056.0975

## Marinus_CF
Annual capacity factor by technology - Marinus Link, Slow Change Scenario
Explicitly modelled generation
Region | Technology | 2021-22 | 2022-23 | 2023-24 | 2024-25 | 2025-26 | 2026-27 | 2027-28 | 2028-29 | 2029-30 | 2030-31 | 2031-32 | 2032-33 | 2033-34 | 2034-35 | 2035-36 | 2036-37 | 2037-38 | 2038-39 | 2039-40 | 2040-41 | 2041-42 | 2042-43 | 2043-44 | 2044-45 | 2045-46 | 2046-47 | 2047-48 | 2048-49 | 2049-50
NEM | Black Coal | 49.82% | 45.97% | 49.3% | 61.97% | 71.47% | 71.07% | 66.66% | 73.31% | 70.58% | 68.2% | 54.99% | 59.55% | 64.59% | 62.37% | 57.97% | 63.07% | 68.61% | 68.05% | 62.58% | 60.1% | 56.24% | 65.86% | 59.87% | 57.99% | 59.57% | 58.23% | 54.94% | 51.81% | 47.79%
NEM | Brown Coal | 62.25% | 53.98% | 59.33% | 69.16% | 71.54% | 72.06% | 61.39% | 67.09% | 64.06% | 69.05% | 62.96% | 65.5% | 68.73% | 65.71% | 65.84% | 65.29% | 62.04% | 65.58% | 60.89% | 58.42% | 64.24% | 64.7% | 62.37% | 62.17% | 58.62% | 63.66% | 62.36% | - | -
NEM | CCGT | 8.417% | 8.417% | 7.129% | 7.077% | 6.8% | 7.691% | 7.399% | 11.4% | 6.829% | 6.79% | 7.041% | 7.46% | 7.205% | 7.179% | 7.037% | 8.145% | 8.888% | 13.09% | 17.44% | 19.28% | 15.39% | 22.84% | 20.4% | 23.63% | 27.01% | 28.26% | 28.34% | 28.26% | 28.26%
NEM | Gas - Steam | 5.537% | 5.734% | 5.693% | 1.358% | 1.295% | 1.365% | 1.312% | 1.808% | 1.273% | 1.276% | 1.298% | 1.344% | 1.3% | 1.285% | 1.688% | 1.667% | 1.961% | 1.702% | 9.921% | 10.19% | 9.894% | 14.59% | 17.21% | 16.35% | 23.5% | - | - | - | -
NEM | OCGT / Diesel | 0.03903% | 0.0236% | 0.1154% | 0.08771% | 0.02578% | 0.1074% | 0.04454% | 0.3205% | 0.007725% | 0.00489% | 0.007228% | 0.1066% | 0.06725% | 0.02591% | 0.1529% | 0.1482% | 0.3662% | 0.3678% | 1.094% | 1.746% | 1.308% | 1.144% | 4.125% | 2.4% | 3.609% | 4.491% | 8.713% | 10.22% | 11.67%
NEM | Hydro | 20.33% | 20.21% | 19.44% | 25% | 25.01% | 18.8% | 24.39% | 27.03% | 23.75% | 22.08% | 19.94% | 20.35% | 20.95% | 21.82% | 20.32% | 19.51% | 22.72% | 20.36% | 19.29% | 17.94% | 18.17% | 19.45% | 18.99% | 18.49% | 17.98% | 21% | 17.47% | 15.79% | 14.99%
NEM | Wind | 33.36% | 34.36% | 31.63% | 33.96% | 36.21% | 37.76% | 38.26% | 35.18% | 34.58% | 34.98% | 35.61% | 33.33% | 32.7% | 34.68% | 35.77% | 36.43% | 35.23% | 34.55% | 35.25% | 36.56% | 34.37% | 32.69% | 34.74% | 36.89% | 37.68% | 35.88% | 34.46% | 33.81% | 33.23%
NEM | Solar PV | 29.55% | 29.16% | 29.58% | 28.44% | 27.85% | 29.5% | 29.9% | 26.34% | 27.7% | 28.92% | 29.3% | 29.23% | 28.23% | 27.57% | 29.38% | 29.53% | 26.21% | 27.4% | 28.87% | 29.34% | 29.34% | 28.07% | 27.29% | 29.03% | 29.17% | 25.64% | 25.91% | 26.73% | 26.65%
NEM | Grid Battery | 6.421% | 4.263% | 4.932% | 6.689% | 6.8% | 7.15% | 6.771% | 6.414% | 6.024% | 6.432% | 6.476% | 6.615% | 6.586% | 6.396% | 6.583% | 6.571% | 10.01% | 10.07% | 11.55% | 11.62% | 13.06% | 14.52% | 14.51% | 14.46% | 14.43% | 13.88% | 13.95% | 13.59% | 13.03%
NEM | Pumped Hydro | 1.193% | 2.954% | 3.426% | 14.92% | 19.63% | 22.87% | 19.65% | 23.24% | 17.66% | 20.25% | 22.79% | 25.36% | 23.35% | 24.7% | 25.17% | 24.69% | 24.37% | 23.07% | 24.38% | 22.65% | 23.94% | 23.26% | 23.63% | 24.54% | 23.88% | 24.16% | 23.54% | 24.11% | 21.42%
NEM | VPP | 8.058% | 8.372% | 8.308% | 9.293% | 10.26% | 10.35% | 9.768% | 9.263% | 8.728% | 8.659% | 8.721% | 8.967% | 8.946% | 9.055% | 8.844% | 8.768% | 8.48% | 8.262% | 7.797% | 7.555% | 6.869% | 6.744% | 6.499% | 6.196% | 6.104% | 5.813% | 5.689% | 5.426% | 4.113%
Region | Technology | 2021-22 | 2022-23 | 2023-24 | 2024-25 | 2025-26 | 2026-27 | 2027-28 | 2028-29 | 2029-30 | 2030-31 | 2031-32 | 2032-33 | 2033-34 | 2034-35 | 2035-36 | 2036-37 | 2037-38 | 2038-39 | 2039-40 | 2040-41 | 2041-42 | 2042-43 | 2043-44 | 2044-45 | 2045-46 | 2046-47 | 2047-48 | 2048-49 | 2049-50
NSW1 | Black Coal | 44.53% | 41.82% | 42.82% | 56.47% | 69.52% | 67.26% | 62.58% | 70.13% | 69.32% | 68.33% | 46.59% | 46.57% | 63.14% | 55.62% | 42.87% | 57.91% | 70.5% | 70.37% | 61.45% | 52.87% | 44.83% | - | - | - | - | - | - | - | -
NSW1 | Brown Coal | bar: 2021-22 to 2049-50
NSW1 | CCGT | 0.6146% | 0.6146% | 1.849% | 1.161% | 1.161% | 1.161% | 1.164% | 1.161% | 1.161% | 1.161% | 1.164% | 1.161% | 1.161% | 1.161% | 1.164% | 1.161% | 1.164% | 9.973% | 17.26% | 21.42% | 13.89% | 21.58% | 0.05184% | - | - | - | - | - | -
NSW1 | Gas - Steam | bar: 2021-22 to 2049-50
NSW1 | OCGT / Diesel | 2.792e-08% | 2.766e-08% | 0.02518% | 0.2137% | 0.04181% | 0.1247% | 0.04262% | 0.07869% | 3.644e-08% | 3.747e-08% | 3.56e-08% | 0.1054% | 0.01793% | 0.0288% | 0.1025% | 0.05814% | 0.173% | 0.05055% | 0.7251% | 1.068% | 0.8173% | 0.6536% | 5.874% | 3.842% | 5.411% | 4.727% | 14.49% | 12.7% | 16.77%
NSW1 | Hydro | 9.058% | 9.59% | 8.663% | 11.6% | 12.56% | 11.37% | 10.4% | 14.56% | 10.58% | 9.772% | 10.16% | 11.12% | 11.75% | 13.86% | 11.92% | 11.39% | 16.12% | 13.22% | 11.18% | 10.85% | 9.958% | 12.91% | 13.57% | 12.72% | 12.52% | 16.48% | 13.34% | 11.48% | 10.61%
NSW1 | Wind | 32.12% | 36.75% | 35.1% | 34.72% | 37.83% | 38.96% | 38.68% | 34.56% | 31.98% | 34.04% | 34.44% | 33.99% | 33.22% | 35.53% | 36.75% | 36.76% | 33.89% | 30.81% | 33.24% | 34.47% | 33.83% | 32.37% | 34.66% | 36.39% | 36.35% | 32.43% | 29.52% | 30.96% | 31.19%
NSW1 | Solar PV | 28.63% | 28.53% | 28.72% | 27.65% | 26.32% | 28.48% | 28.93% | 26.13% | 27.1% | 28.75% | 29.17% | 28.77% | 27.95% | 26.93% | 29.03% | 29.05% | 26.12% | 26.94% | 28.67% | 29.32% | 28.92% | 27.92% | 26.91% | 28.86% | 28.95% | 25.7% | 25.92% | 27.38% | 27.49%
NSW1 | Grid Battery | - | - | - | - | - | - | - | - | - | - | - | - | - | - | - | - | - | - | - | - | - | - | 15.43% | 15.52% | 15.27% | 14.97% | 14.81% | 15.14% | 14.39%
NSW1 | Pumped Hydro | 2.075% | 4.578% | 5.449% | 32.33% | 21.77% | 25.67% | 22.28% | 25.73% | 19.04% | 21.77% | 24.63% | 27% | 25.04% | 26.23% | 26.97% | 26.46% | 25.85% | 24.41% | 25.66% | 23.89% | 25.27% | 24.39% | 25.07% | 26.45% | 25.7% | 27.62% | 25.81% | 27.47% | 25%
NSW1 | VPP | 10.17% | 10.32% | 8.89% | 8.584% | 9.654% | 9.896% | 9.425% | 8.969% | 8.415% | 8.148% | 8.032% | 8.365% | 8.456% | 8.41% | 8.137% | 8.202% | 8.035% | 7.523% | 7.631% | 7.216% | 7.447% | 7.302% | 7.047% | 6.669% | 6.425% | 6.307% | 5.99% | 5.996% | 4.535%
Region | Technology | 2021-22 | 2022-23 | 2023-24 | 2024-25 | 2025-26 | 2026-27 | 2027-28 | 2028-29 | 2029-30 | 2030-31 | 2031-32 | 2032-33 | 2033-34 | 2034-35 | 2035-36 | 2036-37 | 2037-38 | 2038-39 | 2039-40 | 2040-41 | 2041-42 | 2042-43 | 2043-44 | 2044-45 | 2045-46 | 2046-47 | 2047-48 | 2048-49 | 2049-50
QLD1 | Black Coal | 56.49% | 50.95% | 55.92% | 68.88% | 73.14% | 74.89% | 70.45% | 76.74% | 71.34% | 68.14% | 57.69% | 63.72% | 65.06% | 64.53% | 63.05% | 64.85% | 67.94% | 67.22% | 62.98% | 62.67% | 60.3% | 65.86% | 59.87% | 57.99% | 59.57% | 58.23% | 54.94% | 51.81% | 47.79%
QLD1 | Brown Coal | bar: 2021-22 to 2049-50
QLD1 | CCGT | 8.33% | 8.33% | 9.298% | 9.577% | 9.05% | 10.74% | 10.18% | 17.8% | 9.106% | 9.032% | 9.498% | 10.3% | 9.821% | 9.77% | 9.49% | 12.79% | 14.81% | 17.23% | 21.23% | 22% | 19.6% | 28.46% | 28.53% | 28.63% | 43.53% | 60.92% | 61.08% | 60.92% | 60.92%
QLD1 | Gas - Steam | 5.044% | 5.044% | 10.02% | 9.894% | 9.894% | 9.894% | 9.921% | 18.14% | 9.894% | 9.894% | 9.921% | 9.894% | 9.894% | 9.894% | 9.921% | 9.894% | 9.894% | 9.894% | 9.921% | 10.19% | 9.894% | 14.59% | 17.21% | 16.35% | 23.5% | - | - | - | -
QLD1 | OCGT / Diesel | 3.613e-08% | 3.61e-08% | 3.772e-08% | 0.08477% | 0.02852% | 0.1854% | 0.09733% | 1.038% | 0.02776% | 0.007695% | 0.01376% | 0.1878% | 0.194% | 0.04514% | 0.1791% | 0.2158% | 0.4426% | 0.2412% | 0.8487% | 0.6023% | 0.8816% | 0.6738% | 1.8% | 2.865% | 5.316% | 8.512% | 8.723% | 9.097% | 9.069%
QLD1 | Hydro | 50.69% | 50.42% | 50.38% | 49.89% | 49.62% | 49.37% | 49.29% | 48.86% | 48.57% | 47.76% | 48.17% | 47.74% | 47.46% | 47.2% | 47.1% | 46.67% | 40.26% | 40.09% | 39.94% | 39.59% | 39.4% | - | - | - | - | - | - | - | -
QLD1 | Wind | 35.91% | 34.66% | 34.5% | 36.08% | 42.99% | 44.45% | 46.26% | 44.07% | 43.58% | 44.42% | 41.38% | 39.24% | 34.52% | 41.47% | 40.71% | 43.54% | 43.76% | 43.43% | 44.31% | 42.31% | 39.72% | 34.58% | 40.32% | 41.74% | 44.31% | 44.76% | 44.71% | 44.79% | 40.64%
QLD1 | Solar PV | 31.43% | 30.43% | 30.98% | 29.65% | 30.07% | 31.49% | 31.87% | 26.62% | 28.83% | 29.98% | 30.46% | 30.91% | 29.57% | 30.04% | 31.52% | 31.76% | 26.5% | 28.76% | 29.97% | 30.27% | 30.85% | 28.64% | 28.69% | 30.17% | 30.28% | 25.47% | 26.84% | 27.81% | 27.66%
QLD1 | Grid Battery | - | 16.78% | 16.38% | 18.09% | 20.16% | 20.21% | 19.71% | 19.48% | 18.39% | 18.46% | 18.12% | 18.48% | 18.48% | 19.12% | 18.56% | 18.58% | 16.95% | 16.98% | 17.07% | 17.15% | 15.63% | 15.29% | 15.45% | 14.73% | 14.65% | 14.01% | 14.34% | 14.16% | 13.87%
QLD1 | Pumped Hydro | 0.8212% | 2.27% | 2.574% | 7.595% | 11.07% | 11.66% | 9.137% | 13.31% | 7.319% | 8.816% | 8.923% | 13.05% | 10.71% | 13.16% | 11.66% | 11.43% | 13.27% | 13.04% | 12.37% | 10.97% | 13.42% | 17.1% | 16.7% | 15.46% | 18.08% | 18.36% | 19.26% | 18.81% | 15.38%
QLD1 | VPP | 8.057% | 8.693% | 7.934% | 9.007% | 10.66% | 10.5% | 10.21% | 9.888% | 8.888% | 8.891% | 8.905% | 9.018% | 9.052% | 9.376% | 8.843% | 8.767% | 8.071% | 7.793% | 7.902% | 7.866% | 6.491% | 6.296% | 6.154% | 5.827% | 5.839% | 5.134% | 5.319% | 5.125% | 3.406%
Region | Technology | 2021-22 | 2022-23 | 2023-24 | 2024-25 | 2025-26 | 2026-27 | 2027-28 | 2028-29 | 2029-30 | 2030-31 | 2031-32 | 2032-33 | 2033-34 | 2034-35 | 2035-36 | 2036-37 | 2037-38 | 2038-39 | 2039-40 | 2040-41 | 2041-42 | 2042-43 | 2043-44 | 2044-45 | 2045-46 | 2046-47 | 2047-48 | 2048-49 | 2049-50
VIC1 | Black Coal | bar: 2021-22 to 2049-50
VIC1 | Brown Coal | 62.25% | 53.98% | 59.33% | 69.16% | 71.54% | 72.06% | 61.39% | 67.09% | 64.06% | 69.05% | 62.96% | 65.5% | 68.73% | 65.71% | 65.84% | 65.29% | 62.04% | 65.58% | 60.89% | 58.42% | 64.24% | 64.7% | 62.37% | 62.17% | 58.62% | 63.66% | 62.36% | - | -
VIC1 | CCGT | bar: 2021-22 to 2049-50
VIC1 | Gas - Steam | 0.03517% | 1.723e-08% | 0.07558% | 0.2337% | 0.05923% | 0.2546% | 0.09602% | 0.09374% | 2.348e-08% | 0.00628% | 0.05763% | 0.1961% | 0.07342% | 0.03219% | 0.3047% | 0.2843% | 0.6283% | 0.3256% | - | - | - | - | - | - | - | - | - | - | -
VIC1 | OCGT / Diesel | 0.0002749% | 3.275e-08% | 0.01008% | 0.007469% | 0.0005012% | 0.01947% | 0.002856% | 4.562e-08% | 4.525e-08% | 4.549e-08% | 0.001874% | 0.02145% | 0.01027% | 5.639e-08% | 0.05002% | 0.06158% | 0.05098% | 0.03075% | 0.1513% | 0.3011% | 0.2276% | 0.07107% | 0.1753% | 0.5747% | 0.5549% | 0.288% | 0.6318% | 8.097% | 7.813%
VIC1 | Hydro | 13.89% | 13.99% | 12.63% | 15.52% | 15.86% | 14.97% | 15.06% | 18.94% | 15.63% | 13.34% | 13.48% | 12.12% | 14.86% | 15.32% | 14.48% | 14.48% | 18.19% | 15.06% | 12.92% | 12.88% | 11.69% | 14.25% | 14.75% | 13.87% | 13.95% | 17.42% | 14.49% | 12.43% | 12.44%
VIC1 | Wind | 34.58% | 34.13% | 29.42% | 32.26% | 32.94% | 33.84% | 33.95% | 30.5% | 31.47% | 29.93% | 32.76% | 28.13% | 29.01% | 29.23% | 30.65% | 31.24% | 28.77% | 30.76% | 30.21% | 35.08% | 31.03% | 31.12% | 30.81% | 34.01% | 35.08% | 33.57% | 34.24% | 32.12% | 32.3%
VIC1 | Solar PV | 27.58% | 27.37% | 28.19% | 27.27% | 25.9% | 27.29% | 27.84% | 25.78% | 26.78% | 26.96% | 27.26% | 27.97% | 26.73% | 25.69% | 26.85% | 27.62% | 25.58% | 26.72% | 27.44% | 27.36% | 28.47% | 27.26% | 25.93% | 27.79% | 28.33% | 26.52% | 26.11% | 25.37% | 24.1%
VIC1 | Grid Battery | 12.65% | 3.522% | 3.836% | 6.259% | 6.233% | 6.581% | 6.229% | 5.851% | 5.573% | 5.661% | 5.776% | 5.931% | 5.716% | 5.623% | 5.926% | 5.915% | 5.497% | 5.581% | 8.486% | 8.363% | 10.57% | 15.38% | 14.81% | 15.28% | 15.14% | 14.37% | 14.13% | 13.31% | 12.62%
VIC1 | Pumped Hydro | - | - | - | - | - | - | - | - | - | - | - | - | - | - | - | - | - | - | 31.07% | 29.27% | 29.3% | 28.12% | 26.02% | 27.16% | 26.73% | 25.97% | 26.25% | 23.84% | 22.03%
VIC1 | VPP | 4.734% | 6.094% | 6.519% | 10.6% | 11.36% | 11.42% | 10.45% | 9.749% | 9.391% | 9.443% | 9.682% | 10.12% | 9.862% | 10.08% | 9.967% | 9.709% | 9.245% | 9.396% | 8.269% | 8.084% | 6.881% | 6.786% | 6.386% | 6.162% | 6.097% | 5.777% | 5.644% | 4.977% | 4.023%
Region | Technology | 2021-22 | 2022-23 | 2023-24 | 2024-25 | 2025-26 | 2026-27 | 2027-28 | 2028-29 | 2029-30 | 2030-31 | 2031-32 | 2032-33 | 2033-34 | 2034-35 | 2035-36 | 2036-37 | 2037-38 | 2038-39 | 2039-40 | 2040-41 | 2041-42 | 2042-43 | 2043-44 | 2044-45 | 2045-46 | 2046-47 | 2047-48 | 2048-49 | 2049-50
SA1 | Black Coal | bar: 2021-22 to 2049-50
SA1 | Brown Coal | bar: 2021-22 to 2049-50
SA1 | CCGT | 17.95% | 17.95% | 9.965% | 9.7% | 9.7% | 9.7% | 9.727% | 9.7% | 9.7% | 9.7% | 9.727% | 9.7% | 9.7% | 9.7% | 9.727% | 9.7% | - | - | - | - | - | - | - | - | - | - | - | - | -
SA1 | Gas - Steam | 9.028% | 9.391% | 8.75% | 1.164% | 1.164% | 1.164% | 1.167% | 1.164% | 1.164% | 1.164% | 1.167% | 1.164% | 1.164% | 1.164% | - | - | - | - | - | - | - | - | - | - | - | - | - | - | -
SA1 | OCGT / Diesel | 0.186% | 0.1127% | 0.5125% | 0.08252% | 0.04273% | 0.1162% | 0.03693% | 0.07273% | 1.145e-07% | 0.01611% | 0.01613% | 0.1415% | 0.03719% | 0.04684% | 0.4877% | 0.431% | 1.45% | 2.181% | 4.341% | 8.299% | 5.266% | 5.023% | 12.67% | 2.338% | 2.128% | 2.623% | 5.268% | 10.65% | 9.661%
SA1 | Hydro | bar: 2021-22 to 2049-50
SA1 | Wind | 33.68% | 32.3% | 28.95% | 33.86% | 33.13% | 36.69% | 37.13% | 34.55% | 34.98% | 35.47% | 35.35% | 31.63% | 32.39% | 31.12% | 34.89% | 35.62% | 35.31% | 35.9% | 36.22% | 38.54% | 34.77% | 33.96% | 32.27% | 36.73% | 36.85% | 35.87% | 34.58% | 32.02% | 33.26%
SA1 | Solar PV | 30.55% | 29.09% | 29.02% | 28.19% | 27.51% | 28.16% | 29.03% | 27.61% | 28.75% | 28.94% | 29.14% | 29.49% | 28.13% | 27.51% | 28.1% | 28.99% | 27.55% | 28.72% | 29.07% | 29.11% | 29.61% | 28.03% | 26.66% | 26.97% | 26.99% | 24.84% | 21.59% | 20.26% | 20.49%
SA1 | Grid Battery | 4.74% | 4.398% | 5.82% | 6.364% | 6.534% | 6.917% | 6.5% | 6.171% | 5.643% | 6.711% | 6.649% | 6.725% | 6.816% | 6.348% | 6.39% | 6.369% | 6.444% | 6.507% | 10.81% | 10.52% | 12.89% | 12.74% | 12.8% | 12.97% | 13.15% | 12.83% | 12.84% | 12.53% | 11.49%
SA1 | Pumped Hydro | bar: 2021-22 to 2049-50
SA1 | VPP | 8.521% | 7.885% | 9.843% | 10.14% | 10.73% | 10.74% | 10% | 9.463% | 9.059% | 9.065% | 9.035% | 8.971% | 8.941% | 8.976% | 8.898% | 8.757% | 9.054% | 8.921% | 7.554% | 7.343% | 5.976% | 5.909% | 5.829% | 5.615% | 5.689% | 5.486% | 5.487% | 5.287% | 3.988%
Region | Technology | 2021-22 | 2022-23 | 2023-24 | 2024-25 | 2025-26 | 2026-27 | 2027-28 | 2028-29 | 2029-30 | 2030-31 | 2031-32 | 2032-33 | 2033-34 | 2034-35 | 2035-36 | 2036-37 | 2037-38 | 2038-39 | 2039-40 | 2040-41 | 2041-42 | 2042-43 | 2043-44 | 2044-45 | 2045-46 | 2046-47 | 2047-48 | 2048-49 | 2049-50
TAS1 | Black Coal | bar: 2021-22 to 2049-50
TAS1 | Brown Coal | bar: 2021-22 to 2049-50
TAS1 | CCGT | 1.466e-07% | 1.457e-07% | 1.459e-07% | 1.457e-07% | 1.462e-07% | 1.468e-07% | 1.512e-07% | 1.559e-07% | 1.608e-07% | 1.646e-07% | 1.684e-07% | 1.743e-07% | 1.796e-07% | 1.815e-07% | 1.866e-07% | 1.922e-07% | 1.997e-07% | 2.069e-07% | 2.216e-07% | 2.23e-07% | 2.31e-07% | 2.389e-07% | 2.484e-07% | 2.563e-07% | 2.654e-07% | 2.758e-07% | 2.866e-07% | 3.003e-07% | 3.067e-07%
TAS1 | Gas - Steam | bar: 2021-22 to 2049-50
TAS1 | OCGT / Diesel | 1.394e-07% | 1.353e-07% | 1.332e-07% | 1.338e-07% | 1.359e-07% | 1.401e-07% | 1.454e-07% | 1.502e-07% | 1.555e-07% | 1.586e-07% | 1.616e-07% | 1.676e-07% | 1.734e-07% | 1.749e-07% | 1.799e-07% | 1.851e-07% | 1.936e-07% | 1.982e-07% | 2.071e-07% | 5.285e-07% | 5.48e-07% | 5.694e-07% | 5.876e-07% | 6.053e-07% | 6.234e-07% | 6.534e-07% | 6.774e-07% | 0.001034% | 7.214e-07%
TAS1 | Hydro | 36.45% | 35.42% | 35.31% | 46.54% | 45.24% | 28.36% | 44.36% | 44.65% | 41.92% | 39.85% | 33.23% | 34.62% | 33.46% | 33.53% | 31.83% | 30.05% | 32.48% | 31.24% | 31.97% | 28.53% | 31.03% | 30.14% | 27.8% | 27.95% | 26.65% | 28.37% | 23.98% | 22.78% | 21.38%
TAS1 | Wind | 26.66% | 32.22% | 32.45% | 34.77% | 37.95% | 38.27% | 38.88% | 37.47% | 37.97% | 36.68% | 39.45% | 36.72% | 36.53% | 37.99% | 37.47% | 37.79% | 35.37% | 33.97% | 32.07% | 32.71% | 31.49% | 31.03% | 32.23% | 33.73% | 34.12% | 31.85% | 30.12% | 26.44% | 25.34%
TAS1 | Solar PV | bar: 2021-22 to 2049-50
TAS1 | Grid Battery | bar: 2021-22 to 2049-50
TAS1 | Pumped Hydro | bar: 2021-22 to 2049-50
TAS1 | VPP | - | - | - | - | 2.512% | 3.251% | 3.966% | 3.649% | 3.621% | 4.376% | 6.158% | 5.605% | 5.594% | 5.791% | 6.651% | 6.714% | 5.773% | 5.589% | 5.326% | 5.534% | 5.415% | 5.434% | 5.662% | 5.183% | 5.472% | 5.119% | 5.318% | 5.193% | 4.348%
Explicitly modelled pumping
Region | Technology | 2021-22 | 2022-23 | 2023-24 | 2024-25 | 2025-26 | 2026-27 | 2027-28 | 2028-29 | 2029-30 | 2030-31 | 2031-32 | 2032-33 | 2033-34 | 2034-35 | 2035-36 | 2036-37 | 2037-38 | 2038-39 | 2039-40 | 2040-41 | 2041-42 | 2042-43 | 2043-44 | 2044-45 | 2045-46 | 2046-47 | 2047-48 | 2048-49 | 2049-50
NEM | Grid Battery pump | 7.894% | 5.279% | 6.081% | 8.264% | 8.382% | 8.822% | 8.377% | 7.901% | 7.452% | 7.925% | 8.013% | 8.15% | 8.146% | 7.88% | 8.128% | 8.112% | 12.03% | 12.08% | 13.74% | 13.83% | 15.38% | 17.11% | 17.07% | 17.03% | 17.01% | 16.33% | 16.44% | 15.98% | 15.34%
NEM | Pumped Hydro Pump | 2.308% | 5.855% | 6.401% | 21.62% | 23.34% | 27.06% | 24.74% | 27% | 21.48% | 23.63% | 29.04% | 31.42% | 29.93% | 30.73% | 31.49% | 31.59% | 30.99% | 29.4% | 30.31% | 28.8% | 30.1% | 30.57% | 29.62% | 31.49% | 30.9% | 31.19% | 30.15% | 30.71% | 26.85%
NEM | VPP pump | 9.672% | 10.07% | 9.959% | 11.17% | 12.31% | 12.42% | 11.74% | 11.1% | 10.49% | 10.38% | 10.49% | 10.74% | 10.75% | 10.86% | 10.61% | 10.52% | 10.19% | 9.919% | 9.345% | 9.086% | 8.227% | 8.104% | 7.791% | 7.438% | 7.335% | 6.969% | 6.844% | 6.497% | 4.936%
Region | Technology | 2021-22 | 2022-23 | 2023-24 | 2024-25 | 2025-26 | 2026-27 | 2027-28 | 2028-29 | 2029-30 | 2030-31 | 2031-32 | 2032-33 | 2033-34 | 2034-35 | 2035-36 | 2036-37 | 2037-38 | 2038-39 | 2039-40 | 2040-41 | 2041-42 | 2042-43 | 2043-44 | 2044-45 | 2045-46 | 2046-47 | 2047-48 | 2048-49 | 2049-50
NSW1 | Grid Battery pump | - | - | - | - | - | - | - | - | - | - | - | - | - | - | - | - | - | - | - | - | - | - | 18.15% | 18.26% | 17.97% | 17.6% | 17.43% | 17.8% | 16.94%
NSW1 | Pumped Hydro Pump | 2.872% | 7.051% | 7.613% | 26.85% | 24.15% | 28.36% | 26.34% | 27.81% | 22.41% | 24.53% | 30.46% | 32.39% | 31.13% | 31.61% | 32.69% | 32.84% | 31.86% | 30.17% | 30.91% | 29.51% | 30.86% | 31.46% | 30.57% | 33.13% | 32.66% | 34.99% | 32.54% | 34.27% | 30.41%
NSW1 | VPP pump | 12.21% | 12.41% | 10.65% | 10.31% | 11.59% | 11.87% | 11.33% | 10.75% | 10.1% | 9.779% | 9.664% | 10.02% | 10.15% | 10.11% | 9.754% | 9.845% | 9.665% | 9.02% | 9.147% | 8.683% | 8.917% | 8.764% | 8.458% | 8.004% | 7.714% | 7.568% | 7.209% | 7.177% | 5.443%
Region | Technology | 2021-22 | 2022-23 | 2023-24 | 2024-25 | 2025-26 | 2026-27 | 2027-28 | 2028-29 | 2029-30 | 2030-31 | 2031-32 | 2032-33 | 2033-34 | 2034-35 | 2035-36 | 2036-37 | 2037-38 | 2038-39 | 2039-40 | 2040-41 | 2041-42 | 2042-43 | 2043-44 | 2044-45 | 2045-46 | 2046-47 | 2047-48 | 2048-49 | 2049-50
QLD1 | Grid Battery pump | - | 20.7% | 20.18% | 22.33% | 24.91% | 24.92% | 24.34% | 24.04% | 22.7% | 22.79% | 22.39% | 22.79% | 22.82% | 23.6% | 22.91% | 22.94% | 20.06% | 20% | 20.15% | 20.18% | 18.39% | 17.99% | 18.18% | 17.34% | 17.22% | 16.5% | 16.85% | 16.66% | 16.32%
QLD1 | Pumped Hydro Pump | 1.34% | 3.805% | 4.323% | 12.67% | 18.55% | 19.46% | 15.32% | 22.21% | 12.24% | 14.74% | 14.94% | 21.8% | 17.91% | 22% | 19.5% | 19.11% | 22.26% | 21.72% | 20.67% | 18.34% | 21.11% | 24.4% | 23.71% | 21.84% | 24.28% | 23.83% | 24.94% | 24.43% | 19.8%
QLD1 | VPP pump | 9.671% | 10.44% | 9.513% | 10.81% | 12.8% | 12.6% | 12.27% | 11.85% | 10.67% | 10.67% | 10.71% | 10.8% | 10.86% | 11.25% | 10.61% | 10.52% | 9.709% | 9.332% | 9.485% | 9.441% | 7.791% | 7.557% | 7.385% | 7.005% | 6.997% | 6.172% | 6.373% | 6.158% | 4.082%
Region | Technology | 2021-22 | 2022-23 | 2023-24 | 2024-25 | 2025-26 | 2026-27 | 2027-28 | 2028-29 | 2029-30 | 2030-31 | 2031-32 | 2032-33 | 2033-34 | 2034-35 | 2035-36 | 2036-37 | 2037-38 | 2038-39 | 2039-40 | 2040-41 | 2041-42 | 2042-43 | 2043-44 | 2044-45 | 2045-46 | 2046-47 | 2047-48 | 2048-49 | 2049-50
VIC1 | Grid Battery pump | 15.52% | 4.366% | 4.736% | 7.728% | 7.683% | 8.119% | 7.708% | 7.205% | 6.896% | 6.973% | 7.149% | 7.305% | 7.075% | 6.925% | 7.316% | 7.303% | 6.787% | 6.908% | 10.19% | 10.07% | 12.47% | 18.15% | 17.38% | 17.98% | 17.86% | 16.86% | 16.67% | 15.63% | 14.85%
VIC1 | Pumped Hydro Pump | - | - | - | - | - | - | - | - | - | - | - | - | - | - | - | - | - | - | 38.83% | 36.75% | 36.47% | 35.28% | 32.39% | 33.96% | 33.58% | 32.29% | 32.98% | 29.71% | 27.54%
VIC1 | VPP pump | 5.682% | 7.34% | 7.829% | 12.73% | 13.63% | 13.7% | 12.56% | 11.68% | 11.29% | 11.31% | 11.65% | 12.12% | 11.86% | 12.07% | 11.96% | 11.65% | 11.1% | 11.3% | 9.903% | 9.725% | 8.238% | 8.167% | 7.644% | 7.396% | 7.339% | 6.913% | 6.795% | 5.953% | 4.829%
Region | Technology | 2021-22 | 2022-23 | 2023-24 | 2024-25 | 2025-26 | 2026-27 | 2027-28 | 2028-29 | 2029-30 | 2030-31 | 2031-32 | 2032-33 | 2033-34 | 2034-35 | 2035-36 | 2036-37 | 2037-38 | 2038-39 | 2039-40 | 2040-41 | 2041-42 | 2042-43 | 2043-44 | 2044-45 | 2045-46 | 2046-47 | 2047-48 | 2048-49 | 2049-50
SA1 | Grid Battery pump | 5.835% | 5.446% | 7.169% | 7.874% | 8.05% | 8.54% | 8.042% | 7.602% | 6.983% | 8.266% | 8.222% | 8.288% | 8.429% | 7.82% | 7.889% | 7.863% | 7.956% | 8.051% | 12.88% | 12.58% | 15.21% | 15.07% | 15.09% | 15.3% | 15.55% | 15.09% | 15.18% | 14.74% | 13.55%
SA1 | Pumped Hydro Pump | bar: 2021-22 to 2049-50
SA1 | VPP pump | 10.23% | 9.489% | 11.79% | 12.2% | 12.86% | 12.89% | 12.03% | 11.34% | 10.9% | 10.86% | 10.86% | 10.75% | 10.75% | 10.75% | 10.68% | 10.51% | 10.87% | 10.73% | 9.046% | 8.834% | 7.152% | 7.113% | 6.976% | 6.739% | 6.848% | 6.565% | 6.605% | 6.326% | 4.786%
Region | Technology | 2021-22 | 2022-23 | 2023-24 | 2024-25 | 2025-26 | 2026-27 | 2027-28 | 2028-29 | 2029-30 | 2030-31 | 2031-32 | 2032-33 | 2033-34 | 2034-35 | 2035-36 | 2036-37 | 2037-38 | 2038-39 | 2039-40 | 2040-41 | 2041-42 | 2042-43 | 2043-44 | 2044-45 | 2045-46 | 2046-47 | 2047-48 | 2048-49 | 2049-50
TAS1 | Grid Battery pump | bar: 2021-22 to 2049-50
TAS1 | Pumped Hydro Pump | bar: 2021-22 to 2049-50
TAS1 | VPP pump | - | - | - | - | 2.998% | 3.901% | 4.785% | 4.359% | 4.37% | 5.23% | 7.412% | 6.731% | 6.715% | 6.953% | 7.96% | 8.081% | 6.907% | 6.708% | 6.398% | 6.636% | 6.499% | 6.537% | 6.789% | 6.217% | 6.584% | 6.124% | 6.402% | 6.214% | 5.219%
Non-controllable capacity
Region | Technology | 2021-22 | 2022-23 | 2023-24 | 2024-25 | 2025-26 | 2026-27 | 2027-28 | 2028-29 | 2029-30 | 2030-31 | 2031-32 | 2032-33 | 2033-34 | 2034-35 | 2035-36 | 2036-37 | 2037-38 | 2038-39 | 2039-40 | 2040-41 | 2041-42 | 2042-43 | 2043-44 | 2044-45 | 2045-46 | 2046-47 | 2047-48 | 2048-49 | 2049-50
NEM | Distributed PV | 15.83% | 16.33% | 16.47% | 16% | 15.44% | 16.42% | 16.36% | 14.76% | 15.61% | 16.2% | 16.34% | 16.51% | 16.04% | 15.56% | 16.61% | 16.63% | 14.99% | 15.75% | 16.35% | 16.56% | 16.65% | 16.2% | 15.68% | 16.77% | 16.73% | 15.07% | 15.81% | 16.43% | 16.6%
NEM | Behind the meter battery | 5.838% | 5.841% | 5.763% | 5.725% | 5.7% | 5.658% | 5.631% | 5.569% | 5.54% | 5.478% | 5.548% | 5.505% | 5.493% | 5.439% | 5.386% | 5.3% | 5.224% | 5.16% | 5.113% | 5.037% | 4.978% | 4.921% | 4.881% | 4.816% | 4.764% | 4.706% | 4.67% | 4.605% | 4.553%
NEM | Behind the meter battery pump | 4.961% | 4.963% | 4.896% | 4.863% | 4.844% | 4.806% | 4.783% | 4.73% | 4.706% | 4.652% | 4.714% | 4.678% | 4.667% | 4.62% | 4.575% | 4.503% | 4.436% | 4.382% | 4.344% | 4.278% | 4.228% | 4.18% | 4.145% | 4.091% | 4.048% | 3.997% | 3.966% | 3.911% | 3.868%
Region | Technology | 2021-22 | 2022-23 | 2023-24 | 2024-25 | 2025-26 | 2026-27 | 2027-28 | 2028-29 | 2029-30 | 2030-31 | 2031-32 | 2032-33 | 2033-34 | 2034-35 | 2035-36 | 2036-37 | 2037-38 | 2038-39 | 2039-40 | 2040-41 | 2041-42 | 2042-43 | 2043-44 | 2044-45 | 2045-46 | 2046-47 | 2047-48 | 2048-49 | 2049-50
NSW1 | Distributed PV | 15.97% | 16.87% | 16.41% | 16.22% | 15.62% | 17.15% | 16.84% | 14.98% | 15.4% | 16.31% | 17.01% | 16.54% | 16.34% | 15.79% | 17.35% | 17.08% | 15.19% | 15.6% | 16.51% | 17.25% | 16.75% | 16.54% | 15.93% | 17.53% | 17.21% | 15.28% | 15.67% | 16.61% | 17.28%
NSW1 | Behind the meter battery | 5.766% | 5.837% | 5.764% | 5.768% | 5.741% | 5.706% | 5.671% | 5.596% | 5.533% | 5.471% | 5.541% | 5.509% | 5.493% | 5.435% | 5.38% | 5.29% | 5.21% | 5.137% | 5.086% | 5.005% | 4.943% | 4.88% | 4.832% | 4.764% | 4.706% | 4.642% | 4.6% | 4.528% | 4.47%
NSW1 | Behind the meter battery pump | 4.901% | 4.958% | 4.894% | 4.901% | 4.88% | 4.848% | 4.816% | 4.752% | 4.7% | 4.646% | 4.708% | 4.682% | 4.667% | 4.616% | 4.569% | 4.495% | 4.425% | 4.362% | 4.323% | 4.252% | 4.198% | 4.145% | 4.102% | 4.046% | 4% | 3.944% | 3.907% | 3.844% | 3.797%
Region | Technology | 2021-22 | 2022-23 | 2023-24 | 2024-25 | 2025-26 | 2026-27 | 2027-28 | 2028-29 | 2029-30 | 2030-31 | 2031-32 | 2032-33 | 2033-34 | 2034-35 | 2035-36 | 2036-37 | 2037-38 | 2038-39 | 2039-40 | 2040-41 | 2041-42 | 2042-43 | 2043-44 | 2044-45 | 2045-46 | 2046-47 | 2047-48 | 2048-49 | 2049-50
QLD1 | Distributed PV | 16.4% | 17.43% | 17.36% | 16.66% | 16.75% | 17.72% | 17.73% | 14.89% | 16.11% | 16.59% | 17.42% | 17.23% | 16.52% | 16.69% | 17.71% | 17.71% | 14.9% | 16.17% | 16.73% | 17.53% | 17.3% | 16.63% | 16.77% | 17.75% | 17.73% | 14.93% | 16.21% | 16.74% | 17.52%
QLD1 | Behind the meter battery | 5.784% | 5.698% | 5.625% | 5.615% | 5.665% | 5.635% | 5.625% | 5.551% | 5.491% | 5.429% | 5.545% | 5.481% | 5.474% | 5.422% | 5.364% | 5.277% | 5.204% | 5.14% | 5.092% | 5.015% | 4.948% | 4.885% | 4.844% | 4.775% | 4.717% | 4.661% | 4.614% | 4.543% | 4.488%
QLD1 | Behind the meter battery pump | 4.914% | 4.84% | 4.78% | 4.769% | 4.815% | 4.788% | 4.779% | 4.715% | 4.666% | 4.61% | 4.71% | 4.657% | 4.652% | 4.604% | 4.558% | 4.485% | 4.421% | 4.365% | 4.324% | 4.26% | 4.202% | 4.15% | 4.116% | 4.058% | 4.004% | 3.959% | 3.917% | 3.858% | 3.813%
Region | Technology | 2021-22 | 2022-23 | 2023-24 | 2024-25 | 2025-26 | 2026-27 | 2027-28 | 2028-29 | 2029-30 | 2030-31 | 2031-32 | 2032-33 | 2033-34 | 2034-35 | 2035-36 | 2036-37 | 2037-38 | 2038-39 | 2039-40 | 2040-41 | 2041-42 | 2042-43 | 2043-44 | 2044-45 | 2045-46 | 2046-47 | 2047-48 | 2048-49 | 2049-50
VIC1 | Distributed PV | 14.56% | 14.24% | 15.08% | 14.71% | 13.85% | 14.68% | 14.66% | 13.96% | 14.87% | 15.42% | 14.74% | 15.52% | 15.04% | 14.24% | 15.08% | 15.15% | 14.33% | 14.95% | 15.5% | 14.89% | 15.55% | 15.16% | 14.29% | 15.21% | 15.16% | 14.42% | 14.99% | 15.58% | 14.86%
VIC1 | Behind the meter battery | 5.866% | 5.92% | 5.845% | 5.808% | 5.798% | 5.759% | 5.742% | 5.665% | 5.614% | 5.56% | 5.665% | 5.629% | 5.634% | 5.577% | 5.522% | 5.436% | 5.354% | 5.293% | 5.246% | 5.172% | 5.111% | 5.059% | 5.018% | 4.956% | 4.906% | 4.844% | 4.812% | 4.751% | 4.696%
VIC1 | Behind the meter battery pump | 4.984% | 5.03% | 4.968% | 4.935% | 4.926% | 4.891% | 4.878% | 4.81% | 4.767% | 4.723% | 4.815% | 4.783% | 4.788% | 4.738% | 4.691% | 4.618% | 4.547% | 4.497% | 4.457% | 4.391% | 4.341% | 4.297% | 4.264% | 4.209% | 4.17% | 4.115% | 4.086% | 4.037% | 3.991%
Region | Technology | 2021-22 | 2022-23 | 2023-24 | 2024-25 | 2025-26 | 2026-27 | 2027-28 | 2028-29 | 2029-30 | 2030-31 | 2031-32 | 2032-33 | 2033-34 | 2034-35 | 2035-36 | 2036-37 | 2037-38 | 2038-39 | 2039-40 | 2040-41 | 2041-42 | 2042-43 | 2043-44 | 2044-45 | 2045-46 | 2046-47 | 2047-48 | 2048-49 | 2049-50
SA1 | Distributed PV | 16.73% | 17.27% | 17.92% | 17.42% | 16.44% | 17.05% | 17.55% | 16.63% | 17.43% | 17.67% | 17.64% | 18.05% | 17.51% | 16.6% | 17.23% | 17.73% | 16.9% | 17.66% | 17.88% | 17.82% | 18.29% | 17.66% | 16.73% | 17.34% | 17.9% | 16.99% | 17.75% | 17.95% | 17.94%
SA1 | Behind the meter battery | 5.987% | 5.859% | 5.768% | 5.638% | 5.546% | 5.473% | 5.429% | 5.418% | 5.503% | 5.429% | 5.375% | 5.305% | 5.245% | 5.199% | 5.156% | 5.086% | 5.024% | 4.985% | 4.949% | 4.886% | 4.85% | 4.807% | 4.783% | 4.732% | 4.697% | 4.655% | 4.64% | 4.593% | 4.563%
SA1 | Behind the meter battery pump | 5.086% | 4.98% | 4.9% | 4.79% | 4.714% | 4.647% | 4.611% | 4.601% | 4.676% | 4.61% | 4.568% | 4.505% | 4.454% | 4.417% | 4.381% | 4.322% | 4.266% | 4.234% | 4.206% | 4.149% | 4.119% | 4.081% | 4.063% | 4.02% | 3.99% | 3.953% | 3.943% | 3.9% | 3.875%
Region | Technology | 2021-22 | 2022-23 | 2023-24 | 2024-25 | 2025-26 | 2026-27 | 2027-28 | 2028-29 | 2029-30 | 2030-31 | 2031-32 | 2032-33 | 2033-34 | 2034-35 | 2035-36 | 2036-37 | 2037-38 | 2038-39 | 2039-40 | 2040-41 | 2041-42 | 2042-43 | 2043-44 | 2044-45 | 2045-46 | 2046-47 | 2047-48 | 2048-49 | 2049-50
TAS1 | Distributed PV | 14.22% | 14.14% | 14.55% | 14.58% | 13.78% | 14.64% | 14.67% | 14.16% | 14.19% | 14.43% | 14.23% | 14.53% | 14.53% | 13.79% | 14.63% | 14.59% | 14.13% | 14.17% | 14.45% | 14.22% | 14.6% | 14.55% | 13.8% | 14.61% | 14.64% | 14.12% | 14.17% | 14.43% | 14.25%
TAS1 | Behind the meter battery | 5.851% | 5.804% | 5.716% | 5.678% | 5.65% | 5.637% | 5.621% | 5.551% | 5.512% | 5.432% | 5.536% | 5.484% | 5.457% | 5.401% | 5.356% | 5.243% | 5.176% | 5.092% | 5.038% | 4.95% | 4.868% | 4.799% | 4.751% | 4.676% | 4.597% | 4.529% | 4.476% | 4.395% | 4.329%
TAS1 | Behind the meter battery pump | 4.972% | 4.927% | 4.856% | 4.823% | 4.802% | 4.792% | 4.773% | 4.718% | 4.685% | 4.614% | 4.705% | 4.658% | 4.635% | 4.59% | 4.548% | 4.455% | 4.4% | 4.323% | 4.277% | 4.205% | 4.133% | 4.076% | 4.035% | 3.971% | 3.906% | 3.846% | 3.802% | 3.736% | 3.676%

## Marinus_Generation
Annual sent-out generation by technology (GWh) - Marinus Link, Slow Change Scenario
Explicitly modelled generation
Region | Technology | 2021-22 | 2022-23 | 2023-24 | 2024-25 | 2025-26 | 2026-27 | 2027-28 | 2028-29 | 2029-30 | 2030-31 | 2031-32 | 2032-33 | 2033-34 | 2034-35 | 2035-36 | 2036-37 | 2037-38 | 2038-39 | 2039-40 | 2040-41 | 2041-42 | 2042-43 | 2043-44 | 2044-45 | 2045-46 | 2046-47 | 2047-48 | 2048-49 | 2049-50
NEM | Black Coal | 80156.9064 | 72046.742 | 70901.1819 | 72752.4624 | 68873.0461 | 62914.5413 | 56242.6611 | 57356.3766 | 41744.2125 | 36809.5419 | 26727.9473 | 28944.2434 | 31394.034 | 30312.9294 | 27221.2889 | 29074.6042 | 30941.3675 | 30687.7625 | 28221.0892 | 27104.2796 | 25363.3919 | 17620.4078 | 14617.7537 | 12303.1615 | 10733.6508 | 8631.5261 | 8143.377 | 7678.8913 | 7083.5398
NEM | Brown Coal | 26120.6869 | 22648.5553 | 24894.3901 | 14715.8406 | 15221.2815 | 14110.8227 | 12022.3045 | 13138.8975 | 12544.1616 | 13523.1475 | 12328.9044 | 12828.0545 | 13459.8745 | 12868.8706 | 12894.2201 | 12785.5133 | 12149.5746 | 12842.5035 | 11924.5629 | 11440.1678 | 12580.7252 | 12670.7883 | 12214.2469 | 12174.1036 | 11478.8737 | 12465.9281 | 6121.2619 | 0 | 0
NEM | CCGT | 2252.5066 | 2252.5066 | 1795.2938 | 1782.359 | 1712.4945 | 1936.7896 | 1863.3252 | 2871.6498 | 1719.8869 | 1710.0292 | 1773.2707 | 1878.6244 | 1814.5836 | 1807.8793 | 1772.1874 | 1776.5094 | 1526.7035 | 2248.7302 | 2776.0253 | 3069.9959 | 2450.7076 | 3635.9548 | 2461.4276 | 2468.7669 | 1296.523 | 960.5235 | 963.1552 | 960.5235 | 960.5235
NEM | Gas - Steam | 671.3511 | 695.2103 | 690.2511 | 164.6132 | 156.9713 | 165.5287 | 159.0056 | 219.1529 | 154.3771 | 154.6522 | 157.3244 | 162.965 | 157.5929 | 155.787 | 86.3512 | 85.2571 | 100.3238 | 87.0636 | 73.0035 | 74.9737 | 72.804 | 107.3905 | 126.625 | 120.3215 | 172.9333 | 0 | 0 | 0 | 0
NEM | OCGT / Diesel | 23.4633 | 14.1877 | 69.377 | 52.7334 | 15.5015 | 64.5905 | 26.777 | 192.7008 | 4.6445 | 2.7759 | 4.1036 | 57.9977 | 33.8673 | 12.7848 | 73.7217 | 71.4089 | 176.5228 | 177.273 | 485.0876 | 755.8526 | 566.3409 | 485.8263 | 1751.8482 | 888.7535 | 1336.2541 | 1690.0811 | 2833.0094 | 4444.8282 | 4545.4735
NEM | Hydro | 13118.7599 | 13039.5222 | 12540.4374 | 16130.9435 | 16134.3159 | 12128.6928 | 16271.4902 | 18030.2028 | 15845.7721 | 14726.628 | 13302.3363 | 13574.0241 | 13975.4491 | 14555.7986 | 13556.513 | 13017.7739 | 14986.6272 | 13427.2683 | 12722.3292 | 11835.088 | 11982.6593 | 12714.7196 | 12413.5436 | 12084.6313 | 11753.0891 | 13725.8226 | 11422.6741 | 10321.005 | 9799.6837
NEM | Wind | 26162.6594 | 33852.6917 | 33239.7769 | 39697.9389 | 44707.236 | 49491.9001 | 52855.8698 | 50060.0335 | 49353.4929 | 50014.4969 | 56020.2389 | 52850.6988 | 51820.0819 | 55395.0037 | 56887.4269 | 57654.2892 | 62909.8317 | 62256.5434 | 63946.6914 | 66333.2698 | 69012.4861 | 74768.2133 | 80553.7485 | 82708.2216 | 84930.699 | 85732.8759 | 89177.8019 | 92718.6904 | 92053.8295
NEM | Solar PV | 14497.8906 | 17774.0248 | 18030.2285 | 17335.5482 | 16977.4581 | 17981.4113 | 19248.8345 | 18380.1377 | 21205.7984 | 24088.3011 | 30745.8192 | 30669.1089 | 29617.7298 | 28929.2039 | 30833.5607 | 30676.7136 | 27108.7053 | 27982.6234 | 29478.7562 | 29965.1123 | 29965.2658 | 32705.9475 | 32223.1299 | 33214.2798 | 35772.2948 | 39888.2692 | 43584.2215 | 45863.1493 | 46793.6658
NEM | Grid Battery | 146.432 | 224.1854 | 259.3533 | 351.7906 | 357.5947 | 376.0028 | 356.0706 | 337.3132 | 316.8005 | 321.3307 | 323.5686 | 330.4911 | 297.1018 | 274.5452 | 282.5876 | 282.0538 | 662.0156 | 666.0982 | 1025.1228 | 1066.6246 | 2788.3613 | 3123.1881 | 3185.9205 | 4936.6319 | 5012.6049 | 4825.5699 | 4850.4133 | 5689.0407 | 5891.0236
NEM | Pumped Hydro | 84.6234 | 209.5721 | 243.1104 | 1058.838 | 4900.0009 | 5709.4292 | 4906.9273 | 5802.6748 | 7503.8437 | 8603.3913 | 9681.0143 | 10775.9315 | 9922.2049 | 10493.3285 | 10695.6004 | 10491.8132 | 10355.9193 | 9801.8184 | 10803.4076 | 10036.7274 | 10851.0612 | 11176.2643 | 11353.3697 | 11790.2308 | 12852.9698 | 15422.0036 | 15581.7263 | 17091.8455 | 15184.5507
NEM | VPP | 11.7633 | 17.443 | 21.2983 | 32.2164 | 46.7053 | 59.2189 | 68.3312 | 76.5248 | 83.9091 | 90.375 | 112.0519 | 129.1203 | 146.8532 | 160.9411 | 165.5027 | 171.4014 | 172.6592 | 175.2719 | 172.6889 | 174.5088 | 165.0911 | 168.6444 | 169.2843 | 167.853 | 171.6735 | 169.461 | 171.6334 | 169.3276 | 132.7719
Total excluding storage |  | 163004.2241 | 162323.4405 | 162160.9367 | 162632.4392 | 163798.3049 | 158794.2771 | 158690.2678 | 160249.1516 | 142572.346 | 141029.5726 | 141059.9446 | 140965.7169 | 142273.2132 | 144038.2574 | 143325.27 | 145142.0695 | 149899.6563 | 149709.7679 | 149627.5453 | 150578.7399 | 151994.3809 | 154709.2481 | 156362.3233 | 155962.2398 | 157474.3177 | 163095.0265 | 162245.5009 | 161987.0877 | 161236.7158
Region | Technology | 2021-22 | 2022-23 | 2023-24 | 2024-25 | 2025-26 | 2026-27 | 2027-28 | 2028-29 | 2029-30 | 2030-31 | 2031-32 | 2032-33 | 2033-34 | 2034-35 | 2035-36 | 2036-37 | 2037-38 | 2038-39 | 2039-40 | 2040-41 | 2041-42 | 2042-43 | 2043-44 | 2044-45 | 2045-46 | 2046-47 | 2047-48 | 2048-49 | 2049-50
NSW1 | Black Coal | 39946.5976 | 35777.4637 | 31092.9503 | 36902.3478 | 30809.7416 | 29810.2896 | 25409.9642 | 28475.4523 | 15504.6679 | 11747.0869 | 5509.5756 | 5507.1171 | 7466.3896 | 6578.0683 | 5069.3424 | 6848.8096 | 8337.3302 | 8321.9583 | 7267.4961 | 6252.896 | 5301.2587 | 0 | 0 | 0 | 0 | 0 | 0 | 0 | 0
NSW1 | Brown Coal | 0 | 0 | 0 | 0 | 0 | 0 | 0 | 0 | 0 | 0 | 0 | 0 | 0 | 0 | 0 | 0 | 0 | 0 | 0 | 0 | 0 | 0 | 0 | 0 | 0 | 0 | 0 | 0 | 0
NSW1 | CCGT | 33.6489 | 33.6489 | 101.2233 | 63.5591 | 63.5591 | 63.5591 | 63.7332 | 63.5591 | 63.5591 | 63.5591 | 63.7332 | 63.5591 | 63.5591 | 63.5591 | 63.7332 | 63.5591 | 63.7233 | 546.0065 | 944.9429 | 1172.8567 | 760.6105 | 1181.5419 | 0.8401 | 1.5604e-05 | 1.605e-05 | 2.1311e-05 | 2.2134e-05 | 2.1637e-05 | 2.1164e-05
NSW1 | Gas - Steam | 0 | 0 | 0 | 0 | 0 | 0 | 0 | 0 | 0 | 0 | 0 | 0 | 0 | 0 | 0 | 0 | 0 | 0 | 0 | 0 | 0 | 0 | 0 | 0 | 0 | 0 | 0 | 0 | 0
NSW1 | OCGT / Diesel | 3.5168e-06 | 3.4844e-06 | 3.1722 | 26.9179 | 5.2664 | 15.7071 | 5.3682 | 9.912 | 4.5904e-06 | 4.7204e-06 | 4.4849e-06 | 13.2809 | 2.2587 | 3.6274 | 12.4613 | 7.0688 | 21.0327 | 6.1462 | 88.1612 | 129.8997 | 99.3703 | 79.4651 | 714.1826 | 399.8843 | 563.1183 | 492.0127 | 1508.4145 | 1811.5369 | 2391.1566
NSW1 | Hydro | 2051.1859 | 2171.5684 | 1961.7163 | 2627.8011 | 2843.4494 | 2575.6841 | 2354.602 | 3296.2655 | 2394.9031 | 2212.8845 | 2300.4925 | 2517.2426 | 2659.925 | 3138.1499 | 2699.5075 | 2579.9276 | 3651.0904 | 2992.5549 | 2532.0714 | 2458.0286 | 2255.0065 | 2924.5401 | 3071.7677 | 2879.5448 | 2834.3633 | 3732.6682 | 3021.8745 | 2598.6833 | 2403.3335
NSW1 | Wind | 6247.7117 | 9107.121 | 10569.4715 | 12304.8301 | 15426.902 | 18033.7314 | 18962.9545 | 17327.3407 | 16034.8203 | 17070.1848 | 21784.4889 | 21499.2847 | 21010.959 | 22472.4152 | 23246.2041 | 23102.8751 | 20498.5323 | 18354.93 | 19805.9568 | 19476.4087 | 24860.3514 | 29950.6074 | 31783.6568 | 33369.7226 | 33334.1179 | 30252.0206 | 27754.7404 | 29104.024 | 29014.841
NSW1 | Solar PV | 5342.8112 | 6499.5897 | 6543.0265 | 6299.1536 | 5994.627 | 6487.1149 | 7576.0342 | 8259.4779 | 10397.9778 | 12970.1363 | 19472.1447 | 19202.5526 | 18654.7949 | 17972.7531 | 19376.2973 | 19390.0916 | 17435.68 | 17630.3745 | 18760.5777 | 19185.2116 | 18924.8339 | 19715.0327 | 19022.985 | 20406.402 | 21358.9975 | 23754.3208 | 25487.2472 | 26797.4624 | 26042.3495
NSW1 | Grid Battery | 1.4011e-05 | 1.4206e-05 | 1.4148e-05 | 1.399e-05 | 1.3514e-05 | 1.3771e-05 | 1.5959e-05 | 1.6819e-05 | 5.1482e-05 | 5.3268e-05 | 5.8924e-05 | 6.0097e-05 | 6.1141e-05 | 6.1572e-05 | 6.693e-05 | 6.785e-05 | 6.4857e-05 | 6.5579e-05 | 7.9884e-05 | 7.9725e-05 | 0.00015429 | 0.00015422 | 67.7883 | 448.6726 | 531.4392 | 525.338 | 519.6828 | 531.4893 | 505.2317
NSW1 | Pumped Hydro | 43.618 | 96.2444 | 114.5696 | 679.6075 | 4347.1873 | 5127.1488 | 4450.6915 | 5138.0678 | 7138.37 | 8163.2078 | 9235.4832 | 10124.3952 | 9387.423 | 9836.1879 | 10113.3141 | 9921.0488 | 9693.1667 | 9150.7989 | 9621.0672 | 8956.6144 | 9473.9869 | 9144.9016 | 9398.8704 | 9917.5026 | 9634.7404 | 10355.4325 | 9678.5395 | 10300.3394 | 9374.0592
NSW1 | VPP | 5.8446 | 7.9429 | 8.3168 | 11.5682 | 17.0982 | 22.2237 | 25.6742 | 28.9707 | 31.5819 | 33.1252 | 40.1526 | 47.4151 | 54.3359 | 58.4396 | 59.2825 | 62.1097 | 63.0393 | 61.1707 | 64.4753 | 63.2996 | 67.6649 | 68.7138 | 68.7803 | 67.4228 | 67.1613 | 68.0264 | 66.5648 | 68.6062 | 53.4158
Total excluding storage |  | 53621.9554 | 53589.3917 | 50271.5602 | 58224.6095 | 55143.5455 | 56986.0862 | 54372.6563 | 57432.0074 | 44395.9282 | 44063.8516 | 49130.4349 | 48803.0369 | 49857.8863 | 50228.573 | 50467.5458 | 51992.3316 | 50007.3888 | 47851.9704 | 49399.206 | 48675.3013 | 52201.4313 | 53851.1871 | 54593.4322 | 57055.5537 | 58090.5971 | 58231.0224 | 57772.2766 | 60311.7066 | 59851.6806
Region | Technology | 2021-22 | 2022-23 | 2023-24 | 2024-25 | 2025-26 | 2026-27 | 2027-28 | 2028-29 | 2029-30 | 2030-31 | 2031-32 | 2032-33 | 2033-34 | 2034-35 | 2035-36 | 2036-37 | 2037-38 | 2038-39 | 2039-40 | 2040-41 | 2041-42 | 2042-43 | 2043-44 | 2044-45 | 2045-46 | 2046-47 | 2047-48 | 2048-49 | 2049-50
QLD1 | Black Coal | 40210.3088 | 36269.2783 | 39808.2316 | 35850.1146 | 38063.3044 | 33104.2517 | 30832.6969 | 28880.9243 | 26239.5446 | 25062.455 | 21218.3717 | 23437.1263 | 23927.6444 | 23734.8611 | 22151.9465 | 22225.7946 | 22604.0373 | 22365.8042 | 20953.5931 | 20851.3836 | 20062.1332 | 17620.4078 | 14617.7537 | 12303.1615 | 10733.6508 | 8631.5261 | 8143.377 | 7678.8913 | 7083.5398
QLD1 | Brown Coal | 0 | 0 | 0 | 0 | 0 | 0 | 0 | 0 | 0 | 0 | 0 | 0 | 0 | 0 | 0 | 0 | 0 | 0 | 0 | 0 | 0 | 0 | 0 | 0 | 0 | 0 | 0 | 0 | 0
QLD1 | CCGT | 1104.025 | 1104.025 | 1232.2762 | 1269.2981 | 1199.4336 | 1423.7286 | 1348.8586 | 2358.5889 | 1206.826 | 1196.9682 | 1258.8041 | 1365.5634 | 1301.5227 | 1294.8184 | 1257.7208 | 1263.4484 | 1462.9801 | 1702.7236 | 1831.0824 | 1897.1392 | 1690.0971 | 2454.4129 | 2460.5874 | 2468.7669 | 1296.523 | 960.5235 | 963.1551 | 960.5235 | 960.5235
QLD1 | Gas - Steam | 37.1158 | 37.1158 | 73.7192 | 72.804 | 72.804 | 72.804 | 73.0035 | 133.4741 | 72.804 | 72.804 | 73.0035 | 72.804 | 72.804 | 72.804 | 73.0035 | 72.804 | 72.804 | 72.804 | 73.0035 | 74.9737 | 72.804 | 107.3905 | 126.625 | 120.3215 | 172.9333 | 0 | 0 | 0 | 0
QLD1 | OCGT / Diesel | 6.045e-06 | 6.0402e-06 | 6.3107e-06 | 14.1836 | 4.7717 | 31.0185 | 16.2841 | 173.6321 | 4.6445 | 1.2875 | 2.3017 | 31.4149 | 27.4948 | 5.9351 | 23.5504 | 28.3813 | 58.1924 | 31.7148 | 111.5977 | 79.1932 | 115.9176 | 88.5974 | 236.6718 | 343.567 | 637.548 | 1072.4372 | 1098.9707 | 1702.7497 | 1285.1371
QLD1 | Hydro | 676.7514 | 673.0681 | 672.5271 | 666.0646 | 662.4728 | 659.0727 | 658.0185 | 652.237 | 648.4251 | 637.596 | 643.1163 | 637.3949 | 633.608 | 630.0801 | 628.7755 | 623.0244 | 232.7537 | 231.7938 | 230.925 | 228.9044 | 227.7977 | 0 | 0 | 0 | 0 | 0 | 0 | 0 | 0
QLD1 | Wind | 2128.5833 | 3572.0297 | 3555.4566 | 5615.6215 | 6690.162 | 7306.9388 | 9189.1556 | 9565.9688 | 9458.0963 | 9640.4716 | 8980.9419 | 8516.2465 | 7492.0632 | 9000.9951 | 8836.6117 | 9450.2847 | 16118.3588 | 15996.3258 | 16319.8799 | 15930.824 | 15909.6453 | 16284.5215 | 20347.4574 | 19407.0851 | 21657.0626 | 25574.5261 | 25546.3803 | 25587.1397 | 25063.1207
QLD1 | Solar PV | 5555.0976 | 7538.3549 | 7674.8907 | 7343.985 | 7448.1655 | 7800.5726 | 7893.2139 | 6593.3675 | 7141.486 | 7427.2567 | 7545.9954 | 7657.1771 | 7324.9324 | 7442.0364 | 7808.509 | 7530.3865 | 6167.4765 | 6692.3874 | 6975.6936 | 7044.2445 | 7178.9948 | 9191.3054 | 9003.377 | 8933.5395 | 10254.5983 | 12268.6416 | 12668.3963 | 11832.6684 | 13189.0939
QLD1 | Grid Battery | 9.4427e-06 | 29.4027 | 28.6982 | 31.6949 | 35.3121 | 35.4059 | 34.5264 | 34.1287 | 32.2189 | 32.3458 | 31.7428 | 32.3798 | 32.381 | 33.4913 | 32.5138 | 32.5525 | 423.2367 | 424.1396 | 426.3205 | 479.6539 | 1158.4398 | 1559.6014 | 1575.4786 | 2142.8926 | 2130.468 | 2037.3442 | 2086.5645 | 2059.825 | 2483.8262
QLD1 | Pumped Hydro | 41.0054 | 113.3276 | 128.5407 | 379.2304 | 552.8136 | 582.2803 | 456.2358 | 664.6069 | 365.4736 | 440.1834 | 445.531 | 651.5362 | 534.7818 | 657.1405 | 582.2862 | 570.7644 | 662.7522 | 651.019 | 617.4395 | 547.8745 | 774.2583 | 1452.8348 | 1418.9958 | 1313.8528 | 2400.8308 | 4272.4569 | 4481.8565 | 4378.3479 | 3580.3636
QLD1 | VPP | 1.8372 | 2.5259 | 2.7981 | 4.2632 | 7.1682 | 9.0183 | 11.0569 | 12.7251 | 13.4614 | 14.683 | 18.8924 | 21.0688 | 24.2467 | 27.2172 | 26.9798 | 27.896 | 26.7487 | 26.9533 | 28.5457 | 29.5518 | 25.2653 | 25.3956 | 25.7963 | 25.3528 | 26.3063 | 23.9027 | 25.5472 | 25.3863 | 17.3943
Total excluding storage |  | 49711.882 | 49193.8718 | 53017.1014 | 50832.0713 | 54141.1141 | 50398.3869 | 50011.231 | 48358.1927 | 44771.8264 | 44038.839 | 39722.5345 | 41717.7271 | 40780.0695 | 42181.5301 | 40780.1174 | 41194.1239 | 46716.6029 | 47093.5536 | 46495.7753 | 46106.6626 | 45257.3898 | 45746.6356 | 46792.4724 | 43576.4415 | 44752.316 | 48507.6545 | 48420.2794 | 47761.9726 | 47581.4149
Region | Technology | 2021-22 | 2022-23 | 2023-24 | 2024-25 | 2025-26 | 2026-27 | 2027-28 | 2028-29 | 2029-30 | 2030-31 | 2031-32 | 2032-33 | 2033-34 | 2034-35 | 2035-36 | 2036-37 | 2037-38 | 2038-39 | 2039-40 | 2040-41 | 2041-42 | 2042-43 | 2043-44 | 2044-45 | 2045-46 | 2046-47 | 2047-48 | 2048-49 | 2049-50
VIC1 | Black Coal | 0 | 0 | 0 | 0 | 0 | 0 | 0 | 0 | 0 | 0 | 0 | 0 | 0 | 0 | 0 | 0 | 0 | 0 | 0 | 0 | 0 | 0 | 0 | 0 | 0 | 0 | 0 | 0 | 0
VIC1 | Brown Coal | 26120.6869 | 22648.5553 | 24894.3901 | 14715.8406 | 15221.2815 | 14110.8227 | 12022.3045 | 13138.8975 | 12544.1616 | 13523.1475 | 12328.9044 | 12828.0545 | 13459.8745 | 12868.8706 | 12894.2201 | 12785.5133 | 12149.5746 | 12842.5035 | 11924.5629 | 11440.1678 | 12580.7252 | 12670.7883 | 12214.2469 | 12174.1036 | 11478.8737 | 12465.9281 | 6121.2619 | 0 | 0
VIC1 | CCGT | 3.136e-06 | 3.109e-06 | 3.1112e-06 | 3.6413e-06 | 3.7994e-06 | 3.7918e-06 | 3.8108e-06 | 3.8599e-06 | 3.8561e-06 | 3.87e-06 | 3.8458e-06 | 4.2699e-06 | 4.2411e-06 | 4.6572e-06 | 4.5546e-06 | 4.6075e-06 | 6.6203e-06 | 6.7696e-06 | 7.8923e-06 | 8.6114e-06 | 8.9326e-06 | 9.0468e-06 | 1.0773e-05 | 1.0163e-05 | 1.0503e-05 | 1.1506e-05 | 1.3599e-05 | 2.0029e-05 | 1.995e-05
VIC1 | Gas - Steam | 1.5403 | 7.5457e-07 | 3.3105 | 10.236 | 2.5942 | 11.1516 | 4.2055 | 4.1057 | 1.0286e-06 | 0.27507 | 2.5243 | 8.5879 | 3.2158 | 1.4099 | 13.3477 | 12.4531 | 27.5198 | 14.2596 | 0 | 0 | 0 | 0 | 0 | 0 | 0 | 0 | 0 | 0 | 0
VIC1 | OCGT / Diesel | 0.045759 | 5.4503e-06 | 1.6785 | 1.2432 | 0.083419 | 3.2399 | 0.47543 | 7.5923e-06 | 7.5319e-06 | 7.5708e-06 | 0.31192 | 3.5709 | 1.5557 | 8.5453e-06 | 7.5807 | 9.3326 | 7.726 | 4.6598 | 17.0982 | 34.0241 | 25.7224 | 7.4457 | 18.3686 | 60.2146 | 58.1322 | 30.1714 | 33.8741 | 434.0759 | 418.8892
VIC1 | Hydro | 2699.4261 | 2719.658 | 2455.7051 | 3015.9543 | 3082.3795 | 2909.2338 | 2927.1063 | 3682.3184 | 3038.0319 | 2593.5188 | 2619.8576 | 2356.4178 | 2888.739 | 2977.8673 | 2814.1825 | 2814.8857 | 3536.6423 | 2926.6644 | 2511.9112 | 2503.9499 | 2272.7663 | 2770.6016 | 2867.2048 | 2696.1075 | 2711.8 | 3385.8507 | 2815.6851 | 2416.7707 | 2417.6448
VIC1 | Wind | 10402.3568 | 12921.8971 | 11138.6585 | 12216.148 | 12471.2611 | 12813.1692 | 12854.0766 | 11547.505 | 11913.7836 | 11330.3543 | 12404.2272 | 10652.0878 | 10848.6903 | 10933.39 | 11465.1185 | 11684.0534 | 10589.5781 | 10193.691 | 9502.0683 | 11304.4078 | 10000.187 | 10065.6825 | 10729.9545 | 10915.5234 | 11816.8326 | 11760.5251 | 18513.0205 | 22326.6605 | 21637.1231
VIC1 | Solar PV | 2655.4117 | 2634.6512 | 2713.7216 | 2624.9491 | 2493.1717 | 2627.4419 | 2680.3137 | 2482.0861 | 2577.7651 | 2595.2699 | 2624.5819 | 2692.7773 | 2572.818 | 2472.7891 | 2584.8019 | 2658.794 | 2462.5688 | 2572.6169 | 2641.8455 | 2633.4838 | 2740.3917 | 2624.372 | 2496.2013 | 2413.863 | 2383.0232 | 2231.28 | 3065.4404 | 4568.8307 | 5061.05
VIC1 | Grid Battery | 61.3089 | 115.8068 | 126.1313 | 205.8048 | 204.947 | 216.3762 | 204.8084 | 192.364 | 183.2372 | 186.112 | 189.9039 | 195.0185 | 160.2372 | 157.6364 | 166.1077 | 165.8109 | 154.1047 | 156.4599 | 331.6567 | 326.8564 | 765.2541 | 709.1466 | 684.0658 | 1183.031 | 1172.4445 | 1112.9637 | 1094.0869 | 1974.6692 | 1872.7717
VIC1 | Pumped Hydro | 0 | 0 | 1.2451e-05 | 1.4165e-05 | 1.648e-05 | 1.856e-05 | 1.9241e-05 | 1.9133e-05 | 1.9041e-05 | 1.9266e-05 | 1.9833e-05 | 2.3671e-05 | 2.3743e-05 | 2.6761e-05 | 2.8306e-05 | 2.9182e-05 | 0.00030571 | 0.00030854 | 564.9008 | 532.2385 | 602.8159 | 578.5277 | 535.5033 | 558.8753 | 817.3984 | 794.114 | 1421.3301 | 2413.158 | 2230.1277
VIC1 | VPP | 1.5473 | 2.8493 | 3.7475 | 8.232 | 11.9404 | 15.0228 | 17.078 | 18.9398 | 21.636 | 23.9889 | 32.4893 | 39.0788 | 45.2224 | 50.5603 | 53.0431 | 54.2883 | 54.0922 | 57.5181 | 53.0933 | 54.4391 | 48.5177 | 50.0636 | 49.3118 | 49.6918 | 51.2405 | 50.5179 | 51.2492 | 46.9109 | 39.3535
Total excluding storage |  | 41879.4677 | 40924.7616 | 41207.4644 | 32584.3713 | 33270.7714 | 32475.0591 | 30488.4819 | 30854.9127 | 30073.7422 | 30042.5656 | 29980.4073 | 28541.4963 | 29774.8933 | 29254.3269 | 29779.2515 | 29965.0321 | 28773.6096 | 28554.3952 | 26597.486 | 27916.0334 | 27619.7926 | 28138.8901 | 28325.9761 | 28259.8121 | 28448.6616 | 29873.7553 | 30549.2821 | 29746.3377 | 29534.7071
Region | Technology | 2021-22 | 2022-23 | 2023-24 | 2024-25 | 2025-26 | 2026-27 | 2027-28 | 2028-29 | 2029-30 | 2030-31 | 2031-32 | 2032-33 | 2033-34 | 2034-35 | 2035-36 | 2036-37 | 2037-38 | 2038-39 | 2039-40 | 2040-41 | 2041-42 | 2042-43 | 2043-44 | 2044-45 | 2045-46 | 2046-47 | 2047-48 | 2048-49 | 2049-50
SA1 | Black Coal | 0 | 0 | 0 | 0 | 0 | 0 | 0 | 0 | 0 | 0 | 0 | 0 | 0 | 0 | 0 | 0 | 0 | 0 | 0 | 0 | 0 | 0 | 0 | 0 | 0 | 0 | 0 | 0 | 0
SA1 | Brown Coal | 0 | 0 | 0 | 0 | 0 | 0 | 0 | 0 | 0 | 0 | 0 | 0 | 0 | 0 | 0 | 0 | 0 | 0 | 0 | 0 | 0 | 0 | 0 | 0 | 0 | 0 | 0 | 0 | 0
SA1 | CCGT | 1114.8326 | 1114.8326 | 461.7943 | 449.5019 | 449.5019 | 449.5019 | 450.7334 | 449.5019 | 449.5019 | 449.5019 | 450.7334 | 449.5019 | 449.5019 | 449.5019 | 450.7334 | 449.5019 | 7.2664e-06 | 7.9218e-06 | 9.612e-06 | 1.0413e-05 | 1.089e-05 | 1.1078e-05 | 1.4358e-05 | 1.338e-05 | 1.3971e-05 | 1.5246e-05 | 1.6199e-05 | 2.042e-05 | 2.0064e-05
SA1 | Gas - Steam | 632.695 | 658.0945 | 613.2214 | 81.5731 | 81.5731 | 81.5731 | 81.7966 | 81.5731 | 81.5731 | 81.5731 | 81.7966 | 81.5731 | 81.5731 | 81.5731 | 0 | 0 | 0 | 0 | 0 | 0 | 0 | 0 | 0 | 0 | 0 | 0 | 0 | 0 | 0
SA1 | OCGT / Diesel | 23.4175 | 14.1877 | 64.5262 | 10.3888 | 5.3799 | 14.625 | 4.6493 | 9.1568 | 1.442e-05 | 1.4884 | 1.4899 | 9.7311 | 2.5582 | 3.2223 | 30.1293 | 26.6262 | 89.5717 | 134.7522 | 268.2306 | 512.7356 | 325.3306 | 310.3181 | 782.6252 | 85.0876 | 77.4555 | 95.4598 | 191.75 | 496.4605 | 450.2906
SA1 | Hydro | 0 | 0 | 0 | 0 | 0 | 0 | 0 | 0 | 0 | 0 | 0 | 0 | 0 | 0 | 0 | 0 | 0 | 0 | 0 | 0 | 0 | 0 | 0 | 0 | 0 | 0 | 0 | 0 | 0
SA1 | Wind | 6057.8594 | 6648.964 | 5959.3167 | 6969.2749 | 6819.2844 | 7551.3713 | 7535.257 | 7011.5651 | 6821.2626 | 6567.6848 | 6546.6291 | 5857.0396 | 5718.6757 | 5493.0926 | 5480.3884 | 5018.8541 | 7399.6619 | 9312.5107 | 9975.0489 | 10688.5051 | 9642.788 | 9991.708 | 8889.8384 | 10241.6334 | 9247.7914 | 9862.077 | 9529.4702 | 8824.1418 | 9747.4685
SA1 | Solar PV | 944.5699 | 1101.4289 | 1098.5897 | 1067.4605 | 1041.4939 | 1066.2819 | 1099.2726 | 1045.2062 | 1088.5695 | 1095.6381 | 1103.0972 | 1116.6019 | 1065.1845 | 1041.6254 | 1063.9525 | 1097.4415 | 1042.98 | 1087.2446 | 1100.6393 | 1102.1725 | 1121.0454 | 1175.2374 | 1700.5666 | 1460.4753 | 1775.6758 | 1634.0268 | 2363.1376 | 2664.1877 | 2501.1724
SA1 | Grid Battery | 85.123 | 78.9759 | 104.5237 | 114.2908 | 117.3357 | 124.2207 | 116.7358 | 110.8203 | 101.3444 | 102.8727 | 101.9218 | 103.0927 | 104.4835 | 83.4174 | 83.966 | 83.6902 | 84.6741 | 85.4986 | 267.1455 | 260.1142 | 864.6673 | 854.4399 | 858.5878 | 1162.0357 | 1178.2532 | 1149.924 | 1150.0791 | 1123.0571 | 1029.194
SA1 | Pumped Hydro | 0 | 0 | 1.0683e-05 | 1.0105e-05 | 9.8809e-06 | 1.0288e-05 | 1.0486e-05 | 1.0827e-05 | 1.0834e-05 | 1.1315e-05 | 1.183e-05 | 1.3852e-05 | 1.3958e-05 | 1.487e-05 | 1.5672e-05 | 2.0987e-05 | 2.7759e-05 | 2.8218e-05 | 3.5251e-05 | 3.4895e-05 | 3.8777e-05 | 3.7773e-05 | 3.7705e-05 | 4.664e-05 | 5.0945e-05 | 4.9812e-05 | 5.1923e-05 | 5.2609e-05 | 5.266e-05
SA1 | VPP | 2.4872 | 3.9978 | 6.3201 | 8.015 | 10.2372 | 12.5158 | 13.8491 | 15.1626 | 16.3869 | 17.4736 | 18.553 | 19.6085 | 20.8448 | 22.2642 | 23.2534 | 24.0385 | 26.064 | 26.9261 | 23.9178 | 24.3705 | 20.7739 | 21.5083 | 22.2182 | 22.3975 | 23.7322 | 23.92 | 24.9873 | 25.1466 | 19.805
Total excluding storage |  | 8773.3745 | 9537.5077 | 8197.4484 | 8578.1991 | 8397.2332 | 9163.3532 | 9171.709 | 8597.0031 | 8440.9071 | 8195.8862 | 8183.7462 | 7514.4475 | 7317.4935 | 7069.0153 | 7025.2035 | 6592.4237 | 8532.2136 | 10534.5075 | 11343.9189 | 12303.4132 | 11089.1641 | 11477.2634 | 11373.0303 | 11787.1964 | 11100.9227 | 11591.5637 | 12084.3579 | 11984.7901 | 12698.9315
Region | Technology | 2021-22 | 2022-23 | 2023-24 | 2024-25 | 2025-26 | 2026-27 | 2027-28 | 2028-29 | 2029-30 | 2030-31 | 2031-32 | 2032-33 | 2033-34 | 2034-35 | 2035-36 | 2036-37 | 2037-38 | 2038-39 | 2039-40 | 2040-41 | 2041-42 | 2042-43 | 2043-44 | 2044-45 | 2045-46 | 2046-47 | 2047-48 | 2048-49 | 2049-50
TAS1 | Black Coal | 0 | 0 | 0 | 0 | 0 | 0 | 0 | 0 | 0 | 0 | 0 | 0 | 0 | 0 | 0 | 0 | 0 | 0 | 0 | 0 | 0 | 0 | 0 | 0 | 0 | 0 | 0 | 0 | 0
TAS1 | Brown Coal | 0 | 0 | 0 | 0 | 0 | 0 | 0 | 0 | 0 | 0 | 0 | 0 | 0 | 0 | 0 | 0 | 0 | 0 | 0 | 0 | 0 | 0 | 0 | 0 | 0 | 0 | 0 | 0 | 0
TAS1 | CCGT | 2.6711e-06 | 2.6545e-06 | 2.6593e-06 | 2.6553e-06 | 2.6635e-06 | 2.674e-06 | 2.7545e-06 | 2.8408e-06 | 2.9303e-06 | 2.9985e-06 | 3.0693e-06 | 3.1755e-06 | 3.2717e-06 | 3.3065e-06 | 3.4001e-06 | 3.5028e-06 | 3.6395e-06 | 3.7691e-06 | 4.0375e-06 | 4.0633e-06 | 4.2087e-06 | 4.3528e-06 | 4.5268e-06 | 4.6698e-06 | 4.8364e-06 | 5.0246e-06 | 5.2226e-06 | 5.4711e-06 | 5.588e-06
TAS1 | Gas - Steam | 0 | 0 | 0 | 0 | 0 | 0 | 0 | 0 | 0 | 0 | 0 | 0 | 0 | 0 | 0 | 0 | 0 | 0 | 0 | 0 | 0 | 0 | 0 | 0 | 0 | 0 | 0 | 0 | 0
TAS1 | OCGT / Diesel | 2.1733e-06 | 2.1102e-06 | 2.0768e-06 | 2.0867e-06 | 2.1194e-06 | 2.1846e-06 | 2.2671e-06 | 2.3426e-06 | 2.4245e-06 | 2.4732e-06 | 2.5194e-06 | 2.6141e-06 | 2.7037e-06 | 2.7269e-06 | 2.8058e-06 | 2.8867e-06 | 3.0183e-06 | 3.0898e-06 | 3.2292e-06 | 2.6851e-06 | 2.7842e-06 | 2.893e-06 | 2.9853e-06 | 3.0756e-06 | 3.1671e-06 | 3.3197e-06 | 3.4418e-06 | 0.0052557 | 3.6655e-06
TAS1 | Hydro | 7691.3964 | 7475.2278 | 7450.4889 | 9821.1235 | 9546.0141 | 5984.7022 | 10331.7634 | 10399.3818 | 9764.412 | 9282.6288 | 7738.8698 | 8062.9688 | 7793.177 | 7809.7012 | 7414.0475 | 6999.9362 | 7566.1407 | 7276.2551 | 7447.4217 | 6644.2051 | 7227.0888 | 7019.5778 | 6474.5711 | 6508.9791 | 6206.9258 | 6607.3037 | 5585.1144 | 5305.5511 | 4978.7055
TAS1 | Wind | 1326.1481 | 1602.6799 | 2016.8736 | 2592.0645 | 3299.6266 | 3786.6894 | 4314.4261 | 4607.6539 | 5125.5301 | 5405.8014 | 6303.9518 | 6326.0403 | 6749.6936 | 7495.1108 | 7859.1041 | 8398.2219 | 8303.7006 | 8399.086 | 8343.7374 | 8933.1242 | 8599.5143 | 8475.694 | 8802.8413 | 8774.2571 | 8874.8945 | 8283.7271 | 7834.1905 | 6876.7244 | 6591.2762
TAS1 | Solar PV | 6.1768e-07 | 9.192e-07 | 1.5922e-06 | 1.7907e-06 | 1.5953e-06 | 1.903e-06 | 2.1384e-06 | 2.2902e-06 | 3.0712e-06 | 3.9697e-06 | 4.9826e-06 | 5.0522e-06 | 5.1538e-06 | 4.4091e-06 | 4.8031e-06 | 4.7288e-06 | 5.8468e-06 | 7.0492e-06 | 7.4164e-06 | 1.2344e-05 | 1.2334e-05 | 1.2317e-05 | 1.0923e-05 | 1.1841e-05 | 1.1272e-05 | 1.128e-05 | 1.173e-05 | 1.1484e-05 | 1.1275e-05
TAS1 | Grid Battery | 9.9275e-06 | 1.0055e-05 | 1.0036e-05 | 1.0016e-05 | 1.0132e-05 | 1.0545e-05 | 1.1448e-05 | 1.3366e-05 | 1.9136e-05 | 2.034e-05 | 2.1271e-05 | 2.3301e-05 | 2.379e-05 | 2.6667e-05 | 2.8099e-05 | 3.022e-05 | 3.1991e-05 | 3.3435e-05 | 4.3395e-05 | 4.3763e-05 | 4.1985e-05 | 4.3736e-05 | 4.8143e-05 | 4.9686e-05 | 5.1856e-05 | 5.5319e-05 | 5.9089e-05 | 6.9571e-05 | 6.6163e-05
TAS1 | Pumped Hydro | 0 | 0 | 2.9054e-05 | 2.9687e-05 | 3.1828e-05 | 3.5111e-05 | 3.6282e-05 | 3.7569e-05 | 3.9214e-05 | 4.1344e-05 | 4.4624e-05 | 4.7008e-05 | 4.9478e-05 | 5.231e-05 | 5.619e-05 | 5.9605e-05 | 6.2481e-05 | 6.5487e-05 | 7.8616e-05 | 7.9296e-05 | 7.9575e-05 | 8.0647e-05 | 8.4763e-05 | 8.6759e-05 | 9.0243e-05 | 9.2379e-05 | 9.5688e-05 | 0.00010447 | 0.00010517
TAS1 | VPP | 0.046918 | 0.12715 | 0.1158 | 0.13804 | 0.26123 | 0.43823 | 0.673 | 0.72655 | 0.8429 | 1.1043 | 1.9645 | 1.9491 | 2.2033 | 2.4597 | 2.9439 | 3.0688 | 2.7151 | 2.7037 | 2.6568 | 2.8479 | 2.8693 | 2.9631 | 3.1778 | 2.9881 | 3.2332 | 3.0939 | 3.285 | 3.2776 | 2.8033
Total excluding storage |  | 9017.5446 | 9077.9078 | 9467.3624 | 12413.188 | 12845.6407 | 9771.3916 | 14646.1895 | 15007.0357 | 14889.9421 | 14688.4302 | 14042.8217 | 14389.0091 | 14542.8706 | 15304.8121 | 15273.1517 | 15398.1582 | 15869.8414 | 15675.3412 | 15791.1591 | 15577.3293 | 15826.6032 | 15495.2718 | 15277.4123 | 15283.2362 | 15081.8204 | 14891.0307 | 13419.3049 | 12182.2807 | 11569.9817
Explicitly modelled pumping
Region | Technology | 2021-22 | 2022-23 | 2023-24 | 2024-25 | 2025-26 | 2026-27 | 2027-28 | 2028-29 | 2029-30 | 2030-31 | 2031-32 | 2032-33 | 2033-34 | 2034-35 | 2035-36 | 2036-37 | 2037-38 | 2038-39 | 2039-40 | 2040-41 | 2041-42 | 2042-43 | 2043-44 | 2044-45 | 2045-46 | 2046-47 | 2047-48 | 2048-49 | 2049-50
NEM | Grid Battery pump | 180.0156 | 277.6367 | 319.8149 | 434.6143 | 440.8181 | 463.964 | 440.512 | 415.5174 | 391.896 | 395.9203 | 400.3124 | 407.1687 | 367.5134 | 338.2235 | 348.8736 | 348.2146 | 795.7196 | 799.0159 | 1219.9316 | 1268.8372 | 3285.0847 | 3681.8697 | 3748.0612 | 5812.9101 | 5906.2044 | 5676.1777 | 5714.3911 | 6688.5988 | 6933.364
NEM | Pumped Hydro Pump | 268.8469 | 682.1259 | 745.7637 | 2519.3285 | 6890.104 | 7989.3962 | 7304.0849 | 7970.3381 | 10103.7555 | 11117.8763 | 13662.839 | 14781.2066 | 14077.7981 | 14455.8026 | 14812.7008 | 14859.2305 | 14576.6113 | 13828.6695 | 14808.1327 | 14072.3546 | 15014.0369 | 16077.6688 | 15581.2486 | 16562.0954 | 18042.103 | 21325.4657 | 21328.6011 | 23172.7396 | 20259.6975
NEM | VPP pump | 14.1188 | 20.9845 | 25.5291 | 38.709 | 56.0346 | 71.0432 | 82.1495 | 91.7121 | 100.8068 | 108.3756 | 134.772 | 154.7002 | 176.4289 | 193.0906 | 198.5412 | 205.7328 | 207.4672 | 210.4297 | 206.9638 | 209.8636 | 197.7342 | 202.6636 | 202.9362 | 201.508 | 206.3007 | 203.1422 | 206.4677 | 202.7489 | 159.3249
Region | Technology | 2021-22 | 2022-23 | 2023-24 | 2024-25 | 2025-26 | 2026-27 | 2027-28 | 2028-29 | 2029-30 | 2030-31 | 2031-32 | 2032-33 | 2033-34 | 2034-35 | 2035-36 | 2036-37 | 2037-38 | 2038-39 | 2039-40 | 2040-41 | 2041-42 | 2042-43 | 2043-44 | 2044-45 | 2045-46 | 2046-47 | 2047-48 | 2048-49 | 2049-50
NSW1 | Grid Battery pump | 1.6631e-05 | 1.6857e-05 | 1.6781e-05 | 1.66e-05 | 1.6033e-05 | 1.6333e-05 | 1.894e-05 | 1.9951e-05 | 6.1566e-05 | 6.3685e-05 | 7.052e-05 | 7.1729e-05 | 7.308e-05 | 7.3537e-05 | 7.9834e-05 | 8.0976e-05 | 7.7445e-05 | 7.8175e-05 | 9.4981e-05 | 9.5039e-05 | 0.00018255 | 0.00018233 | 79.7509 | 527.8501 | 625.3924 | 617.8749 | 611.8017 | 624.8713 | 594.3902
NSW1 | Pumped Hydro Pump | 211.3094 | 518.8168 | 560.2061 | 1975.5715 | 6093.9013 | 7154.2776 | 6646.4271 | 7017.1559 | 9578.5083 | 10485.2584 | 13021.7349 | 13845.64 | 13309.2264 | 13511.3808 | 13975.8572 | 14038.9457 | 13620.9559 | 12896.2134 | 13214.642 | 12616.6502 | 13193.993 | 13449.4577 | 13066.3104 | 14160.5857 | 13961.6012 | 14959.776 | 13911.7553 | 14651.5846 | 13001.6572
NSW1 | VPP pump | 7.0149 | 9.5527 | 9.9628 | 13.9 | 20.5189 | 26.6613 | 30.8571 | 34.7298 | 37.9058 | 39.7581 | 48.312 | 56.7901 | 65.2202 | 70.2289 | 71.0616 | 74.5464 | 75.8331 | 73.3486 | 77.2855 | 76.1654 | 81.023 | 82.4729 | 82.5526 | 80.9234 | 80.6333 | 81.6241 | 80.1158 | 82.1216 | 64.1116
Region | Technology | 2021-22 | 2022-23 | 2023-24 | 2024-25 | 2025-26 | 2026-27 | 2027-28 | 2028-29 | 2029-30 | 2030-31 | 2031-32 | 2032-33 | 2033-34 | 2034-35 | 2035-36 | 2036-37 | 2037-38 | 2038-39 | 2039-40 | 2040-41 | 2041-42 | 2042-43 | 2043-44 | 2044-45 | 2045-46 | 2046-47 | 2047-48 | 2048-49 | 2049-50
QLD1 | Grid Battery pump | 1.1113e-05 | 36.2703 | 35.3605 | 39.1295 | 43.6398 | 43.6664 | 42.6499 | 42.1096 | 39.7764 | 39.9331 | 39.2287 | 39.9351 | 39.9765 | 41.3473 | 40.1405 | 40.1883 | 500.9308 | 499.5805 | 503.3533 | 564.3663 | 1362.8027 | 1834.8429 | 1853.918 | 2522.1953 | 2504.8562 | 2400.204 | 2451.4531 | 2423.4224 | 2922.0496
QLD1 | Pumped Hydro Pump | 57.5375 | 163.3092 | 185.5576 | 543.7569 | 796.2027 | 835.1185 | 657.6577 | 953.1821 | 525.2472 | 632.6178 | 641.104 | 935.5665 | 768.5716 | 944.4217 | 836.8435 | 820.2846 | 955.6549 | 932.4556 | 887.3646 | 787.3883 | 1069.5418 | 1902.25 | 1848.3603 | 1702.6927 | 3053.7406 | 5378.2827 | 5630.9119 | 5513.9785 | 4470.3803
QLD1 | VPP pump | 2.2051 | 3.0349 | 3.3551 | 5.1168 | 8.6111 | 10.8167 | 13.2875 | 15.2566 | 16.1568 | 17.6231 | 22.721 | 25.242 | 29.1018 | 32.6671 | 32.3822 | 33.4818 | 32.1793 | 32.2759 | 34.2616 | 35.4697 | 30.3243 | 30.483 | 30.96 | 30.4761 | 31.526 | 28.7396 | 30.6121 | 30.5025 | 20.8444
Region | Technology | 2021-22 | 2022-23 | 2023-24 | 2024-25 | 2025-26 | 2026-27 | 2027-28 | 2028-29 | 2029-30 | 2030-31 | 2031-32 | 2032-33 | 2033-34 | 2034-35 | 2035-36 | 2036-37 | 2037-38 | 2038-39 | 2039-40 | 2040-41 | 2041-42 | 2042-43 | 2043-44 | 2044-45 | 2045-46 | 2046-47 | 2047-48 | 2048-49 | 2049-50
VIC1 | Grid Battery pump | 75.2303 | 143.5604 | 155.7176 | 254.0801 | 252.6243 | 266.9388 | 253.4389 | 236.8975 | 226.7221 | 229.2645 | 235.0383 | 240.1746 | 198.314 | 194.1226 | 205.0713 | 204.7049 | 190.2527 | 193.6506 | 398.1881 | 393.488 | 902.2171 | 836.4694 | 802.604 | 1391.8011 | 1383.0066 | 1305.7087 | 1290.8213 | 2319.48 | 2203.2607
VIC1 | Pumped Hydro Pump | 0 | 0 | 1.5606e-05 | 1.7712e-05 | 2.0582e-05 | 2.317e-05 | 2.4134e-05 | 2.3836e-05 | 2.3857e-05 | 2.4037e-05 | 2.482e-05 | 2.9564e-05 | 2.9764e-05 | 3.336e-05 | 3.538e-05 | 3.6539e-05 | 0.00038207 | 0.00038728 | 706.126 | 668.316 | 750.5019 | 725.9609 | 666.5778 | 698.8168 | 1026.761 | 987.4069 | 1785.9338 | 3007.1763 | 2787.6597
VIC1 | VPP pump | 1.8571 | 3.4318 | 4.5004 | 9.8854 | 14.3253 | 18.0174 | 20.5382 | 22.6917 | 26.0189 | 28.7419 | 39.0773 | 46.8214 | 54.3901 | 60.5719 | 63.6644 | 65.1589 | 64.9235 | 69.1768 | 63.5832 | 65.492 | 58.0806 | 60.2515 | 59.0226 | 59.6419 | 61.6812 | 60.453 | 61.702 | 56.1134 | 47.2335
Region | Technology | 2021-22 | 2022-23 | 2023-24 | 2024-25 | 2025-26 | 2026-27 | 2027-28 | 2028-29 | 2029-30 | 2030-31 | 2031-32 | 2032-33 | 2033-34 | 2034-35 | 2035-36 | 2036-37 | 2037-38 | 2038-39 | 2039-40 | 2040-41 | 2041-42 | 2042-43 | 2043-44 | 2044-45 | 2045-46 | 2046-47 | 2047-48 | 2048-49 | 2049-50
SA1 | Grid Battery pump | 104.7852 | 97.806 | 128.7367 | 141.4048 | 144.5539 | 153.3588 | 144.4232 | 136.5103 | 125.3974 | 126.7225 | 126.0454 | 127.0589 | 129.2228 | 102.7536 | 103.6617 | 103.3213 | 104.5359 | 105.7847 | 318.3901 | 310.9827 | 1020.0646 | 1010.5572 | 1011.7882 | 1371.0635 | 1392.9491 | 1352.3901 | 1360.3149 | 1320.825 | 1213.6634
SA1 | Pumped Hydro Pump | 0 | 0 | 1.3356e-05 | 1.2662e-05 | 1.2335e-05 | 1.2846e-05 | 1.315e-05 | 1.3496e-05 | 1.3574e-05 | 1.4124e-05 | 1.4794e-05 | 1.7309e-05 | 1.748e-05 | 1.8546e-05 | 1.9595e-05 | 2.624e-05 | 3.4681e-05 | 3.5389e-05 | 4.3949e-05 | 4.3783e-05 | 4.8306e-05 | 4.7358e-05 | 4.7005e-05 | 5.8378e-05 | 6.3814e-05 | 6.2038e-05 | 6.5154e-05 | 6.551e-05 | 6.5922e-05
SA1 | VPP pump | 2.9853 | 4.8112 | 7.5727 | 9.6394 | 12.2677 | 15.022 | 16.6549 | 18.1661 | 19.7082 | 20.9325 | 22.2968 | 23.5059 | 25.072 | 26.6692 | 27.9096 | 28.8519 | 31.283 | 32.3833 | 28.6414 | 29.3213 | 24.8627 | 25.8915 | 26.5906 | 26.8823 | 28.5701 | 28.6239 | 30.083 | 30.0895 | 23.7707
Region | Technology | 2021-22 | 2022-23 | 2023-24 | 2024-25 | 2025-26 | 2026-27 | 2027-28 | 2028-29 | 2029-30 | 2030-31 | 2031-32 | 2032-33 | 2033-34 | 2034-35 | 2035-36 | 2036-37 | 2037-38 | 2038-39 | 2039-40 | 2040-41 | 2041-42 | 2042-43 | 2043-44 | 2044-45 | 2045-46 | 2046-47 | 2047-48 | 2048-49 | 2049-50
TAS1 | Grid Battery pump | 1.1683e-05 | 1.1833e-05 | 1.1806e-05 | 1.1785e-05 | 1.192e-05 | 1.2406e-05 | 1.347e-05 | 1.5726e-05 | 2.2518e-05 | 2.3929e-05 | 2.5032e-05 | 2.7414e-05 | 2.7989e-05 | 3.1377e-05 | 3.3056e-05 | 3.5563e-05 | 3.7633e-05 | 3.9341e-05 | 5.106e-05 | 5.1489e-05 | 4.9392e-05 | 5.1467e-05 | 5.6643e-05 | 5.8452e-05 | 6.1033e-05 | 6.5055e-05 | 6.9544e-05 | 8.1827e-05 | 7.7857e-05
TAS1 | Pumped Hydro Pump | 0 | 0 | 3.6413e-05 | 3.7123e-05 | 3.978e-05 | 4.3888e-05 | 4.5387e-05 | 4.6929e-05 | 4.9059e-05 | 5.1644e-05 | 5.5824e-05 | 5.8772e-05 | 6.1834e-05 | 6.542e-05 | 7.0198e-05 | 7.4588e-05 | 7.805e-05 | 8.1874e-05 | 9.8267e-05 | 9.9252e-05 | 9.9425e-05 | 0.00010086 | 0.0001059 | 0.00010839 | 0.00011299 | 0.00011525 | 0.00011981 | 0.00013041 | 0.00013156
TAS1 | VPP pump | 0.056313 | 0.15382 | 0.13805 | 0.16733 | 0.31174 | 0.52585 | 0.81185 | 0.86795 | 1.0172 | 1.32 | 2.3648 | 2.3407 | 2.6448 | 2.9536 | 3.5234 | 3.6937 | 3.2484 | 3.2451 | 3.192 | 3.4152 | 3.4435 | 3.5646 | 3.8105 | 3.5843 | 3.89 | 3.7016 | 3.9548 | 3.9219 | 3.3646
Non-controllable capacity
Region | Technology | 2021-22 | 2022-23 | 2023-24 | 2024-25 | 2025-26 | 2026-27 | 2027-28 | 2028-29 | 2029-30 | 2030-31 | 2031-32 | 2032-33 | 2033-34 | 2034-35 | 2035-36 | 2036-37 | 2037-38 | 2038-39 | 2039-40 | 2040-41 | 2041-42 | 2042-43 | 2043-44 | 2044-45 | 2045-46 | 2046-47 | 2047-48 | 2048-49 | 2049-50
NEM | Distributed PV | 16737.0059 | 18361.571 | 19508.4436 | 19877.6171 | 20062.7432 | 22312.6922 | 23279.7968 | 21912.3307 | 23663.3386 | 25057.5989 | 25874.3008 | 26713.8603 | 26540.3547 | 26277.3752 | 28710.541 | 29388.3875 | 27089.9154 | 29052.9711 | 30877.804 | 31962.719 | 32852.8929 | 32633.0762 | 32314.9744 | 35306.7879 | 36000.0822 | 33090.6491 | 35501.6025 | 37705.2638 | 38929.3699
NEM | Behind the meter battery | 262.9766 | 299.5507 | 300.5513 | 344.0103 | 390.8049 | 429.6842 | 466.3019 | 490.0167 | 514.6045 | 532.9694 | 645.2154 | 694.4484 | 765.8001 | 795.7359 | 804.5875 | 802.6458 | 800.2245 | 800.683 | 805.6941 | 805.7001 | 807.025 | 808.7188 | 814.3631 | 815.1575 | 816.7385 | 816.0384 | 818.3358 | 815.5272 | 814.7913
NEM | Behind the meter battery pump | 223.4523 | 254.5041 | 255.3304 | 292.2517 | 332.1268 | 364.9912 | 396.0636 | 416.1389 | 437.141 | 452.6149 | 548.2776 | 590.0759 | 650.6574 | 675.9031 | 683.4142 | 681.9738 | 679.6417 | 680.0057 | 684.6009 | 684.3123 | 685.3843 | 686.9178 | 691.7186 | 692.4172 | 693.9858 | 693.193 | 694.9927 | 692.5685 | 692.1674
Region | Technology | 2021-22 | 2022-23 | 2023-24 | 2024-25 | 2025-26 | 2026-27 | 2027-28 | 2028-29 | 2029-30 | 2030-31 | 2031-32 | 2032-33 | 2033-34 | 2034-35 | 2035-36 | 2036-37 | 2037-38 | 2038-39 | 2039-40 | 2040-41 | 2041-42 | 2042-43 | 2043-44 | 2044-45 | 2045-46 | 2046-47 | 2047-48 | 2048-49 | 2049-50
NSW1 | Distributed PV | 4800.4033 | 5212.4059 | 5194.9088 | 5255.658 | 5186.6024 | 5846.7416 | 5921.0778 | 5425.2839 | 5726.7934 | 6225.4269 | 6684.9079 | 6684.1941 | 6781.8193 | 6722.0215 | 7600.6685 | 7698.119 | 7026.4939 | 7404.5059 | 8066.2344 | 8660.1049 | 8621.766 | 8721.863 | 8634.2534 | 9741.2559 | 9797.8063 | 8904.1049 | 9373.1744 | 10184.1971 | 10848.0981
NSW1 | Behind the meter battery | 101.9375 | 109.9772 | 109.068 | 134.2603 | 152.5399 | 169.5078 | 182.1253 | 191.8128 | 199.9418 | 206.5781 | 249.9382 | 272.9224 | 298.9952 | 310.1396 | 312.1459 | 309.6359 | 306.9485 | 304.8934 | 305.1092 | 303.3689 | 302.262 | 301.0712 | 301.4303 | 300.2186 | 299.112 | 297.1721 | 296.191 | 293.2775 | 291.2444
NSW1 | Behind the meter battery pump | 86.635 | 93.4199 | 92.6108 | 114.0675 | 129.6535 | 144.0135 | 154.6551 | 162.8964 | 169.8316 | 175.4217 | 212.3548 | 231.9584 | 254.0437 | 263.383 | 265.0713 | 263.0993 | 260.6552 | 258.8861 | 259.3394 | 257.7266 | 256.6808 | 255.7628 | 255.8987 | 254.9971 | 254.2353 | 252.4792 | 251.5664 | 248.9519 | 247.366
Region | Technology | 2021-22 | 2022-23 | 2023-24 | 2024-25 | 2025-26 | 2026-27 | 2027-28 | 2028-29 | 2029-30 | 2030-31 | 2031-32 | 2032-33 | 2033-34 | 2034-35 | 2035-36 | 2036-37 | 2037-38 | 2038-39 | 2039-40 | 2040-41 | 2041-42 | 2042-43 | 2043-44 | 2044-45 | 2045-46 | 2046-47 | 2047-48 | 2048-49 | 2049-50
QLD1 | Distributed PV | 5374.2791 | 5906.0531 | 6042.3739 | 5947.9488 | 6122.8463 | 6640.8799 | 6821.616 | 5861.7431 | 6490.5234 | 6871.0109 | 7419.6268 | 7537.6798 | 7431.5402 | 7706.3452 | 8403.2251 | 8624.6551 | 7452.3218 | 8297.4802 | 8814.7778 | 9478.5346 | 9602.8198 | 9461.3415 | 9792.0316 | 10630.4055 | 10893.9146 | 9401.0252 | 10467.097 | 11080.8863 | 11897.3532
QLD1 | Behind the meter battery | 40.129 | 39.9785 | 39.5664 | 45.2536 | 56.5248 | 63.281 | 71.1065 | 74.9792 | 79.1794 | 82.3221 | 105.3549 | 110.9052 | 123.2441 | 128.2838 | 129.4652 | 128.8778 | 128.6424 | 128.8998 | 129.8129 | 129.4208 | 128.8569 | 128.4654 | 129.0406 | 128.7848 | 128.5776 | 128.1314 | 127.8054 | 126.7827 | 126.1531
QLD1 | Behind the meter battery pump | 34.0947 | 33.9614 | 33.6262 | 38.4327 | 48.0431 | 53.77 | 60.4138 | 63.687 | 67.2731 | 69.903 | 89.4989 | 94.2393 | 104.7276 | 108.9306 | 110.0086 | 109.5365 | 109.2974 | 109.4708 | 110.2337 | 109.949 | 109.4416 | 109.1478 | 109.6518 | 109.4398 | 109.1587 | 108.8375 | 108.497 | 107.6859 | 107.1786
Region | Technology | 2021-22 | 2022-23 | 2023-24 | 2024-25 | 2025-26 | 2026-27 | 2027-28 | 2028-29 | 2029-30 | 2030-31 | 2031-32 | 2032-33 | 2033-34 | 2034-35 | 2035-36 | 2036-37 | 2037-38 | 2038-39 | 2039-40 | 2040-41 | 2041-42 | 2042-43 | 2043-44 | 2044-45 | 2045-46 | 2046-47 | 2047-48 | 2048-49 | 2049-50
VIC1 | Distributed PV | 3879.7556 | 4388.1139 | 5245.1201 | 5684.2844 | 5889.8067 | 6804.8804 | 7385.9103 | 7562.8858 | 8188.113 | 8601.6107 | 8357.9111 | 8917.7817 | 8789.5548 | 8438.7924 | 9099.4261 | 9276.7513 | 8934.0426 | 9458.7205 | 9985.5605 | 9741.7849 | 10367.8212 | 10261.4445 | 9855.1068 | 10657.4086 | 10830.8677 | 10463.7296 | 11087.1995 | 11715.6476 | 11391.6324
VIC1 | Behind the meter battery | 59.5016 | 68.4598 | 68.6119 | 78.5085 | 92.2418 | 101.1558 | 111.8234 | 117.9551 | 125.847 | 132.5853 | 173.3994 | 191.8598 | 221.1059 | 231.9104 | 236.1269 | 236.9038 | 237.0442 | 238.2917 | 240.8856 | 242.3885 | 244.1818 | 246.4043 | 249.3836 | 250.7552 | 252.3952 | 253.0385 | 254.8243 | 255.0565 | 255.5706
VIC1 | Behind the meter battery pump | 50.5545 | 58.1646 | 58.3148 | 66.6984 | 78.3592 | 85.9017 | 94.9916 | 100.1569 | 106.8665 | 112.6244 | 147.3851 | 163.0248 | 187.8895 | 197.0389 | 200.5628 | 201.2413 | 201.3297 | 202.4298 | 204.6464 | 205.7914 | 207.3945 | 209.2718 | 211.9212 | 212.9635 | 214.5115 | 214.9525 | 216.3763 | 216.6969 | 217.1884
Region | Technology | 2021-22 | 2022-23 | 2023-24 | 2024-25 | 2025-26 | 2026-27 | 2027-28 | 2028-29 | 2029-30 | 2030-31 | 2031-32 | 2032-33 | 2033-34 | 2034-35 | 2035-36 | 2036-37 | 2037-38 | 2038-39 | 2039-40 | 2040-41 | 2041-42 | 2042-43 | 2043-44 | 2044-45 | 2045-46 | 2046-47 | 2047-48 | 2048-49 | 2049-50
SA1 | Distributed PV | 2452.8377 | 2621.3874 | 2781.4576 | 2739.5431 | 2624.4365 | 2761.5876 | 2888.898 | 2806.4625 | 2998.6786 | 3092.5954 | 3145.146 | 3295.7862 | 3255.7426 | 3139.586 | 3316.4955 | 3492.4901 | 3386.5922 | 3597.4961 | 3706.7025 | 3776.2267 | 3942.2149 | 3867.5354 | 3725.0699 | 3944.3171 | 4139.1353 | 3991.4896 | 4238.2439 | 4375.494 | 4443.1368
SA1 | Behind the meter battery | 54.489 | 74.2714 | 76.5958 | 78.3283 | 80.738 | 85.7641 | 90.0697 | 93.6476 | 97.4206 | 98.8256 | 100.616 | 102.187 | 104.2884 | 106.5727 | 108.0367 | 108.7207 | 109.3608 | 110.6671 | 112.1008 | 112.96 | 114.3678 | 115.6258 | 117.4851 | 118.6453 | 120.1416 | 121.4696 | 123.5177 | 124.7391 | 126.4257
SA1 | Behind the meter battery pump | 46.288 | 63.1309 | 65.0781 | 66.5469 | 68.6255 | 72.8271 | 76.5114 | 79.5217 | 82.7873 | 83.9142 | 85.5206 | 86.7758 | 88.567 | 90.5492 | 91.7937 | 92.3705 | 92.8655 | 93.9948 | 95.2818 | 95.9265 | 97.1312 | 98.1684 | 99.7899 | 100.7877 | 102.0504 | 103.1456 | 104.9633 | 105.9131 | 107.362
Region | Technology | 2021-22 | 2022-23 | 2023-24 | 2024-25 | 2025-26 | 2026-27 | 2027-28 | 2028-29 | 2029-30 | 2030-31 | 2031-32 | 2032-33 | 2033-34 | 2034-35 | 2035-36 | 2036-37 | 2037-38 | 2038-39 | 2039-40 | 2040-41 | 2041-42 | 2042-43 | 2043-44 | 2044-45 | 2045-46 | 2046-47 | 2047-48 | 2048-49 | 2049-50
TAS1 | Distributed PV | 229.7301 | 233.6107 | 244.5832 | 250.1828 | 239.0513 | 258.6028 | 262.2947 | 255.9554 | 259.2302 | 266.9549 | 266.709 | 278.4185 | 281.698 | 270.6302 | 290.7257 | 296.3721 | 290.465 | 294.7684 | 304.5288 | 306.0679 | 318.271 | 320.8917 | 308.5126 | 333.4009 | 338.3584 | 330.2999 | 335.8877 | 349.0389 | 349.1495
TAS1 | Behind the meter battery | 6.9195 | 6.8638 | 6.7092 | 7.6595 | 8.7605 | 9.9755 | 11.1771 | 11.6221 | 12.2156 | 12.6582 | 15.9068 | 16.574 | 18.1666 | 18.8293 | 18.8128 | 18.5076 | 18.2286 | 17.9311 | 17.7857 | 17.562 | 17.3566 | 17.1522 | 17.0236 | 16.7536 | 16.512 | 16.2267 | 15.9974 | 15.6713 | 15.3975
TAS1 | Behind the meter battery pump | 5.8801 | 5.8272 | 5.7004 | 6.5061 | 7.4456 | 8.479 | 9.4917 | 9.8769 | 10.3824 | 10.7515 | 13.5182 | 14.0776 | 15.4296 | 16.0015 | 15.9778 | 15.7262 | 15.4938 | 15.2242 | 15.0996 | 14.9189 | 14.7362 | 14.5671 | 14.457 | 14.2291 | 14.0299 | 13.7782 | 13.5896 | 13.3207 | 13.0725

## Marinus_Capacity
Installed capacity by technology (MW) - Marinus Link, Slow Change Scenario
Capacity calculated on 1 July. In early study years some wind and solar projects enter later in the financial year and are therefore reflected in the following financial year's capacity.
Explicitly modelled generation
Region | Technology | 2021-22 | 2022-23 | 2023-24 | 2024-25 | 2025-26 | 2026-27 | 2027-28 | 2028-29 | 2029-30 | 2030-31 | 2031-32 | 2032-33 | 2033-34 | 2034-35 | 2035-36 | 2036-37 | 2037-38 | 2038-39 | 2039-40 | 2040-41 | 2041-42 | 2042-43 | 2043-44 | 2044-45 | 2045-46 | 2046-47 | 2047-48 | 2048-49 | 2049-50
NEM | Black Coal | 18366 | 17891 | 16416 | 13400.8643 | 11000.3843 | 10105.2552 | 9631.213 | 8931.213 | 6751.7274 | 6161.1696 | 5548.5165 | 5548.5165 | 5548.5165 | 5548.5165 | 5360.595 | 5262.4706 | 5148.2536 | 5148.2536 | 5148.2536 | 5148.2536 | 5148.2536 | 3054.2536 | 2787 | 2422 | 2057 | 1692 | 1692 | 1692 | 1692
NEM | Brown Coal | 4790 | 4790 | 4790 | 2428.9191 | 2428.9191 | 2235.5485 | 2235.5485 | 2235.5485 | 2235.5485 | 2235.5485 | 2235.5485 | 2235.5485 | 2235.5485 | 2235.5485 | 2235.5485 | 2235.5485 | 2235.5485 | 2235.5485 | 2235.5485 | 2235.5485 | 2235.5485 | 2235.5485 | 2235.5485 | 2235.5485 | 2235.5485 | 2235.5485 | 1120.5485 | 0 | 0
NEM | CCGT | 3054.9 | 3054.9 | 2874.9 | 2874.9 | 2874.9 | 2874.9 | 2874.9 | 2874.9 | 2874.9 | 2874.9 | 2874.9 | 2874.9 | 2874.9 | 2874.9 | 2874.9 | 2489.9 | 1960.9 | 1960.9 | 1817.5 | 1817.5 | 1817.5 | 1817.5 | 1377.5 | 1192.5 | 548 | 388 | 388 | 388 | 388
NEM | Gas - Steam | 1384 | 1384 | 1384 | 1384 | 1384 | 1384 | 1384 | 1384 | 1384 | 1384 | 1384 | 1384 | 1384 | 1384 | 584 | 584 | 584 | 584 | 84 | 84 | 84 | 84 | 84 | 84 | 84 | 0 | 0 | 0 | 0
NEM | OCGT / Diesel | 6863.14 | 6863.14 | 6863.14 | 6863.14 | 6863.14 | 6863.14 | 6863.14 | 6863.14 | 6863.14 | 6480.64 | 6480.64 | 6211.3 | 5749.3 | 5632.3 | 5502.3 | 5502.3 | 5502.3 | 5502.3 | 5062.3 | 4942.3 | 4942.3 | 4848.3 | 4848.3 | 4226.5897 | 4226.5897 | 4295.8232 | 3711.8232 | 4966.6346 | 4447.6346
NEM | Hydro | 7365.3 | 7365.3 | 7365.3 | 7365.3 | 7365.3 | 7365.3 | 7615.3 | 7615.3 | 7615.3 | 7615.3 | 7615.3 | 7615.3 | 7615.3 | 7615.3 | 7615.3 | 7615.3 | 7528.9 | 7528.9 | 7528.9 | 7528.9 | 7528.9 | 7462.9 | 7462.9 | 7462.9 | 7462.9 | 7462.9 | 7462.9 | 7462.9 | 7462.9
NEM | Wind | 8952.838 | 11245.3613 | 11995.5818 | 13345.6036 | 14095.5605 | 14962.0117 | 15770.4534 | 16244.243 | 16290.6485 | 16319.9761 | 17958.6958 | 18101.2635 | 18092.6315 | 18235.1992 | 18155.8669 | 18067.1349 | 20383.6547 | 20572.572 | 20710.8624 | 20710.2834 | 22924.1846 | 26105.9672 | 26468.999 | 25593.8774 | 25727.7718 | 27278.0909 | 29541.5557 | 31304.3167 | 31621.1491
NEM | Solar PV | 5599.971 | 6959.156 | 6959.156 | 6959.156 | 6959.156 | 6959.156 | 7347.9866 | 7967.1848 | 8738.4083 | 9509.6318 | 11978.6535 | 11978.6535 | 11978.6535 | 11978.6535 | 11978.6535 | 11857.6535 | 11807.6535 | 11657.3535 | 11657.3535 | 11657.3535 | 11657.3535 | 13302.9173 | 13479.2984 | 13060.6784 | 13998.9788 | 17760.8809 | 19201.043 | 19587.5847 | 20047.1377
NEM | Grid Battery | 260.33 | 600.33 | 600.33 | 600.33 | 600.33 | 600.33 | 600.33 | 600.33 | 600.33 | 570.33 | 570.33 | 570.33 | 515 | 490 | 490 | 490 | 755.1097 | 755.1097 | 1013.4737 | 1047.5506 | 2437.6141 | 2455.9536 | 2507.1018 | 3897.2083 | 3964.589 | 3967.8771 | 3967.8771 | 4777.7943 | 5161.0858
NEM | Pumped Hydro | 810 | 810 | 810 | 810 | 2850 | 2850 | 2850 | 2850 | 4850 | 4850 | 4850 | 4850 | 4850 | 4850 | 4850 | 4850 | 4850.0003 | 4850.0003 | 5057.5786 | 5057.5787 | 5173.3786 | 5484.7366 | 5484.7366 | 5484.7366 | 6145.0475 | 7285.9847 | 7555.0257 | 8092.3734 | 8092.3734
NEM | VPP | 16.664 | 23.784 | 29.264 | 39.576 | 51.967 | 65.293 | 79.86 | 94.306 | 109.741 | 119.148 | 146.679 | 164.379 | 187.385 | 202.9 | 213.633 | 223.149 | 232.423 | 242.169 | 252.817 | 263.667 | 274.382 | 285.466 | 297.338 | 309.263 | 321.064 | 332.771 | 344.395 | 356.261 | 368.479
Total excluding storage |  | 56376.149 | 59552.8573 | 58648.0778 | 54621.883 | 52971.3599 | 52749.3114 | 53722.5415 | 54115.5294 | 52753.6727 | 52581.166 | 56076.2543 | 55949.482 | 55478.85 | 55504.4177 | 54307.1639 | 53614.3075 | 55151.2104 | 55189.8277 | 54244.718 | 54124.1391 | 56338.0403 | 58911.3866 | 58743.5459 | 56278.094 | 56340.7888 | 61113.2435 | 63117.8705 | 65401.4359 | 65658.8214
Region | Technology | 2021-22 | 2022-23 | 2023-24 | 2024-25 | 2025-26 | 2026-27 | 2027-28 | 2028-29 | 2029-30 | 2030-31 | 2031-32 | 2032-33 | 2033-34 | 2034-35 | 2035-36 | 2036-37 | 2037-38 | 2038-39 | 2039-40 | 2040-41 | 2041-42 | 2042-43 | 2043-44 | 2044-45 | 2045-46 | 2046-47 | 2047-48 | 2048-49 | 2049-50
NSW1 | Black Coal | 10240 | 9765 | 8290 | 7459.7353 | 5059.2552 | 5059.2552 | 4634.9502 | 4634.9502 | 2553.2109 | 1962.6532 | 1350 | 1350 | 1350 | 1350 | 1350 | 1350 | 1350 | 1350 | 1350 | 1350 | 1350 | 0 | 0 | 0 | 0 | 0 | 0 | 0 | 0
NSW1 | Brown Coal | 0 | 0 | 0 | 0 | 0 | 0 | 0 | 0 | 0 | 0 | 0 | 0 | 0 | 0 | 0 | 0 | 0 | 0 | 0 | 0 | 0 | 0 | 0 | 0 | 0 | 0 | 0 | 0 | 0
NSW1 | CCGT | 625 | 625 | 625 | 625 | 625 | 625 | 625 | 625 | 625 | 625 | 625 | 625 | 625 | 625 | 625 | 625 | 625 | 625 | 625 | 625 | 625 | 625 | 185 | 0 | 0 | 0 | 0 | 0 | 0
NSW1 | Gas - Steam | 0 | 0 | 0 | 0 | 0 | 0 | 0 | 0 | 0 | 0 | 0 | 0 | 0 | 0 | 0 | 0 | 0 | 0 | 0 | 0 | 0 | 0 | 0 | 0 | 0 | 0 | 0 | 0 | 0
NSW1 | OCGT / Diesel | 1438 | 1438 | 1438 | 1438 | 1438 | 1438 | 1438 | 1438 | 1438 | 1438 | 1438 | 1438 | 1438 | 1438 | 1388 | 1388 | 1388 | 1388 | 1388 | 1388 | 1388 | 1388 | 1388 | 1188.1116 | 1188.1116 | 1188.1116 | 1188.1116 | 1627.9468 | 1627.9468
NSW1 | Hydro | 2585 | 2585 | 2585 | 2585 | 2585 | 2585 | 2585 | 2585 | 2585 | 2585 | 2585 | 2585 | 2585 | 2585 | 2585 | 2585 | 2585 | 2585 | 2585 | 2585 | 2585 | 2585 | 2585 | 2585 | 2585 | 2585 | 2585 | 2585 | 2585
NSW1 | Wind | 2220.73 | 2829.0933 | 3437.658 | 4046.0238 | 4654.5886 | 5283.8844 | 5597.1618 | 5723.7661 | 5723.7661 | 5723.7661 | 7220.682 | 7220.682 | 7220.682 | 7220.682 | 7220.682 | 7174.182 | 6904.182 | 6801.702 | 6801.702 | 6450.5158 | 8389.8877 | 10561.1974 | 10469.2317 | 10469.2317 | 10469.2317 | 10648.7667 | 10731.8776 | 10731.8776 | 10618.6878
NSW1 | Solar PV | 2130.363 | 2600.363 | 2600.363 | 2600.363 | 2600.363 | 2600.363 | 2989.1936 | 3608.3918 | 4379.6154 | 5150.8388 | 7619.8605 | 7619.8605 | 7619.8605 | 7619.8605 | 7619.8605 | 7619.8605 | 7619.8605 | 7469.5605 | 7469.5605 | 7469.5605 | 7469.5605 | 8061.8402 | 8070.3363 | 8070.3363 | 8422.0057 | 10551.554 | 11223.8996 | 11173.8996 | 10813.2073
NSW1 | Grid Battery | 0 | 0 | 0 | 0 | 0 | 0 | 0 | 0 | 0 | 0 | 0 | 0 | 0 | 0 | 0 | 0 | 0 | 0 | 0 | 0 | 0 | 0 | 50.1664 | 329.9927 | 397.3734 | 400.6615 | 400.6615 | 400.6615 | 400.6615
NSW1 | Pumped Hydro | 240 | 240 | 240 | 240 | 2280 | 2280 | 2280 | 2280 | 4280 | 4280 | 4280 | 4280 | 4280 | 4280 | 4280 | 4280 | 4280 | 4280 | 4280 | 4280.0001 | 4280 | 4280 | 4280 | 4280 | 4280 | 4280 | 4280 | 4280 | 4280
NSW1 | VPP | 6.558 | 8.786 | 10.68 | 15.384 | 20.217 | 25.635 | 31.095 | 36.873 | 42.845 | 46.41 | 57.069 | 64.706 | 73.35 | 79.327 | 83.166 | 86.441 | 89.566 | 92.826 | 96.448 | 100.138 | 103.729 | 107.422 | 111.417 | 115.418 | 119.319 | 123.127 | 126.856 | 130.617 | 134.472
Total excluding storage |  | 19239.093 | 19842.4563 | 18976.021 | 18754.1221 | 16962.2068 | 17591.5026 | 17869.3055 | 18615.1081 | 17304.5924 | 17485.2581 | 20838.5425 | 20838.5425 | 20838.5425 | 20838.5425 | 20788.5425 | 20742.0425 | 20472.0425 | 20219.2625 | 20219.2625 | 19868.0763 | 21807.4482 | 23221.0376 | 22697.568 | 22312.6796 | 22664.349 | 24973.4322 | 25728.8888 | 26118.7241 | 25644.8419
Region | Technology | 2021-22 | 2022-23 | 2023-24 | 2024-25 | 2025-26 | 2026-27 | 2027-28 | 2028-29 | 2029-30 | 2030-31 | 2031-32 | 2032-33 | 2033-34 | 2034-35 | 2035-36 | 2036-37 | 2037-38 | 2038-39 | 2039-40 | 2040-41 | 2041-42 | 2042-43 | 2043-44 | 2044-45 | 2045-46 | 2046-47 | 2047-48 | 2048-49 | 2049-50
QLD1 | Black Coal | 8126 | 8126 | 8126 | 5941.1291 | 5941.1291 | 5046 | 4996.2629 | 4296.2629 | 4198.5165 | 4198.5165 | 4198.5165 | 4198.5165 | 4198.5165 | 4198.5165 | 4010.595 | 3912.4706 | 3798.2536 | 3798.2536 | 3798.2536 | 3798.2536 | 3798.2536 | 3054.2536 | 2787 | 2422 | 2057 | 1692 | 1692 | 1692 | 1692
QLD1 | Brown Coal | 0 | 0 | 0 | 0 | 0 | 0 | 0 | 0 | 0 | 0 | 0 | 0 | 0 | 0 | 0 | 0 | 0 | 0 | 0 | 0 | 0 | 0 | 0 | 0 | 0 | 0 | 0 | 0 | 0
QLD1 | CCGT | 1512.9 | 1512.9 | 1512.9 | 1512.9 | 1512.9 | 1512.9 | 1512.9 | 1512.9 | 1512.9 | 1512.9 | 1512.9 | 1512.9 | 1512.9 | 1512.9 | 1512.9 | 1127.9 | 1127.9 | 1127.9 | 984.5 | 984.5 | 984.5 | 984.5 | 984.5 | 984.5 | 340 | 180 | 180 | 180 | 180
QLD1 | Gas - Steam | 84 | 84 | 84 | 84 | 84 | 84 | 84 | 84 | 84 | 84 | 84 | 84 | 84 | 84 | 84 | 84 | 84 | 84 | 84 | 84 | 84 | 84 | 84 | 84 | 84 | 0 | 0 | 0 | 0
QLD1 | OCGT / Diesel | 1910 | 1910 | 1910 | 1910 | 1910 | 1910 | 1910 | 1910 | 1910 | 1910 | 1910 | 1910 | 1618 | 1501 | 1501 | 1501 | 1501 | 1501 | 1501 | 1501 | 1501 | 1501 | 1501 | 1369 | 1369 | 1438.2335 | 1438.2335 | 2136.616 | 1617.616
QLD1 | Hydro | 152.4 | 152.4 | 152.4 | 152.4 | 152.4 | 152.4 | 152.4 | 152.4 | 152.4 | 152.4 | 152.4 | 152.4 | 152.4 | 152.4 | 152.4 | 152.4 | 66 | 66 | 66 | 66 | 66 | 0 | 0 | 0 | 0 | 0 | 0 | 0 | 0
QLD1 | Wind | 676.608 | 1176.608 | 1176.608 | 1776.608 | 1776.608 | 1876.608 | 2267.6167 | 2477.6465 | 2477.6465 | 2477.6465 | 2477.6465 | 2477.6465 | 2477.6465 | 2477.6465 | 2477.6465 | 2477.6465 | 4204.8227 | 4204.8227 | 4204.8227 | 4297.7603 | 4572.2895 | 5375.5846 | 5760.5736 | 5307.6836 | 5579.0515 | 6521.984 | 6521.984 | 6521.984 | 7040.2131
QLD1 | Solar PV | 2017.635 | 2827.62 | 2827.62 | 2827.62 | 2827.62 | 2827.62 | 2827.62 | 2827.62 | 2827.62 | 2827.62 | 2827.62 | 2827.62 | 2827.62 | 2827.62 | 2827.62 | 2706.62 | 2656.62 | 2656.62 | 2656.62 | 2656.62 | 2656.62 | 3663.5193 | 3581.7904 | 3380.6904 | 3865.6268 | 5497.9807 | 5387.5807 | 4856.6807 | 5442.9589
QLD1 | Grid Battery | 0 | 20 | 20 | 20 | 20 | 20 | 20 | 20 | 20 | 20 | 20 | 20 | 20 | 20 | 20 | 20 | 285.1097 | 285.1097 | 285.1097 | 319.1866 | 845.8247 | 1164.1643 | 1164.1643 | 1660.5839 | 1660.5839 | 1660.5839 | 1660.5839 | 1660.5839 | 2043.8754
QLD1 | Pumped Hydro | 570 | 570 | 570 | 570 | 570 | 570 | 570 | 570 | 570 | 570 | 570 | 570 | 570 | 570 | 570 | 570 | 570.0002 | 570.0002 | 570.0002 | 570.0002 | 658.4814 | 969.8394 | 969.8394 | 969.8394 | 1516.0008 | 2656.938 | 2656.938 | 2656.938 | 2656.938
QLD1 | VPP | 2.603 | 3.317 | 4.026 | 5.403 | 7.677 | 9.803 | 12.359 | 14.691 | 17.29 | 18.852 | 24.22 | 26.67 | 30.579 | 33.136 | 34.83 | 36.323 | 37.834 | 39.483 | 41.237 | 42.889 | 44.434 | 46.046 | 47.854 | 49.667 | 51.432 | 53.152 | 54.833 | 56.545 | 58.297
Total excluding storage |  | 14479.543 | 15789.528 | 15789.528 | 14204.6571 | 14204.6571 | 13409.528 | 13750.7995 | 13260.8294 | 13163.083 | 13163.083 | 13163.083 | 13163.083 | 12871.083 | 12754.083 | 12566.1615 | 11962.0371 | 13438.5963 | 13438.5963 | 13295.1963 | 13388.1339 | 13662.6632 | 14662.8575 | 14698.864 | 13547.874 | 13294.6783 | 15330.1981 | 15219.7981 | 15387.2807 | 15972.788
Region | Technology | 2021-22 | 2022-23 | 2023-24 | 2024-25 | 2025-26 | 2026-27 | 2027-28 | 2028-29 | 2029-30 | 2030-31 | 2031-32 | 2032-33 | 2033-34 | 2034-35 | 2035-36 | 2036-37 | 2037-38 | 2038-39 | 2039-40 | 2040-41 | 2041-42 | 2042-43 | 2043-44 | 2044-45 | 2045-46 | 2046-47 | 2047-48 | 2048-49 | 2049-50
VIC1 | Black Coal | 0 | 0 | 0 | 0 | 0 | 0 | 0 | 0 | 0 | 0 | 0 | 0 | 0 | 0 | 0 | 0 | 0 | 0 | 0 | 0 | 0 | 0 | 0 | 0 | 0 | 0 | 0 | 0 | 0
VIC1 | Brown Coal | 4790 | 4790 | 4790 | 2428.9191 | 2428.9191 | 2235.5485 | 2235.5485 | 2235.5485 | 2235.5485 | 2235.5485 | 2235.5485 | 2235.5485 | 2235.5485 | 2235.5485 | 2235.5485 | 2235.5485 | 2235.5485 | 2235.5485 | 2235.5485 | 2235.5485 | 2235.5485 | 2235.5485 | 2235.5485 | 2235.5485 | 2235.5485 | 2235.5485 | 1120.5485 | 0 | 0
VIC1 | CCGT | 0 | 0 | 0 | 0 | 0 | 0 | 0 | 0 | 0 | 0 | 0 | 0 | 0 | 0 | 0 | 0 | 0 | 0 | 0 | 0 | 0 | 0 | 0 | 0 | 0 | 0 | 0 | 0 | 0
VIC1 | Gas - Steam | 500 | 500 | 500 | 500 | 500 | 500 | 500 | 500 | 500 | 500 | 500 | 500 | 500 | 500 | 500 | 500 | 500 | 500 | 0 | 0 | 0 | 0 | 0 | 0 | 0 | 0 | 0 | 0 | 0
VIC1 | OCGT / Diesel | 1900 | 1900 | 1900 | 1900 | 1900 | 1900 | 1900 | 1900 | 1900 | 1900 | 1900 | 1900 | 1730 | 1730 | 1730 | 1730 | 1730 | 1730 | 1290 | 1290 | 1290 | 1196 | 1196 | 1196 | 1196 | 1196 | 612 | 612 | 612
VIC1 | Hydro | 2219 | 2219 | 2219 | 2219 | 2219 | 2219 | 2219 | 2219 | 2219 | 2219 | 2219 | 2219 | 2219 | 2219 | 2219 | 2219 | 2219 | 2219 | 2219 | 2219 | 2219 | 2219 | 2219 | 2219 | 2219 | 2219 | 2219 | 2219 | 2219
VIC1 | Wind | 3434.44 | 4322.2 | 4322.2 | 4322.2 | 4322.2 | 4322.2 | 4322.2 | 4322.2 | 4322.2 | 4322.2 | 4322.2 | 4322.2 | 4269.7 | 4269.7 | 4269.7 | 4269.7 | 4202.5 | 3782.5 | 3590.5003 | 3678.5931 | 3678.5931 | 3692.3335 | 3976.202 | 3664.202 | 3845.638 | 3998.9227 | 6172.5793 | 7935.3402 | 7647.1333
VIC1 | Solar PV | 1098.973 | 1098.973 | 1098.973 | 1098.973 | 1098.973 | 1098.973 | 1098.973 | 1098.973 | 1098.973 | 1098.973 | 1098.973 | 1098.973 | 1098.973 | 1098.973 | 1098.973 | 1098.973 | 1098.973 | 1098.973 | 1098.973 | 1098.973 | 1098.973 | 1098.973 | 1098.973 | 991.453 | 960.35 | 960.35 | 1340.35 | 2055.521 | 2397.4881
VIC1 | Grid Battery | 55.33 | 375.33 | 375.33 | 375.33 | 375.33 | 375.33 | 375.33 | 375.33 | 375.33 | 375.33 | 375.33 | 375.33 | 320 | 320 | 320 | 320 | 320 | 320 | 446.1731 | 446.1731 | 826.244 | 526.244 | 527.2257 | 883.8688 | 883.8688 | 883.8688 | 883.8688 | 1693.786 | 1693.786
VIC1 | Pumped Hydro | 0 | 0 | 0 | 0 | 0 | 0 | 0 | 0 | 0 | 0 | 0 | 0 | 0 | 0 | 0 | 0 | 0.00010708 | 0.00010712 | 207.5784 | 207.5784 | 234.8972 | 234.8972 | 234.8972 | 234.8972 | 349.0467 | 349.0467 | 618.0877 | 1155.4354 | 1155.4354
VIC1 | VPP | 3.731 | 5.337 | 6.562 | 8.868 | 11.994 | 15.011 | 18.664 | 22.177 | 26.3 | 29 | 38.307 | 44.082 | 52.345 | 57.273 | 60.753 | 63.832 | 66.791 | 69.883 | 73.295 | 76.876 | 80.486 | 84.222 | 88.149 | 92.06 | 95.945 | 99.82 | 103.664 | 107.599 | 111.657
Total excluding storage |  | 13942.413 | 14830.173 | 14830.173 | 12469.0921 | 12469.0921 | 12275.7215 | 12275.7215 | 12275.7215 | 12275.7215 | 12275.7215 | 12275.7215 | 12275.7215 | 12053.2215 | 12053.2215 | 12053.2215 | 12053.2215 | 11986.0215 | 11566.0215 | 10434.0218 | 10522.1146 | 10522.1146 | 10441.855 | 10725.7235 | 10306.2035 | 10456.5365 | 10609.8212 | 11464.4778 | 12821.8612 | 12875.6214
Region | Technology | 2021-22 | 2022-23 | 2023-24 | 2024-25 | 2025-26 | 2026-27 | 2027-28 | 2028-29 | 2029-30 | 2030-31 | 2031-32 | 2032-33 | 2033-34 | 2034-35 | 2035-36 | 2036-37 | 2037-38 | 2038-39 | 2039-40 | 2040-41 | 2041-42 | 2042-43 | 2043-44 | 2044-45 | 2045-46 | 2046-47 | 2047-48 | 2048-49 | 2049-50
SA1 | Black Coal | 0 | 0 | 0 | 0 | 0 | 0 | 0 | 0 | 0 | 0 | 0 | 0 | 0 | 0 | 0 | 0 | 0 | 0 | 0 | 0 | 0 | 0 | 0 | 0 | 0 | 0 | 0 | 0 | 0
SA1 | Brown Coal | 0 | 0 | 0 | 0 | 0 | 0 | 0 | 0 | 0 | 0 | 0 | 0 | 0 | 0 | 0 | 0 | 0 | 0 | 0 | 0 | 0 | 0 | 0 | 0 | 0 | 0 | 0 | 0 | 0
SA1 | CCGT | 709 | 709 | 529 | 529 | 529 | 529 | 529 | 529 | 529 | 529 | 529 | 529 | 529 | 529 | 529 | 529 | 0 | 0 | 0 | 0 | 0 | 0 | 0 | 0 | 0 | 0 | 0 | 0 | 0
SA1 | Gas - Steam | 800 | 800 | 800 | 800 | 800 | 800 | 800 | 800 | 800 | 800 | 800 | 800 | 800 | 800 | 0 | 0 | 0 | 0 | 0 | 0 | 0 | 0 | 0 | 0 | 0 | 0 | 0 | 0 | 0
SA1 | OCGT / Diesel | 1437.14 | 1437.14 | 1437.14 | 1437.14 | 1437.14 | 1437.14 | 1437.14 | 1437.14 | 1437.14 | 1054.64 | 1054.64 | 785.3 | 785.3 | 785.3 | 705.3 | 705.3 | 705.3 | 705.3 | 705.3 | 705.3 | 705.3 | 705.3 | 705.3 | 415.4782 | 415.4782 | 415.4782 | 415.4782 | 532.0717 | 532.0717
SA1 | Hydro | 0 | 0 | 0 | 0 | 0 | 0 | 0 | 0 | 0 | 0 | 0 | 0 | 0 | 0 | 0 | 0 | 0 | 0 | 0 | 0 | 0 | 0 | 0 | 0 | 0 | 0 | 0 | 0 | 0
SA1 | Wind | 2053.31 | 2349.71 | 2349.71 | 2349.71 | 2349.71 | 2349.71 | 2316.71 | 2316.71 | 2225.96 | 2113.96 | 2113.96 | 2113.96 | 2015.26 | 2015.26 | 1793.36 | 1608.56 | 2392.5359 | 2961.2048 | 3143.7592 | 3165.6008 | 3165.6008 | 3359.0383 | 3145.1783 | 3183.3467 | 2864.4372 | 3139.0041 | 3145.7014 | 3145.7014 | 3345.7014
SA1 | Solar PV | 353 | 432.2 | 432.2 | 432.2 | 432.2 | 432.2 | 432.2 | 432.2 | 432.2 | 432.2 | 432.2 | 432.2 | 432.2 | 432.2 | 432.2 | 432.2 | 432.2 | 432.2 | 432.2 | 432.2 | 432.2 | 478.5848 | 728.1986 | 618.1986 | 750.9962 | 750.9962 | 1249.2128 | 1501.4834 | 1393.4834
SA1 | Grid Battery | 205 | 205 | 205 | 205 | 205 | 205 | 205 | 205 | 205 | 175 | 175 | 175 | 175 | 150 | 150 | 150 | 150 | 150 | 282.1908 | 282.1908 | 765.5453 | 765.5453 | 765.5453 | 1022.7629 | 1022.7629 | 1022.7629 | 1022.7629 | 1022.7629 | 1022.7629
SA1 | Pumped Hydro | 0 | 0 | 0 | 0 | 0 | 0 | 0 | 0 | 0 | 0 | 0 | 0 | 0 | 0 | 0 | 0 | 0 | 0 | 0 | 0 | 0 | 0 | 0 | 0 | 0 | 0 | 0 | 0 | 0
SA1 | VPP | 3.332 | 5.788 | 7.33 | 9.022 | 10.892 | 13.305 | 15.805 | 18.292 | 20.649 | 22.005 | 23.441 | 24.951 | 26.615 | 28.315 | 29.831 | 31.335 | 32.863 | 34.455 | 36.142 | 37.889 | 39.684 | 41.551 | 43.511 | 45.537 | 47.623 | 49.772 | 51.99 | 54.295 | 56.693
Total excluding storage |  | 5352.45 | 5728.05 | 5548.05 | 5548.05 | 5548.05 | 5548.05 | 5515.05 | 5515.05 | 5424.3 | 4929.8 | 4929.8 | 4660.46 | 4561.76 | 4561.76 | 3459.86 | 3275.06 | 3530.0359 | 4098.7048 | 4281.2592 | 4303.1008 | 4303.1008 | 4542.9231 | 4578.6769 | 4217.0235 | 4030.9116 | 4305.4785 | 4810.3923 | 5179.2565 | 5271.2566
Region | Technology | 2021-22 | 2022-23 | 2023-24 | 2024-25 | 2025-26 | 2026-27 | 2027-28 | 2028-29 | 2029-30 | 2030-31 | 2031-32 | 2032-33 | 2033-34 | 2034-35 | 2035-36 | 2036-37 | 2037-38 | 2038-39 | 2039-40 | 2040-41 | 2041-42 | 2042-43 | 2043-44 | 2044-45 | 2045-46 | 2046-47 | 2047-48 | 2048-49 | 2049-50
TAS1 | Black Coal | 0 | 0 | 0 | 0 | 0 | 0 | 0 | 0 | 0 | 0 | 0 | 0 | 0 | 0 | 0 | 0 | 0 | 0 | 0 | 0 | 0 | 0 | 0 | 0 | 0 | 0 | 0 | 0 | 0
TAS1 | Brown Coal | 0 | 0 | 0 | 0 | 0 | 0 | 0 | 0 | 0 | 0 | 0 | 0 | 0 | 0 | 0 | 0 | 0 | 0 | 0 | 0 | 0 | 0 | 0 | 0 | 0 | 0 | 0 | 0 | 0
TAS1 | CCGT | 208 | 208 | 208 | 208 | 208 | 208 | 208 | 208 | 208 | 208 | 208 | 208 | 208 | 208 | 208 | 208 | 208 | 208 | 208 | 208 | 208 | 208 | 208 | 208 | 208 | 208 | 208 | 208 | 208
TAS1 | Gas - Steam | 0 | 0 | 0 | 0 | 0 | 0 | 0 | 0 | 0 | 0 | 0 | 0 | 0 | 0 | 0 | 0 | 0 | 0 | 0 | 0 | 0 | 0 | 0 | 0 | 0 | 0 | 0 | 0 | 0
TAS1 | OCGT / Diesel | 178 | 178 | 178 | 178 | 178 | 178 | 178 | 178 | 178 | 178 | 178 | 178 | 178 | 178 | 178 | 178 | 178 | 178 | 178 | 58 | 58 | 58 | 58 | 58 | 58 | 58 | 58 | 58 | 58
TAS1 | Hydro | 2408.9 | 2408.9 | 2408.9 | 2408.9 | 2408.9 | 2408.9 | 2658.9 | 2658.9 | 2658.9 | 2658.9 | 2658.9 | 2658.9 | 2658.9 | 2658.9 | 2658.9 | 2658.9 | 2658.9 | 2658.9 | 2658.9 | 2658.9 | 2658.9 | 2658.9 | 2658.9 | 2658.9 | 2658.9 | 2658.9 | 2658.9 | 2658.9 | 2658.9
TAS1 | Wind | 567.75 | 567.75 | 709.4058 | 851.0618 | 992.4539 | 1129.6093 | 1266.765 | 1403.9204 | 1541.0758 | 1682.4035 | 1824.2073 | 1966.775 | 2109.343 | 2251.9107 | 2394.4784 | 2537.0464 | 2679.6141 | 2822.3425 | 2970.0781 | 3117.8134 | 3117.8134 | 3117.8134 | 3117.8134 | 2969.4134 | 2969.4134 | 2969.4134 | 2969.4134 | 2969.4134 | 2969.4134
TAS1 | Solar PV | 0 | 0 | 0 | 0 | 0 | 0 | 0 | 0 | 0 | 0 | 0 | 0 | 0 | 0 | 0 | 0 | 0 | 0 | 0 | 0 | 0 | 0 | 0 | 0 | 0 | 0 | 0 | 0 | 0
TAS1 | Grid Battery | 0 | 0 | 0 | 0 | 0 | 0 | 0 | 0 | 0 | 0 | 0 | 0 | 0 | 0 | 0 | 0 | 0 | 0 | 0 | 0 | 0 | 0 | 0 | 0 | 0 | 0 | 0 | 0 | 0
TAS1 | Pumped Hydro | 0 | 0 | 0 | 0 | 0 | 0 | 0 | 0 | 0 | 0 | 0 | 0 | 0 | 0 | 0 | 0 | 0 | 0 | 0 | 0 | 0 | 0 | 0 | 0 | 0 | 0 | 0 | 0 | 0
TAS1 | VPP | 0.44 | 0.556 | 0.666 | 0.899 | 1.187 | 1.539 | 1.937 | 2.273 | 2.657 | 2.881 | 3.642 | 3.97 | 4.496 | 4.849 | 5.053 | 5.218 | 5.369 | 5.522 | 5.695 | 5.875 | 6.049 | 6.225 | 6.407 | 6.581 | 6.745 | 6.9 | 7.052 | 7.205 | 7.36
Total excluding storage |  | 3362.65 | 3362.65 | 3504.3058 | 3645.9618 | 3787.3539 | 3924.5093 | 4311.665 | 4448.8204 | 4585.9758 | 4727.3035 | 4869.1073 | 5011.675 | 5154.243 | 5296.8107 | 5439.3784 | 5581.9464 | 5724.5141 | 5867.2425 | 6014.9781 | 6042.7134 | 6042.7134 | 6042.7134 | 6042.7134 | 5894.3134 | 5894.3134 | 5894.3134 | 5894.3134 | 5894.3134 | 5894.3134
Explicitly modelled pumping
Region | Technology | 2021-22 | 2022-23 | 2023-24 | 2024-25 | 2025-26 | 2026-27 | 2027-28 | 2028-29 | 2029-30 | 2030-31 | 2031-32 | 2032-33 | 2033-34 | 2034-35 | 2035-36 | 2036-37 | 2037-38 | 2038-39 | 2039-40 | 2040-41 | 2041-42 | 2042-43 | 2043-44 | 2044-45 | 2045-46 | 2046-47 | 2047-48 | 2048-49 | 2049-50
NEM | Grid Battery pump | 260.33 | 600.33 | 600.33 | 600.33 | 600.33 | 600.33 | 600.33 | 600.33 | 600.33 | 570.33 | 570.33 | 570.33 | 515 | 490 | 490 | 490 | 755.1097 | 755.1097 | 1013.4737 | 1047.5506 | 2437.6141 | 2455.9536 | 2507.1018 | 3897.2083 | 3964.589 | 3967.8771 | 3967.8771 | 4777.7943 | 5161.0858
NEM | Pumped Hydro Pump | 1330 | 1330 | 1330 | 1330 | 3370 | 3370 | 3370 | 3370 | 5370 | 5370 | 5370 | 5370 | 5370 | 5370 | 5370 | 5370 | 5370.0003 | 5370.0003 | 5577.5786 | 5577.5787 | 5693.3786 | 6004.7366 | 6004.7366 | 6004.7366 | 6665.0475 | 7805.9847 | 8075.0257 | 8612.3734 | 8612.3734
NEM | VPP pump | 16.664 | 23.784 | 29.264 | 39.576 | 51.967 | 65.293 | 79.86 | 94.306 | 109.741 | 119.148 | 146.679 | 164.379 | 187.385 | 202.9 | 213.633 | 223.149 | 232.423 | 242.169 | 252.817 | 263.667 | 274.382 | 285.466 | 297.338 | 309.263 | 321.064 | 332.771 | 344.395 | 356.261 | 368.479
Region | Technology | 2021-22 | 2022-23 | 2023-24 | 2024-25 | 2025-26 | 2026-27 | 2027-28 | 2028-29 | 2029-30 | 2030-31 | 2031-32 | 2032-33 | 2033-34 | 2034-35 | 2035-36 | 2036-37 | 2037-38 | 2038-39 | 2039-40 | 2040-41 | 2041-42 | 2042-43 | 2043-44 | 2044-45 | 2045-46 | 2046-47 | 2047-48 | 2048-49 | 2049-50
NSW1 | Grid Battery pump | 0 | 0 | 0 | 0 | 0 | 0 | 0 | 0 | 0 | 0 | 0 | 0 | 0 | 0 | 0 | 0 | 0 | 0 | 0 | 0 | 0 | 0 | 50.1664 | 329.9927 | 397.3734 | 400.6615 | 400.6615 | 400.6615 | 400.6615
NSW1 | Pumped Hydro Pump | 840 | 840 | 840 | 840 | 2880 | 2880 | 2880 | 2880 | 4880 | 4880 | 4880 | 4880 | 4880 | 4880 | 4880 | 4880 | 4880 | 4880 | 4880 | 4880.0001 | 4880 | 4880 | 4880 | 4880 | 4880 | 4880 | 4880 | 4880 | 4880
NSW1 | VPP pump | 6.558 | 8.786 | 10.68 | 15.384 | 20.217 | 25.635 | 31.095 | 36.873 | 42.845 | 46.41 | 57.069 | 64.706 | 73.35 | 79.327 | 83.166 | 86.441 | 89.566 | 92.826 | 96.448 | 100.138 | 103.729 | 107.422 | 111.417 | 115.418 | 119.319 | 123.127 | 126.856 | 130.617 | 134.472
Region | Technology | 2021-22 | 2022-23 | 2023-24 | 2024-25 | 2025-26 | 2026-27 | 2027-28 | 2028-29 | 2029-30 | 2030-31 | 2031-32 | 2032-33 | 2033-34 | 2034-35 | 2035-36 | 2036-37 | 2037-38 | 2038-39 | 2039-40 | 2040-41 | 2041-42 | 2042-43 | 2043-44 | 2044-45 | 2045-46 | 2046-47 | 2047-48 | 2048-49 | 2049-50
QLD1 | Grid Battery pump | 0 | 20 | 20 | 20 | 20 | 20 | 20 | 20 | 20 | 20 | 20 | 20 | 20 | 20 | 20 | 20 | 285.1097 | 285.1097 | 285.1097 | 319.1866 | 845.8247 | 1164.1643 | 1164.1643 | 1660.5839 | 1660.5839 | 1660.5839 | 1660.5839 | 1660.5839 | 2043.8754
QLD1 | Pumped Hydro Pump | 490 | 490 | 490 | 490 | 490 | 490 | 490 | 490 | 490 | 490 | 490 | 490 | 490 | 490 | 490 | 490 | 490.0002 | 490.0002 | 490.0002 | 490.0002 | 578.4814 | 889.8394 | 889.8394 | 889.8394 | 1436.0008 | 2576.938 | 2576.938 | 2576.938 | 2576.938
QLD1 | VPP pump | 2.603 | 3.317 | 4.026 | 5.403 | 7.677 | 9.803 | 12.359 | 14.691 | 17.29 | 18.852 | 24.22 | 26.67 | 30.579 | 33.136 | 34.83 | 36.323 | 37.834 | 39.483 | 41.237 | 42.889 | 44.434 | 46.046 | 47.854 | 49.667 | 51.432 | 53.152 | 54.833 | 56.545 | 58.297
Region | Technology | 2021-22 | 2022-23 | 2023-24 | 2024-25 | 2025-26 | 2026-27 | 2027-28 | 2028-29 | 2029-30 | 2030-31 | 2031-32 | 2032-33 | 2033-34 | 2034-35 | 2035-36 | 2036-37 | 2037-38 | 2038-39 | 2039-40 | 2040-41 | 2041-42 | 2042-43 | 2043-44 | 2044-45 | 2045-46 | 2046-47 | 2047-48 | 2048-49 | 2049-50
VIC1 | Grid Battery pump | 55.33 | 375.33 | 375.33 | 375.33 | 375.33 | 375.33 | 375.33 | 375.33 | 375.33 | 375.33 | 375.33 | 375.33 | 320 | 320 | 320 | 320 | 320 | 320 | 446.1731 | 446.1731 | 826.244 | 526.244 | 527.2257 | 883.8688 | 883.8688 | 883.8688 | 883.8688 | 1693.786 | 1693.786
VIC1 | Pumped Hydro Pump | 0 | 0 | 0 | 0 | 0 | 0 | 0 | 0 | 0 | 0 | 0 | 0 | 0 | 0 | 0 | 0 | 0.00010708 | 0.00010712 | 207.5784 | 207.5784 | 234.8972 | 234.8972 | 234.8972 | 234.8972 | 349.0467 | 349.0467 | 618.0877 | 1155.4354 | 1155.4354
VIC1 | VPP pump | 3.731 | 5.337 | 6.562 | 8.868 | 11.994 | 15.011 | 18.664 | 22.177 | 26.3 | 29 | 38.307 | 44.082 | 52.345 | 57.273 | 60.753 | 63.832 | 66.791 | 69.883 | 73.295 | 76.876 | 80.486 | 84.222 | 88.149 | 92.06 | 95.945 | 99.82 | 103.664 | 107.599 | 111.657
Region | Technology | 2021-22 | 2022-23 | 2023-24 | 2024-25 | 2025-26 | 2026-27 | 2027-28 | 2028-29 | 2029-30 | 2030-31 | 2031-32 | 2032-33 | 2033-34 | 2034-35 | 2035-36 | 2036-37 | 2037-38 | 2038-39 | 2039-40 | 2040-41 | 2041-42 | 2042-43 | 2043-44 | 2044-45 | 2045-46 | 2046-47 | 2047-48 | 2048-49 | 2049-50
SA1 | Grid Battery pump | 205 | 205 | 205 | 205 | 205 | 205 | 205 | 205 | 205 | 175 | 175 | 175 | 175 | 150 | 150 | 150 | 150 | 150 | 282.1908 | 282.1908 | 765.5453 | 765.5453 | 765.5453 | 1022.7629 | 1022.7629 | 1022.7629 | 1022.7629 | 1022.7629 | 1022.7629
SA1 | Pumped Hydro Pump | 0 | 0 | 0 | 0 | 0 | 0 | 0 | 0 | 0 | 0 | 0 | 0 | 0 | 0 | 0 | 0 | 0 | 0 | 0 | 0 | 0 | 0 | 0 | 0 | 0 | 0 | 0 | 0 | 0
SA1 | VPP pump | 3.332 | 5.788 | 7.33 | 9.022 | 10.892 | 13.305 | 15.805 | 18.292 | 20.649 | 22.005 | 23.441 | 24.951 | 26.615 | 28.315 | 29.831 | 31.335 | 32.863 | 34.455 | 36.142 | 37.889 | 39.684 | 41.551 | 43.511 | 45.537 | 47.623 | 49.772 | 51.99 | 54.295 | 56.693
Region | Technology | 2021-22 | 2022-23 | 2023-24 | 2024-25 | 2025-26 | 2026-27 | 2027-28 | 2028-29 | 2029-30 | 2030-31 | 2031-32 | 2032-33 | 2033-34 | 2034-35 | 2035-36 | 2036-37 | 2037-38 | 2038-39 | 2039-40 | 2040-41 | 2041-42 | 2042-43 | 2043-44 | 2044-45 | 2045-46 | 2046-47 | 2047-48 | 2048-49 | 2049-50
TAS1 | Grid Battery pump | 0 | 0 | 0 | 0 | 0 | 0 | 0 | 0 | 0 | 0 | 0 | 0 | 0 | 0 | 0 | 0 | 0 | 0 | 0 | 0 | 0 | 0 | 0 | 0 | 0 | 0 | 0 | 0 | 0
TAS1 | Pumped Hydro Pump | 0 | 0 | 0 | 0 | 0 | 0 | 0 | 0 | 0 | 0 | 0 | 0 | 0 | 0 | 0 | 0 | 0 | 0 | 0 | 0 | 0 | 0 | 0 | 0 | 0 | 0 | 0 | 0 | 0
TAS1 | VPP pump | 0.44 | 0.556 | 0.666 | 0.899 | 1.187 | 1.539 | 1.937 | 2.273 | 2.657 | 2.881 | 3.642 | 3.97 | 4.496 | 4.849 | 5.053 | 5.218 | 5.369 | 5.522 | 5.695 | 5.875 | 6.049 | 6.225 | 6.407 | 6.581 | 6.745 | 6.9 | 7.052 | 7.205 | 7.36
Non-controllable capacity
Region | Technology | 2021-22 | 2022-23 | 2023-24 | 2024-25 | 2025-26 | 2026-27 | 2027-28 | 2028-29 | 2029-30 | 2030-31 | 2031-32 | 2032-33 | 2033-34 | 2034-35 | 2035-36 | 2036-37 | 2037-38 | 2038-39 | 2039-40 | 2040-41 | 2041-42 | 2042-43 | 2043-44 | 2044-45 | 2045-46 | 2046-47 | 2047-48 | 2048-49 | 2049-50
NEM | Distributed PV | 12071.9601 | 12836.0361 | 13523.7203 | 14178.8822 | 14835.3555 | 15512.5326 | 16239.5508 | 16947.0386 | 17304.9306 | 17661.8011 | 18071.8312 | 18473.5992 | 18889.9324 | 19279.6463 | 19731.7674 | 20174.5607 | 20632.9484 | 21060.8571 | 21555.5786 | 22035.2366 | 22529.408 | 22994.5294 | 23523.7678 | 24037.3582 | 24568.6893 | 25073.3722 | 25638.2168 | 26197.5392 | 26773.1224
NEM | Behind the meter battery | 514.2 | 585.4 | 595.3 | 686 | 782.7 | 866.9 | 945.3 | 1004.4 | 1060.4 | 1110.7 | 1327.7 | 1440 | 1591.4 | 1670 | 1705.2 | 1728.8 | 1748.8 | 1771.3 | 1798.9 | 1826 | 1850.6 | 1875.9 | 1904.8 | 1932 | 1957.1 | 1979.7 | 2000.5 | 2021.5 | 2042.8
NEM | Behind the meter battery pump | 514.2 | 585.4 | 595.3 | 686 | 782.7 | 866.9 | 945.3 | 1004.4 | 1060.4 | 1110.7 | 1327.7 | 1440 | 1591.4 | 1670 | 1705.2 | 1728.8 | 1748.8 | 1771.3 | 1798.9 | 1826 | 1850.6 | 1875.9 | 1904.8 | 1932 | 1957.1 | 1979.7 | 2000.5 | 2021.5 | 2042.8
Region | Technology | 2021-22 | 2022-23 | 2023-24 | 2024-25 | 2025-26 | 2026-27 | 2027-28 | 2028-29 | 2029-30 | 2030-31 | 2031-32 | 2032-33 | 2033-34 | 2034-35 | 2035-36 | 2036-37 | 2037-38 | 2038-39 | 2039-40 | 2040-41 | 2041-42 | 2042-43 | 2043-44 | 2044-45 | 2045-46 | 2046-47 | 2047-48 | 2048-49 | 2049-50
NSW1 | Distributed PV | 3430.8612 | 3527.2651 | 3614.3143 | 3699.3742 | 3789.5904 | 3891.8215 | 4014.3248 | 4133.0652 | 4245.4669 | 4356.5247 | 4487.0786 | 4613.9457 | 4737.3366 | 4858.6192 | 5000.9756 | 5145.5395 | 5282.184 | 5417.1154 | 5576.6413 | 5731.6154 | 5876.7806 | 6020.8082 | 6185.689 | 6344.5854 | 6498.3271 | 6651.7908 | 6826.6012 | 6999.4085 | 7167.53
NSW1 | Behind the meter battery | 201.8 | 215.1 | 216 | 265.7 | 303.3 | 339.1 | 366.6 | 391.3 | 412.5 | 431 | 514.9 | 565.5 | 621.4 | 651.4 | 662.3 | 668.2 | 672.5 | 677.5 | 684.8 | 692 | 698 | 704.3 | 712.1 | 719.4 | 725.6 | 730.8 | 735.1 | 739.4 | 743.7
NSW1 | Behind the meter battery pump | 201.8 | 215.1 | 216 | 265.7 | 303.3 | 339.1 | 366.6 | 391.3 | 412.5 | 431 | 514.9 | 565.5 | 621.4 | 651.4 | 662.3 | 668.2 | 672.5 | 677.5 | 684.8 | 692 | 698 | 704.3 | 712.1 | 719.4 | 725.6 | 730.8 | 735.1 | 739.4 | 743.7
Region | Technology | 2021-22 | 2022-23 | 2023-24 | 2024-25 | 2025-26 | 2026-27 | 2027-28 | 2028-29 | 2029-30 | 2030-31 | 2031-32 | 2032-33 | 2033-34 | 2034-35 | 2035-36 | 2036-37 | 2037-38 | 2038-39 | 2039-40 | 2040-41 | 2041-42 | 2042-43 | 2043-44 | 2044-45 | 2045-46 | 2046-47 | 2047-48 | 2048-49 | 2049-50
QLD1 | Distributed PV | 3741.7238 | 3869.0981 | 3973.6735 | 4075.8552 | 4172.314 | 4278.4141 | 4391.7895 | 4494.34 | 4600.5328 | 4727.8011 | 4862.3166 | 4995.4091 | 5135.1279 | 5271.4915 | 5416.5844 | 5560.3624 | 5711.0651 | 5858.7107 | 6015.515 | 6171.571 | 6334.8512 | 6495.4532 | 6665.5414 | 6835.2177 | 7012.493 | 7187.5078 | 7372.4627 | 7557.1951 | 7749.9919
QLD1 | Behind the meter battery | 79.2 | 80.1 | 80.3 | 92 | 113.9 | 128.2 | 144.3 | 154.2 | 164.6 | 173.1 | 216.9 | 231 | 257 | 270.1 | 275.5 | 278.8 | 282.2 | 286.3 | 291 | 294.6 | 297.3 | 300.2 | 304.1 | 307.9 | 311.2 | 313.8 | 316.2 | 318.6 | 320.9
QLD1 | Behind the meter battery pump | 79.2 | 80.1 | 80.3 | 92 | 113.9 | 128.2 | 144.3 | 154.2 | 164.6 | 173.1 | 216.9 | 231 | 257 | 270.1 | 275.5 | 278.8 | 282.2 | 286.3 | 291 | 294.6 | 297.3 | 300.2 | 304.1 | 307.9 | 311.2 | 313.8 | 316.2 | 318.6 | 320.9
Region | Technology | 2021-22 | 2022-23 | 2023-24 | 2024-25 | 2025-26 | 2026-27 | 2027-28 | 2028-29 | 2029-30 | 2030-31 | 2031-32 | 2032-33 | 2033-34 | 2034-35 | 2035-36 | 2036-37 | 2037-38 | 2038-39 | 2039-40 | 2040-41 | 2041-42 | 2042-43 | 2043-44 | 2044-45 | 2045-46 | 2046-47 | 2047-48 | 2048-49 | 2049-50
VIC1 | Distributed PV | 3041.4624 | 3518.1757 | 3971.6673 | 4412.0893 | 4853.275 | 5291.2838 | 5750.236 | 6186.4027 | 6286.932 | 6368.0063 | 6473.0152 | 6560.8448 | 6673.5508 | 6766.6424 | 6889.6154 | 6988.2177 | 7116.9713 | 7221.569 | 7356.466 | 7467.3854 | 7608.9017 | 7726.6891 | 7875.322 | 8000.5227 | 8154.3054 | 8285.5073 | 8442.7184 | 8582.5143 | 8748.4613
VIC1 | Behind the meter battery | 115.8 | 132 | 134 | 154.3 | 181.6 | 200.5 | 222.3 | 237.7 | 255.9 | 272.2 | 349.4 | 389.1 | 448 | 474.7 | 488.1 | 497.5 | 505.4 | 513.9 | 524.2 | 535 | 545.4 | 556 | 567.3 | 577.6 | 587.3 | 596.3 | 604.5 | 612.8 | 621.3
VIC1 | Behind the meter battery pump | 115.8 | 132 | 134 | 154.3 | 181.6 | 200.5 | 222.3 | 237.7 | 255.9 | 272.2 | 349.4 | 389.1 | 448 | 474.7 | 488.1 | 497.5 | 505.4 | 513.9 | 524.2 | 535 | 545.4 | 556 | 567.3 | 577.6 | 587.3 | 596.3 | 604.5 | 612.8 | 621.3
Region | Technology | 2021-22 | 2022-23 | 2023-24 | 2024-25 | 2025-26 | 2026-27 | 2027-28 | 2028-29 | 2029-30 | 2030-31 | 2031-32 | 2032-33 | 2033-34 | 2034-35 | 2035-36 | 2036-37 | 2037-38 | 2038-39 | 2039-40 | 2040-41 | 2041-42 | 2042-43 | 2043-44 | 2044-45 | 2045-46 | 2046-47 | 2047-48 | 2048-49 | 2049-50
SA1 | Distributed PV | 1673.4667 | 1732.8694 | 1772.1978 | 1795.6398 | 1822.1359 | 1849.3844 | 1879.1234 | 1926.8971 | 1963.3836 | 1998.2747 | 2035.4872 | 2084.6971 | 2122.6241 | 2158.9148 | 2197.706 | 2248.5938 | 2288.0676 | 2325.98 | 2366.3689 | 2418.8952 | 2460.0783 | 2499.7339 | 2542.0457 | 2596.5163 | 2639.7737 | 2681.556 | 2725.882 | 2782.2745 | 2827.4561
SA1 | Behind the meter battery | 103.9 | 144.7 | 151.6 | 158.6 | 166.2 | 178.9 | 189.4 | 197.3 | 202.1 | 207.8 | 213.7 | 219.9 | 227 | 234 | 239.2 | 244 | 248.5 | 253.4 | 258.6 | 263.9 | 269.2 | 274.6 | 280.4 | 286.2 | 292 | 297.9 | 303.9 | 310 | 316.3
SA1 | Behind the meter battery pump | 103.9 | 144.7 | 151.6 | 158.6 | 166.2 | 178.9 | 189.4 | 197.3 | 202.1 | 207.8 | 213.7 | 219.9 | 227 | 234 | 239.2 | 244 | 248.5 | 253.4 | 258.6 | 263.9 | 269.2 | 274.6 | 280.4 | 286.2 | 292 | 297.9 | 303.9 | 310 | 316.3
Region | Technology | 2021-22 | 2022-23 | 2023-24 | 2024-25 | 2025-26 | 2026-27 | 2027-28 | 2028-29 | 2029-30 | 2030-31 | 2031-32 | 2032-33 | 2033-34 | 2034-35 | 2035-36 | 2036-37 | 2037-38 | 2038-39 | 2039-40 | 2040-41 | 2041-42 | 2042-43 | 2043-44 | 2044-45 | 2045-46 | 2046-47 | 2047-48 | 2048-49 | 2049-50
TAS1 | Distributed PV | 184.446 | 188.6279 | 191.8675 | 195.9237 | 198.0401 | 201.6287 | 204.0771 | 206.3336 | 208.6153 | 211.1944 | 213.9334 | 218.7025 | 221.2929 | 223.9783 | 226.886 | 231.8473 | 234.6604 | 237.482 | 240.5874 | 245.7697 | 248.7962 | 251.845 | 255.1696 | 260.5161 | 263.7902 | 267.0104 | 270.5525 | 276.1467 | 279.6832
TAS1 | Behind the meter battery | 13.5 | 13.5 | 13.4 | 15.4 | 17.7 | 20.2 | 22.7 | 23.9 | 25.3 | 26.6 | 32.8 | 34.5 | 38 | 39.8 | 40.1 | 40.3 | 40.2 | 40.2 | 40.3 | 40.5 | 40.7 | 40.8 | 40.9 | 40.9 | 41 | 40.9 | 40.8 | 40.7 | 40.6
TAS1 | Behind the meter battery pump | 13.5 | 13.5 | 13.4 | 15.4 | 17.7 | 20.2 | 22.7 | 23.9 | 25.3 | 26.6 | 32.8 | 34.5 | 38 | 39.8 | 40.1 | 40.3 | 40.2 | 40.2 | 40.3 | 40.5 | 40.7 | 40.8 | 40.9 | 40.9 | 41 | 40.9 | 40.8 | 40.7 | 40.6

## Marinus_VOM Cost
VOM cost by technology ($000s) - Marinus Link, Slow Change Scenario
VOM | Real June 2020 dollars discounted to 1 July 2020
Explicitly modelled generation
Region | Technology | 2021-22 | 2022-23 | 2023-24 | 2024-25 | 2025-26 | 2026-27 | 2027-28 | 2028-29 | 2029-30 | 2030-31 | 2031-32 | 2032-33 | 2033-34 | 2034-35 | 2035-36 | 2036-37 | 2037-38 | 2038-39 | 2039-40 | 2040-41 | 2041-42 | 2042-43 | 2043-44 | 2044-45 | 2045-46 | 2046-47 | 2047-48 | 2048-49 | 2049-50
NEM | Black Coal | 323163.8183 | 279744.6375 | 265178.8742 | 262049.9712 | 239032.9692 | 210353.0006 | 181201.044 | 177967.1022 | 124812.6753 | 105987.0403 | 74147.6765 | 77304.2196 | 80807.6742 | 75146.9518 | 65007.3666 | 66892.5803 | 68616.5496 | 65551.6517 | 58102.4693 | 53702.6368 | 48431.1071 | 32419.242 | 25903.8392 | 21005.6787 | 17662.4647 | 13679.8866 | 12421.0382 | 11298.6933 | 10018.2055
NEM | Brown Coal | 105318.6985 | 87903.456 | 93112.4705 | 53064.7684 | 52860.8529 | 47176.7203 | 38691.6254 | 40772.1407 | 37486.2673 | 38968.8582 | 34208.1154 | 34301.71 | 34659.1535 | 31926.5362 | 30822.3629 | 29442.5347 | 26942.5701 | 27430.3255 | 24564.0314 | 22709.718 | 24016.1666 | 23323.4977 | 21650.1491 | 20794.7136 | 18886.9144 | 19763.6221 | 9346.7867 | 0 | 0
NEM | CCGT | 15859.7203 | 15241.0313 | 11718.5498 | 11257.8412 | 10373.8826 | 11326.8675 | 10481.1102 | 15614.1431 | 8974.5991 | 8607.8501 | 8573.9175 | 8762.0077 | 8167.9189 | 7834.9983 | 7402.0178 | 7126.7566 | 5927.2211 | 8406.4744 | 9973.2536 | 10617.0576 | 8167.8874 | 11683.4997 | 7621.1558 | 7370.0149 | 3726.6948 | 2661.5821 | 2570.0353 | 2469.0021 | 2379.3131
NEM | Gas - Steam | 1675.4216 | 1665.1592 | 1756.1839 | 646.3456 | 600.9558 | 598.5644 | 562.6023 | 874.2429 | 513.0325 | 497.4823 | 482.1409 | 470.2506 | 448.8321 | 428.5839 | 322.9404 | 307.1067 | 315.9017 | 287.952 | 261.6738 | 258.6935 | 241.8486 | 344.4885 | 391.7413 | 359.5635 | 496.1142 | 0 | 0 | 0 | 0
NEM | OCGT / Diesel | 251.349 | 146.9946 | 685.485 | 483.7131 | 136.4908 | 543.5832 | 214.8812 | 1506.7441 | 34.6644 | 20.6673 | 28.9789 | 388.489 | 218.1089 | 79.7005 | 445.2719 | 416.5286 | 1004.6518 | 986.5201 | 2551.4002 | 3871.3642 | 2770.2656 | 2320.482 | 7857.6498 | 3073.7668 | 4259.7274 | 3523.7932 | 6632.3768 | 8373.5318 | 8216.0122
NEM | Hydro | 90434.9266 | 86514.4234 | 80217.5751 | 99534.6049 | 95658.702 | 69340.9275 | 89530.746 | 95707.827 | 80985.4303 | 72487.9944 | 62912.5126 | 61907.0813 | 61557.7056 | 61611.4107 | 55325.8303 | 51146.1849 | 56811.3409 | 49030.5229 | 44694.4947 | 40002.6737 | 39086.8468 | 40026.5318 | 37553.7721 | 35220.7945 | 32989.3455 | 37128.8004 | 29781.6764 | 25897.7288 | 23675.5391
NEM | Wind | 66817.2236 | 78927.2765 | 68709.9264 | 70342.7748 | 70337.2349 | 70802.4824 | 68599.7704 | 59046.6192 | 55988.5177 | 53201.48 | 53279.5509 | 46310.0654 | 44070.0485 | 43356.9237 | 42454.3727 | 40890.9129 | 34418.516 | 30362.1955 | 27619.0678 | 26373.8246 | 23464.7032 | 21831.3043 | 17301.8154 | 16169.6447 | 10831.9724 | 8462.6377 | 6975.5581 | 5061.6704 | 3235.5082
NEM | Solar PV | 13.7055 | 16.2002 | 15.8302 | 14.6652 | 13.8273 | 14.112 | 21.7319 | 28.7172 | 41.8704 | 56.0267 | 96.0822 | 90.858 | 85.2154 | 79.6134 | 82.3299 | 79.2451 | 68.0489 | 67.6573 | 69.434 | 68.7154 | 65.0426 | 79.4172 | 79.0331 | 80.787 | 87.9759 | 106.6178 | 114.6821 | 122.6655 | 132.6746
NEM | Grid Battery | 0.13829 | 0.20469 | 0.22779 | 0.2977 | 0.2914 | 0.29513 | 0.26929 | 0.24568 | 0.22234 | 0.21726 | 0.21079 | 0.20741 | 0.17953 | 0.15996 | 0.15853 | 0.1524 | 0.58531 | 0.56542 | 0.93474 | 0.96372 | 2.6641 | 2.9069 | 2.8544 | 4.2796 | 4.188 | 3.8807 | 3.7599 | 4.2488 | 4.2454
NEM | Pumped Hydro | 584.3089 | 1397.3631 | 1560.4241 | 3168.0563 | 3858.7541 | 3900.5326 | 2927.4834 | 4030.6782 | 2081.4894 | 2544.833 | 2702.4906 | 4208.2523 | 3260.7607 | 3607.3015 | 3350.655 | 3147.9276 | 3401.198 | 3170.5006 | 2959.5225 | 2437.1028 | 2397.3089 | 2027.0102 | 1634.0499 | 1388.7854 | 1078.9691 | 992.6376 | 898.2517 | 780.8814 | 473.5426
NEM | VPP | 0.11124 | 0.15894 | 0.18697 | 0.27253 | 0.38039 | 0.46476 | 0.5166 | 0.55724 | 0.58863 | 0.61093 | 0.72966 | 0.8099 | 0.88719 | 0.93704 | 0.9281 | 0.92583 | 0.89882 | 0.87877 | 0.8341 | 0.81218 | 0.74005 | 0.72848 | 0.70451 | 0.67282 | 0.66296 | 0.63053 | 0.61518 | 0.58458 | 0.44137
Total excluding storage |  | 603534.8633 | 550159.1787 | 521394.8951 | 497394.6844 | 469014.9156 | 410156.2579 | 389303.5114 | 391517.5364 | 308837.057 | 279827.3993 | 233728.9749 | 229534.6816 | 230014.6569 | 220464.7186 | 201862.4926 | 196301.8497 | 194104.8001 | 182123.2994 | 167835.8248 | 157604.6837 | 146243.8679 | 132028.4632 | 118359.1557 | 104074.9637 | 88941.2093 | 85326.9399 | 67842.1537 | 53223.2919 | 47657.2527
Region | Technology | 2021-22 | 2022-23 | 2023-24 | 2024-25 | 2025-26 | 2026-27 | 2027-28 | 2028-29 | 2029-30 | 2030-31 | 2031-32 | 2032-33 | 2033-34 | 2034-35 | 2035-36 | 2036-37 | 2037-38 | 2038-39 | 2039-40 | 2040-41 | 2041-42 | 2042-43 | 2043-44 | 2044-45 | 2045-46 | 2046-47 | 2047-48 | 2048-49 | 2049-50
NSW1 | Black Coal | 161021.765 | 138928.9445 | 116295.231 | 132901.118 | 106887.8194 | 99658.8834 | 81869.7346 | 88359.5393 | 46352.8045 | 33812.6648 | 15284.4926 | 14700.9063 | 19212.5633 | 16301.4183 | 12080.5745 | 15736.957 | 18485.063 | 17770.534 | 14961.6305 | 12377.4545 | 10156.0553 | 0 | 0 | 0 | 0 | 0 | 0 | 0 | 0
NSW1 | Brown Coal | 0 | 0 | 0 | 0 | 0 | 0 | 0 | 0 | 0 | 0 | 0 | 0 | 0 | 0 | 0 | 0 | 0 | 0 | 0 | 0 | 0 | 0 | 0 | 0 | 0 | 0 | 0 | 0 | 0
NSW1 | CCGT | 233.3041 | 225.59 | 653.1457 | 405.8095 | 385.2948 | 372.9261 | 361.3788 | 347.8142 | 327.0311 | 318.127 | 305.959 | 294.1559 | 284.7315 | 272.3897 | 268.6282 | 253.187 | 249.6824 | 2046.2628 | 3394.3048 | 4055.1578 | 2530.4397 | 3797.7558 | 3.7057 | 2.6142e-05 | 2.5896e-05 | 3.3119e-05 | 3.3143e-05 | 3.1212e-05 | 2.9401e-05
NSW1 | Gas - Steam | 0 | 0 | 0 | 0 | 0 | 0 | 0 | 0 | 0 | 0 | 0 | 0 | 0 | 0 | 0 | 0 | 0 | 0 | 0 | 0 | 0 | 0 | 0 | 0 | 0 | 0 | 0 | 0 | 0
NSW1 | OCGT / Diesel | 2.4711e-05 | 2.3618e-05 | 29.7929 | 245.3232 | 45.5457 | 131.0253 | 42.4919 | 78.0157 | 2.4125e-05 | 2.3923e-05 | 2.1911e-05 | 88.2573 | 14.6434 | 22.1461 | 74.0958 | 40.4143 | 118.1239 | 32.7743 | 448.3222 | 653.5579 | 468.6124 | 369.6689 | 3124.5641 | 1069.0695 | 1147.6868 | 833.9723 | 3710.8421 | 3229.2727 | 4345.5006
NSW1 | Hydro | 14180.7034 | 14428.0231 | 12568.875 | 16271.2679 | 16856.3605 | 14732.9233 | 12911.6584 | 17490.702 | 12216.7725 | 10887.281 | 10864.2765 | 11455.0024 | 11700.7386 | 13275.2807 | 11014.9875 | 10132.3121 | 13819.9707 | 10919.1636 | 8882.251 | 8303.1487 | 7341.9341 | 9192.8831 | 9293.1495 | 8392.648 | 7947.9316 | 10080.7292 | 7874.595 | 6516.4702 | 5801.9913
NSW1 | Wind | 15956.4286 | 17989.4377 | 16313.7789 | 15624.3884 | 15729.9915 | 16081.9225 | 15372.0825 | 12138.8885 | 10928.6033 | 11349.7133 | 12000.4416 | 10968.1299 | 10489.8844 | 10456.514 | 10327.6303 | 9790.4399 | 7002.9628 | 5243.8904 | 5513.3983 | 5128.2998 | 4592.4627 | 4314.8224 | 3102.6534 | 3268.1164 | 2972.6569 | 1663.0512 | 1377.8526 | 1031.1646 | 955.5318
NSW1 | Solar PV | 5.0514 | 5.9237 | 5.7448 | 5.3285 | 4.8812 | 5.0908 | 12.9041 | 21.3469 | 34.2841 | 48.5098 | 88.7377 | 83.6619 | 78.5861 | 73.2342 | 75.9022 | 73.1436 | 63.0147 | 62.4643 | 64.2554 | 63.6965 | 60.091 | 63.0684 | 59.4461 | 61.2969 | 62.6537 | 71.4636 | 74.4896 | 75.8161 | 75.0832
NSW1 | Grid Battery | 2.8976e-08 | 2.8299e-08 | 2.7145e-08 | 2.5863e-08 | 2.4068e-08 | 2.3621e-08 | 2.6383e-08 | 2.6776e-08 | 7.9317e-08 | 7.9063e-08 | 8.432e-08 | 8.2718e-08 | 8.1128e-08 | 7.868e-08 | 8.2321e-08 | 8.0432e-08 | 7.4084e-08 | 7.2101e-08 | 8.4506e-08 | 8.1405e-08 | 1.5108e-07 | 1.4546e-07 | 0.061391 | 0.39144 | 0.44672 | 0.42532 | 0.40545 | 0.39919 | 0.36579
NSW1 | Pumped Hydro | 301.124 | 641.7907 | 734.5177 | 823.2005 | 581.9316 | 572.7548 | 415.3906 | 507.3247 | 215.3296 | 376.88 | 588.1018 | 1233.4425 | 903.9307 | 823.6477 | 971.3478 | 900.6411 | 890.2035 | 794.4438 | 787.6686 | 580.2317 | 647.6944 | 597.2115 | 436.5306 | 416.013 | 405.6258 | 494.3663 | 417.9706 | 405.5289 | 262.0327
NSW1 | VPP | 0.055249 | 0.072278 | 0.072995 | 0.097918 | 0.13919 | 0.17444 | 0.19407 | 0.21096 | 0.22151 | 0.22392 | 0.26138 | 0.29733 | 0.3283 | 0.34019 | 0.33237 | 0.33541 | 0.32819 | 0.30669 | 0.31139 | 0.29452 | 0.30326 | 0.2968 | 0.28624 | 0.27024 | 0.25937 | 0.25305 | 0.2386 | 0.23678 | 0.17756
Total excluding storage |  | 191397.2525 | 171577.919 | 145866.5682 | 165453.2356 | 139909.8932 | 130982.7714 | 110570.2503 | 118436.3066 | 69859.4956 | 56416.2959 | 38543.9074 | 37590.1138 | 41781.1474 | 40400.9829 | 33841.8186 | 36026.4539 | 39738.8175 | 36075.0894 | 33264.1621 | 30581.3152 | 25149.5952 | 17738.1987 | 15583.5188 | 12791.1308 | 12130.9291 | 12649.2164 | 13037.7793 | 10852.7237 | 11178.107
Region | Technology | 2021-22 | 2022-23 | 2023-24 | 2024-25 | 2025-26 | 2026-27 | 2027-28 | 2028-29 | 2029-30 | 2030-31 | 2031-32 | 2032-33 | 2033-34 | 2034-35 | 2035-36 | 2036-37 | 2037-38 | 2038-39 | 2039-40 | 2040-41 | 2041-42 | 2042-43 | 2043-44 | 2044-45 | 2045-46 | 2046-47 | 2047-48 | 2048-49 | 2049-50
QLD1 | Black Coal | 162142.0533 | 140815.693 | 148883.6432 | 129148.8532 | 132145.1497 | 110694.1172 | 99331.3095 | 89607.5629 | 78459.8708 | 72174.3756 | 58863.1839 | 62603.3133 | 61595.1109 | 58845.5335 | 52926.7921 | 51155.6233 | 50131.4866 | 47781.1177 | 43140.8388 | 41325.1823 | 38275.0518 | 32419.242 | 25903.8392 | 21005.6787 | 17662.4647 | 13679.8866 | 12421.0382 | 11298.6933 | 10018.2055
QLD1 | Brown Coal | 0 | 0 | 0 | 0 | 0 | 0 | 0 | 0 | 0 | 0 | 0 | 0 | 0 | 0 | 0 | 0 | 0 | 0 | 0 | 0 | 0 | 0 | 0 | 0 | 0 | 0 | 0 | 0 | 0
QLD1 | CCGT | 7779.5601 | 7479.0746 | 8043.2435 | 8008.4052 | 7270.0998 | 8328.1198 | 7591.9422 | 12820.7013 | 6301.3344 | 6030.502 | 6094.8612 | 6382.5158 | 5855.4425 | 5620.0302 | 5253.2841 | 5079.2687 | 5677.5386 | 6360.2115 | 6578.9488 | 6561.8998 | 5637.4477 | 7885.7438 | 7617.45 | 7370.0149 | 3726.6947 | 2661.582 | 2570.0352 | 2469.002 | 2379.313
QLD1 | Gas - Steam | 261.4149 | 251.6153 | 478.6228 | 461.1425 | 439.9882 | 427.3498 | 410.5752 | 725.8963 | 378.9899 | 367.3 | 353.5942 | 338.1505 | 327.3476 | 316.0284 | 305.4707 | 291.3296 | 281.8621 | 271.1281 | 261.6738 | 258.6935 | 241.8486 | 344.4885 | 391.7413 | 359.5635 | 496.1142 | 0 | 0 | 0 | 0
QLD1 | OCGT / Diesel | 4.829e-05 | 4.6558e-05 | 4.6903e-05 | 128.258 | 41.4344 | 258.2957 | 129.8928 | 1352.6698 | 34.6642 | 9.3241 | 15.8327 | 209.4717 | 176.0889 | 36.9066 | 139.9022 | 163.9179 | 322.2608 | 170.102 | 568.7007 | 390.3355 | 552.1562 | 407.5925 | 1043.2555 | 1458.8177 | 2619.6156 | 2260.0135 | 2206.6603 | 2507.9652 | 1480.2496
QLD1 | Hydro | 4661.4252 | 4471.4564 | 4299.379 | 4102.142 | 3928.7083 | 3767.7844 | 3623.9125 | 3460.6258 | 3313.0904 | 3137.6889 | 3045.6099 | 2910.499 | 2786.6307 | 2670.5038 | 2566.57 | 2449.6584 | 883.5108 | 847.668 | 813.5234 | 776.8302 | 744.7685 | 0 | 0 | 0 | 0 | 0 | 0 | 0 | 0
QLD1 | Wind | 5433.6387 | 8786.9079 | 8426.7612 | 7574.0719 | 8655.89 | 8387.6514 | 8714.8181 | 8051.4775 | 7258.3737 | 7249.0472 | 5915.2412 | 5646.5615 | 4974.4237 | 5672.8348 | 5266.1045 | 5616.5775 | 5153.584 | 4778.4967 | 4751.2924 | 4062.7964 | 3931.3323 | 3396.9825 | 3124.3439 | 1759.8805 | 1875.9274 | 1628.7968 | 1484.3991 | 1165.9871 | 710.6519
QLD1 | Solar PV | 5.2511 | 6.872 | 6.7387 | 6.2134 | 6.0678 | 6.1227 | 5.9702 | 4.8016 | 5.0136 | 5.0224 | 4.9163 | 4.8055 | 4.4294 | 4.3335 | 4.381 | 4.0714 | 3.2098 | 3.3578 | 3.3711 | 3.28 | 3.2199 | 14.2878 | 14.1145 | 14.2603 | 19.1254 | 29.6837 | 29.6756 | 29.4557 | 36.1371
QLD1 | Grid Battery | 1.9439e-08 | 0.026778 | 0.025194 | 0.0268 | 0.028757 | 0.027783 | 0.026096 | 0.024849 | 0.022597 | 0.021864 | 0.020672 | 0.020304 | 0.019566 | 0.019494 | 0.018233 | 0.017581 | 0.46098 | 0.44408 | 0.43063 | 0.48573 | 1.1303 | 1.466 | 1.427 | 1.8698 | 1.79 | 1.651 | 1.6264 | 1.5478 | 1.7981
QLD1 | Pumped Hydro | 283.1849 | 755.5724 | 825.9064 | 2344.8558 | 3276.8225 | 3327.7778 | 2512.0928 | 3523.3535 | 1866.1598 | 2167.953 | 2114.3888 | 2974.8098 | 2356.83 | 2783.6538 | 2379.3072 | 2247.2865 | 2510.9945 | 2376.0568 | 2171.2398 | 1856.312 | 1749.0075 | 1429.2351 | 1197.019 | 972.2681 | 672.6309 | 497.608 | 479.1312 | 373.4794 | 209.8404
QLD1 | VPP | 0.017369 | 0.022992 | 0.024555 | 0.03604 | 0.058376 | 0.070766 | 0.083562 | 0.092639 | 0.094396 | 0.099242 | 0.12301 | 0.13209 | 0.14647 | 0.1584 | 0.1513 | 0.15067 | 0.13922 | 0.13514 | 0.13789 | 0.13748 | 0.11327 | 0.10968 | 0.10734 | 0.10162 | 0.1016 | 0.088942 | 0.091574 | 0.087632 | 0.057823
Total excluding storage |  | 180283.3434 | 161811.6192 | 170138.3884 | 149429.0863 | 152487.3382 | 131869.441 | 119808.4205 | 116023.7351 | 95751.337 | 88973.2602 | 74293.2394 | 78095.3174 | 75719.4738 | 73166.171 | 66462.5046 | 64760.4469 | 62453.4527 | 60212.0819 | 56118.349 | 53379.0176 | 49385.825 | 44468.3371 | 38094.7443 | 31968.2156 | 26399.9421 | 20259.9626 | 18711.8084 | 17471.1033 | 14624.5572
Region | Technology | 2021-22 | 2022-23 | 2023-24 | 2024-25 | 2025-26 | 2026-27 | 2027-28 | 2028-29 | 2029-30 | 2030-31 | 2031-32 | 2032-33 | 2033-34 | 2034-35 | 2035-36 | 2036-37 | 2037-38 | 2038-39 | 2039-40 | 2040-41 | 2041-42 | 2042-43 | 2043-44 | 2044-45 | 2045-46 | 2046-47 | 2047-48 | 2048-49 | 2049-50
VIC1 | Black Coal | 0 | 0 | 0 | 0 | 0 | 0 | 0 | 0 | 0 | 0 | 0 | 0 | 0 | 0 | 0 | 0 | 0 | 0 | 0 | 0 | 0 | 0 | 0 | 0 | 0 | 0 | 0 | 0 | 0
VIC1 | Brown Coal | 105318.6985 | 87903.456 | 93112.4705 | 53064.7684 | 52860.8529 | 47176.7203 | 38691.6254 | 40772.1407 | 37486.2673 | 38968.8582 | 34208.1154 | 34301.71 | 34659.1535 | 31926.5362 | 30822.3629 | 29442.5347 | 26942.5701 | 27430.3255 | 24564.0314 | 22709.718 | 24016.1666 | 23323.4977 | 21650.1491 | 20794.7136 | 18886.9144 | 19763.6221 | 9346.7867 | 0 | 0
VIC1 | CCGT | 1.0973e-05 | 1.048e-05 | 1.0103e-05 | 1.1391e-05 | 1.145e-05 | 1.1009e-05 | 1.0658e-05 | 1.0401e-05 | 1.0009e-05 | 9.6777e-06 | 9.2643e-06 | 9.9088e-06 | 9.4824e-06 | 1.003e-05 | 9.4504e-06 | 9.2096e-06 | 1.2749e-05 | 1.2558e-05 | 1.4102e-05 | 1.4819e-05 | 1.4814e-05 | 1.4455e-05 | 1.6577e-05 | 1.5067e-05 | 1.4999e-05 | 1.5832e-05 | 1.8026e-05 | 2.5568e-05 | 2.453e-05
VIC1 | Gas - Steam | 3.4093 | 1.6232e-06 | 6.8221 | 20.6002 | 4.8946 | 20.4156 | 7.3894 | 7.1702 | 1.7029e-06 | 0.43512 | 3.8687 | 12.667 | 4.5895 | 1.9 | 17.4697 | 15.7771 | 34.0396 | 16.8239 | 0 | 0 | 0 | 0 | 0 | 0 | 0 | 0 | 0 | 0 | 0
VIC1 | OCGT / Diesel | 0.45772 | 4.3032e-05 | 15.6857 | 11.1231 | 0.73372 | 27.0445 | 3.7994 | 4.8887e-05 | 4.6743e-05 | 4.5194e-05 | 2.1618 | 23.5059 | 9.9519 | 4.3023e-05 | 45.0644 | 53.4884 | 43.2159 | 24.9778 | 87.458 | 169.0137 | 122.8375 | 34.2069 | 80.8249 | 253.9171 | 238.0464 | 120.4082 | 128.5782 | 1580.5775 | 1472.0496
VIC1 | Hydro | 18584.264 | 17994.7657 | 15710.3969 | 18614.4949 | 18237.7848 | 16641.5574 | 16089.5274 | 19559.4729 | 15523.0359 | 12751.0692 | 12349.6883 | 10707.0524 | 12735.5497 | 12584.7889 | 11469.1053 | 11027.2311 | 13418.7396 | 10683.037 | 8796.5435 | 8438.7914 | 7396.029 | 8727.5265 | 8660.8036 | 7835.3175 | 7587.6983 | 9151.8712 | 7333.2848 | 6051.9231 | 5842.1962
VIC1 | Wind | 26568.1654 | 31829.6616 | 26400.3988 | 27887.9468 | 27483.7718 | 27174.6626 | 26266.812 | 22715.7357 | 22572.7833 | 20693.116 | 21825.098 | 18043.4737 | 17692.2581 | 17219.2884 | 17373.3366 | 17056.2987 | 14885.2714 | 13807.0078 | 12403.0486 | 12443.9186 | 10606.0124 | 10027.7485 | 8156.7215 | 7885.8346 | 3901.5812 | 3394.5234 | 2540.744 | 1697.0381 | 589.638
VIC1 | Solar PV | 2.5104 | 2.4008 | 2.3823 | 2.2203 | 2.0301 | 2.0619 | 2.0265 | 1.8076 | 1.8088 | 1.7538 | 1.7097 | 1.6898 | 1.5556 | 1.4393 | 1.45 | 1.4369 | 1.2816 | 1.29 | 1.2758 | 1.2259 | 1.2289 | 1.134 | 1.0383 | 0.96768 | 0.92041 | 0.83008 | 3.5196 | 9.6239 | 13.7659
VIC1 | Grid Battery | 0.057744 | 0.10586 | 0.11085 | 0.17419 | 0.16705 | 0.16986 | 0.15493 | 0.14012 | 0.12862 | 0.12586 | 0.12373 | 0.12242 | 0.096844 | 0.091869 | 0.093202 | 0.089617 | 0.08024 | 0.078478 | 0.26562 | 0.25366 | 0.7229 | 0.66763 | 0.61868 | 1.0321 | 0.98684 | 0.90012 | 0.85463 | 1.4832 | 1.3558
VIC1 | Pumped Hydro | 0 | 0 | 2.4623e-08 | 2.6955e-08 | 3.0196e-08 | 3.2747e-08 | 3.2793e-08 | 3.1293e-08 | 3.0096e-08 | 2.9272e-08 | 2.908e-08 | 3.3401e-08 | 3.2334e-08 | 3.5015e-08 | 3.5722e-08 | 3.5512e-08 | 3.58e-07 | 3.4895e-07 | 0.61413 | 0.55904 | 0.60694 | 0.5636 | 0.50032 | 0.50431 | 0.71248 | 0.66329 | 1.1499 | 1.8731 | 1.6695
VIC1 | VPP | 0.014639 | 0.026036 | 0.032927 | 0.069627 | 0.097282 | 0.11789 | 0.12914 | 0.13792 | 0.15183 | 0.16216 | 0.21159 | 0.2452 | 0.27316 | 0.2944 | 0.29749 | 0.29332 | 0.28156 | 0.28837 | 0.25644 | 0.25342 | 0.21751 | 0.21625 | 0.20526 | 0.19917 | 0.19785 | 0.18801 | 0.18367 | 0.16204 | 0.13082
Total excluding storage |  | 150477.5053 | 137730.2841 | 135248.1564 | 99601.1537 | 98590.068 | 91042.4623 | 81061.18 | 83056.3271 | 75583.8954 | 72415.2324 | 68390.642 | 63090.0989 | 65103.0583 | 61733.9528 | 59728.7889 | 57596.7669 | 55325.1182 | 51963.462 | 45852.3574 | 43762.6676 | 42142.2745 | 42114.1136 | 38549.5373 | 36770.7504 | 30615.1608 | 32431.255 | 19352.9134 | 9339.1627 | 7917.6497
Region | Technology | 2021-22 | 2022-23 | 2023-24 | 2024-25 | 2025-26 | 2026-27 | 2027-28 | 2028-29 | 2029-30 | 2030-31 | 2031-32 | 2032-33 | 2033-34 | 2034-35 | 2035-36 | 2036-37 | 2037-38 | 2038-39 | 2039-40 | 2040-41 | 2041-42 | 2042-43 | 2043-44 | 2044-45 | 2045-46 | 2046-47 | 2047-48 | 2048-49 | 2049-50
SA1 | Black Coal | 0 | 0 | 0 | 0 | 0 | 0 | 0 | 0 | 0 | 0 | 0 | 0 | 0 | 0 | 0 | 0 | 0 | 0 | 0 | 0 | 0 | 0 | 0 | 0 | 0 | 0 | 0 | 0 | 0
SA1 | Brown Coal | 0 | 0 | 0 | 0 | 0 | 0 | 0 | 0 | 0 | 0 | 0 | 0 | 0 | 0 | 0 | 0 | 0 | 0 | 0 | 0 | 0 | 0 | 0 | 0 | 0 | 0 | 0 | 0 | 0
SA1 | CCGT | 7846.856 | 7536.3667 | 3022.1605 | 2843.6265 | 2718.488 | 2625.8215 | 2527.7892 | 2445.6275 | 2346.2335 | 2259.221 | 2173.0972 | 2085.3359 | 2027.7448 | 1942.5784 | 1880.1055 | 1794.3009 | 1.4133e-05 | 1.4842e-05 | 1.7346e-05 | 1.8096e-05 | 1.8239e-05 | 1.7877e-05 | 2.2312e-05 | 2.0033e-05 | 2.0148e-05 | 2.1185e-05 | 2.1685e-05 | 2.6328e-05 | 2.4915e-05
SA1 | Gas - Steam | 1410.5974 | 1413.5439 | 1270.739 | 164.6028 | 156.073 | 150.7989 | 144.6376 | 141.1765 | 134.0426 | 129.7472 | 124.678 | 119.4331 | 116.8949 | 110.6554 | 0 | 0 | 0 | 0 | 0 | 0 | 0 | 0 | 0 | 0 | 0 | 0 | 0 | 0 | 0
SA1 | OCGT / Diesel | 250.8911 | 146.9945 | 640.0063 | 99.0087 | 48.7769 | 127.2177 | 38.6971 | 76.0585 | 9.9177e-05 | 11.3431 | 10.9843 | 67.254 | 17.4246 | 20.6477 | 186.2096 | 158.7079 | 521.0511 | 758.666 | 1446.9193 | 2658.4571 | 1626.6594 | 1509.0137 | 3609.0054 | 291.9625 | 254.3786 | 309.3991 | 586.2962 | 1055.6967 | 918.2123
SA1 | Hydro | 0 | 0 | 0 | 0 | 0 | 0 | 0 | 0 | 0 | 0 | 0 | 0 | 0 | 0 | 0 | 0 | 0 | 0 | 0 | 0 | 0 | 0 | 0 | 0 | 0 | 0 | 0 | 0 | 0
SA1 | Wind | 15467.2873 | 16366.4823 | 14129.0578 | 15907.0532 | 15026.9896 | 16017.9667 | 15396.1633 | 13791.4901 | 12921.0286 | 11993.0711 | 11517.7437 | 9926.427 | 9326.3885 | 8651.7616 | 8305.7603 | 7326.8928 | 6574.752 | 5750.7291 | 4306.4402 | 4135.7521 | 3749.2793 | 3550.0333 | 2426.2274 | 2824.56 | 1665.7951 | 1436.9447 | 1253.3778 | 907.1761 | 746.7032
SA1 | Solar PV | 0.89263 | 1.0037 | 0.96448 | 0.90305 | 0.84827 | 0.8367 | 0.83107 | 0.76121 | 0.76392 | 0.74065 | 0.71859 | 0.70071 | 0.64418 | 0.60644 | 0.59677 | 0.59308 | 0.54281 | 0.54523 | 0.53168 | 0.51308 | 0.50275 | 0.92699 | 4.4342 | 4.2621 | 5.2764 | 4.6404 | 6.9973 | 7.7698 | 7.6885
SA1 | Grid Battery | 0.080549 | 0.072054 | 0.091741 | 0.096705 | 0.095594 | 0.097485 | 0.088259 | 0.080702 | 0.071128 | 0.06954 | 0.066388 | 0.064685 | 0.063124 | 0.048595 | 0.047091 | 0.045203 | 0.044089 | 0.042867 | 0.23849 | 0.22433 | 0.8109 | 0.7733 | 0.74734 | 0.9863 | 0.96438 | 0.90427 | 0.8735 | 0.81859 | 0.72576
SA1 | Pumped Hydro | 0 | 0 | 2.1098e-08 | 1.9251e-08 | 1.81e-08 | 1.8154e-08 | 1.787e-08 | 1.7713e-08 | 1.7124e-08 | 1.7196e-08 | 1.7339e-08 | 1.9551e-08 | 1.8998e-08 | 1.9461e-08 | 1.978e-08 | 2.5519e-08 | 3.2503e-08 | 3.19e-08 | 3.8269e-08 | 3.6639e-08 | 3.9049e-08 | 3.678e-08 | 3.5268e-08 | 4.2112e-08 | 4.434e-08 | 4.1633e-08 | 4.1977e-08 | 4.0802e-08 | 3.9476e-08
SA1 | VPP | 0.023539 | 0.036461 | 0.055472 | 0.067786 | 0.083399 | 0.098222 | 0.10472 | 0.11042 | 0.11498 | 0.11812 | 0.12084 | 0.12304 | 0.12594 | 0.12969 | 0.13041 | 0.12982 | 0.13572 | 0.13499 | 0.11552 | 0.11348 | 0.093151 | 0.092943 | 0.092439 | 0.089801 | 0.091644 | 0.089006 | 0.089569 | 0.086804 | 0.065834
Total excluding storage |  | 24976.5245 | 25464.3911 | 19062.9281 | 19015.1943 | 17951.1758 | 18922.6416 | 18108.1183 | 16455.1137 | 15402.0688 | 14394.123 | 13827.2218 | 12199.1507 | 11489.097 | 10726.2495 | 10372.6721 | 9280.4947 | 7096.3459 | 6509.9404 | 5753.8912 | 6794.7223 | 5376.4416 | 5059.974 | 6039.6669 | 3120.7847 | 1925.4501 | 1750.9842 | 1846.6713 | 1970.6426 | 1672.604
Region | Technology | 2021-22 | 2022-23 | 2023-24 | 2024-25 | 2025-26 | 2026-27 | 2027-28 | 2028-29 | 2029-30 | 2030-31 | 2031-32 | 2032-33 | 2033-34 | 2034-35 | 2035-36 | 2036-37 | 2037-38 | 2038-39 | 2039-40 | 2040-41 | 2041-42 | 2042-43 | 2043-44 | 2044-45 | 2045-46 | 2046-47 | 2047-48 | 2048-49 | 2049-50
TAS1 | Black Coal | 0 | 0 | 0 | 0 | 0 | 0 | 0 | 0 | 0 | 0 | 0 | 0 | 0 | 0 | 0 | 0 | 0 | 0 | 0 | 0 | 0 | 0 | 0 | 0 | 0 | 0 | 0 | 0 | 0
TAS1 | Brown Coal | 0 | 0 | 0 | 0 | 0 | 0 | 0 | 0 | 0 | 0 | 0 | 0 | 0 | 0 | 0 | 0 | 0 | 0 | 0 | 0 | 0 | 0 | 0 | 0 | 0 | 0 | 0 | 0 | 0
TAS1 | CCGT | 9.8135e-06 | 9.395e-06 | 9.0671e-06 | 8.7221e-06 | 8.4283e-06 | 8.1518e-06 | 8.0894e-06 | 8.037e-06 | 7.9868e-06 | 7.8735e-06 | 7.7638e-06 | 7.7382e-06 | 7.6809e-06 | 7.4782e-06 | 7.408e-06 | 7.352e-06 | 7.3592e-06 | 7.3422e-06 | 7.5769e-06 | 7.3457e-06 | 7.33e-06 | 7.3036e-06 | 7.3169e-06 | 7.2714e-06 | 7.2551e-06 | 7.2616e-06 | 7.271e-06 | 7.3378e-06 | 7.2201e-06
TAS1 | Gas - Steam | 0 | 0 | 0 | 0 | 0 | 0 | 0 | 0 | 0 | 0 | 0 | 0 | 0 | 0 | 0 | 0 | 0 | 0 | 0 | 0 | 0 | 0 | 0 | 0 | 0 | 0 | 0 | 0 | 0
TAS1 | OCGT / Diesel | 1.2612e-05 | 1.1846e-05 | 1.1201e-05 | 1.0874e-05 | 1.0598e-05 | 1.0585e-05 | 1.0537e-05 | 1.0516e-05 | 1.0553e-05 | 1.0355e-05 | 1.013e-05 | 1.0152e-05 | 1.0135e-05 | 9.8299e-06 | 9.7481e-06 | 9.6446e-06 | 9.7683e-06 | 9.5554e-06 | 9.6011e-06 | 6.3419e-06 | 6.3377e-06 | 6.3875e-06 | 6.2774e-06 | 6.2481e-06 | 6.1625e-06 | 6.2929e-06 | 6.2724e-06 | 0.01964 | 6.1615e-06
TAS1 | Hydro | 53008.534 | 49620.1782 | 47638.9242 | 60546.7 | 56635.8484 | 34198.6624 | 56905.6477 | 55197.0263 | 49932.5314 | 45711.9554 | 36652.9379 | 36834.5275 | 34334.7866 | 33080.8373 | 30275.1675 | 27536.9833 | 28689.1199 | 26580.6542 | 26202.1768 | 22483.9033 | 23604.1152 | 22106.1222 | 19599.819 | 18992.8291 | 17453.7156 | 17896.2 | 14573.7966 | 13329.3355 | 12031.3517
TAS1 | Wind | 3391.7036 | 3954.7871 | 3439.9298 | 3349.3145 | 3440.592 | 3140.2792 | 2849.8946 | 2349.0274 | 2307.7288 | 1916.5324 | 2021.0264 | 1725.4732 | 1587.0938 | 1356.5249 | 1181.541 | 1100.704 | 801.9459 | 782.0715 | 644.8883 | 603.0577 | 585.6163 | 541.7175 | 491.8693 | 431.2533 | 416.0117 | 339.3216 | 319.1846 | 260.3045 | 232.9832
TAS1 | Solar PV | 5.839e-09 | 8.3735e-09 | 1.3977e-08 | 1.5153e-08 | 1.2995e-08 | 1.4936e-08 | 1.6168e-08 | 1.6681e-08 | 2.1561e-08 | 2.6824e-08 | 3.244e-08 | 3.1705e-08 | 3.1176e-08 | 2.5675e-08 | 2.6948e-08 | 2.556e-08 | 3.0434e-08 | 3.5361e-08 | 3.581e-08 | 5.743e-08 | 5.531e-08 | 5.3239e-08 | 4.5451e-08 | 4.7469e-08 | 4.354e-08 | 4.197e-08 | 4.2066e-08 | 3.9641e-08 | 3.7504e-08
TAS1 | Grid Battery | 2.0437e-08 | 1.9942e-08 | 1.9169e-08 | 1.8431e-08 | 1.7962e-08 | 1.801e-08 | 1.8837e-08 | 2.1185e-08 | 2.9223e-08 | 2.9922e-08 | 3.0152e-08 | 3.1811e-08 | 3.1286e-08 | 3.3792e-08 | 3.4296e-08 | 3.554e-08 | 3.6237e-08 | 3.6491e-08 | 4.5626e-08 | 4.4328e-08 | 4.0964e-08 | 4.1115e-08 | 4.36e-08 | 4.3342e-08 | 4.3591e-08 | 4.478e-08 | 4.6097e-08 | 5.2268e-08 | 4.7904e-08
TAS1 | Pumped Hydro | 0 | 0 | 5.7457e-08 | 5.6478e-08 | 5.8333e-08 | 6.1989e-08 | 6.1741e-08 | 6.1534e-08 | 6.193e-08 | 6.2853e-08 | 6.5415e-08 | 6.6352e-08 | 6.7257e-08 | 6.8542e-08 | 7.0881e-08 | 7.2501e-08 | 7.3143e-08 | 7.3891e-08 | 8.5444e-08 | 8.3095e-08 | 8.0246e-08 | 7.8389e-08 | 7.9333e-08 | 7.8219e-08 | 7.8478e-08 | 7.724e-08 | 7.7227e-08 | 8.1089e-08 | 7.8741e-08
TAS1 | VPP | 0.00044633 | 0.0011685 | 0.0010194 | 0.0011615 | 0.002144 | 0.0034449 | 0.0051036 | 0.005303 | 0.0059217 | 0.0074829 | 0.012833 | 0.012242 | 0.013322 | 0.014349 | 0.016529 | 0.016607 | 0.01414 | 0.013572 | 0.012845 | 0.013279 | 0.012863 | 0.012811 | 0.013232 | 0.011984 | 0.012494 | 0.011522 | 0.011775 | 0.011321 | 0.0093316
Total excluding storage |  | 56400.2377 | 53574.9653 | 51078.854 | 63896.0146 | 60076.4404 | 37338.9416 | 59755.5424 | 57546.0538 | 52240.2602 | 47628.4878 | 38673.9643 | 38560.0007 | 35921.8804 | 34437.3622 | 31456.7085 | 28637.6873 | 29491.0658 | 27362.7257 | 26847.0651 | 23086.9611 | 24189.7316 | 22647.8398 | 20091.6883 | 19424.0824 | 17869.7273 | 18235.5216 | 14892.9812 | 13589.6596 | 12264.3349
Explicitly modelled pumping
Region | Technology | 2021-22 | 2022-23 | 2023-24 | 2024-25 | 2025-26 | 2026-27 | 2027-28 | 2028-29 | 2029-30 | 2030-31 | 2031-32 | 2032-33 | 2033-34 | 2034-35 | 2035-36 | 2036-37 | 2037-38 | 2038-39 | 2039-40 | 2040-41 | 2041-42 | 2042-43 | 2043-44 | 2044-45 | 2045-46 | 2046-47 | 2047-48 | 2048-49 | 2049-50
NEM | Grid Battery pump | 0.17001 | 0.25348 | 0.28088 | 0.36778 | 0.35921 | 0.36418 | 0.33315 | 0.30263 | 0.27505 | 0.2677 | 0.26078 | 0.25553 | 0.22208 | 0.19706 | 0.19572 | 0.18816 | 0.17355 | 0.16918 | 0.14982 | 0.12328 | 0.059255 | 0.03241 | 0.030851 | 0.029172 | 0.028511 | 0.026668 | 0.026256 | 0.025063 | 0.020124
NEM | Pumped Hydro Pump | 1843.6607 | 4520.0152 | 4754.2344 | 8516.4464 | 9176.5318 | 8275.9492 | 6363.6475 | 7679.6387 | 4138.9436 | 5431.7676 | 7569.9674 | 11334.817 | 8509.7706 | 10000.444 | 8595.4037 | 8020.9956 | 9321.0228 | 8634.7765 | 7828.7567 | 6762.1795 | 7018.9846 | 7104.7693 | 6206.2928 | 5893.9092 | 5340.2874 | 5754.2864 | 4955.5052 | 4614.608 | 3207.1118
NEM | VPP pump | 0.13088 | 0.18742 | 0.21967 | 0.32097 | 0.44734 | 0.54653 | 0.60876 | 0.65461 | 0.69318 | 0.71811 | 0.86022 | 0.95113 | 1.0448 | 1.102 | 1.0913 | 1.0893 | 1.0586 | 1.0341 | 0.97986 | 0.95737 | 0.86882 | 0.85811 | 0.82785 | 0.79175 | 0.78091 | 0.74089 | 0.72538 | 0.6861 | 0.51918
Region | Technology | 2021-22 | 2022-23 | 2023-24 | 2024-25 | 2025-26 | 2026-27 | 2027-28 | 2028-29 | 2029-30 | 2030-31 | 2031-32 | 2032-33 | 2033-34 | 2034-35 | 2035-36 | 2036-37 | 2037-38 | 2038-39 | 2039-40 | 2040-41 | 2041-42 | 2042-43 | 2043-44 | 2044-45 | 2045-46 | 2046-47 | 2047-48 | 2048-49 | 2049-50
NSW1 | Grid Battery pump | 0 | 0 | 0 | 0 | 0 | 0 | 0 | 0 | 0 | 0 | 0 | 0 | 0 | 0 | 0 | 0 | 0 | 0 | 0 | 0 | 0 | 0 | 0 | 0 | 0 | 0 | 0 | 0 | 0
NSW1 | Pumped Hydro Pump | 1448.5503 | 3437.4707 | 3569.0324 | 5174.2062 | 4485.1778 | 3531.6557 | 2764.1047 | 2656.6232 | 1472.7381 | 2334.4641 | 4545.4844 | 7088.593 | 5142.6701 | 6023.6105 | 5196.2045 | 4810.4048 | 5722.0078 | 5251.9663 | 4726.8292 | 4110.1473 | 4520.0718 | 5060.8479 | 4498.8353 | 4508.6558 | 4381.9351 | 5042.5186 | 4281.4957 | 4078.7766 | 2917.8703
NSW1 | VPP pump | 0.065 | 0.085205 | 0.085709 | 0.11533 | 0.16373 | 0.20513 | 0.22863 | 0.24789 | 0.26061 | 0.26345 | 0.30826 | 0.34906 | 0.38627 | 0.40073 | 0.39052 | 0.39462 | 0.38697 | 0.36045 | 0.36588 | 0.34736 | 0.35593 | 0.34919 | 0.33676 | 0.31795 | 0.30524 | 0.29763 | 0.28149 | 0.27781 | 0.20891
Region | Technology | 2021-22 | 2022-23 | 2023-24 | 2024-25 | 2025-26 | 2026-27 | 2027-28 | 2028-29 | 2029-30 | 2030-31 | 2031-32 | 2032-33 | 2033-34 | 2034-35 | 2035-36 | 2036-37 | 2037-38 | 2038-39 | 2039-40 | 2040-41 | 2041-42 | 2042-43 | 2043-44 | 2044-45 | 2045-46 | 2046-47 | 2047-48 | 2048-49 | 2049-50
QLD1 | Grid Battery pump | 0 | 0.03303 | 0.031043 | 0.033088 | 0.035539 | 0.034266 | 0.032237 | 0.030661 | 0.027898 | 0.026993 | 0.025547 | 0.025042 | 0.024156 | 0.024067 | 0.02251 | 0.021706 | 0.020056 | 0.019015 | 0.018477 | 0 | 0 | 0 | 0 | 0 | 0 | 0 | 0 | 0 | 0
QLD1 | Pumped Hydro Pump | 395.1104 | 1082.5445 | 1185.202 | 3342.2402 | 4691.354 | 4744.2935 | 3599.5428 | 5023.0155 | 2666.2055 | 3097.3035 | 3024.483 | 4246.224 | 3367.1005 | 3976.8335 | 3399.1992 | 3210.5908 | 3599.015 | 3382.8102 | 3101.9275 | 2652.0322 | 2498.9128 | 2043.9214 | 1707.4575 | 1385.2534 | 958.3523 | 711.7677 | 674.0096 | 535.8314 | 289.2415
QLD1 | VPP pump | 0.020435 | 0.027078 | 0.028861 | 0.042401 | 0.068739 | 0.083198 | 0.098431 | 0.10887 | 0.11106 | 0.11676 | 0.14501 | 0.15512 | 0.17233 | 0.18636 | 0.17801 | 0.17726 | 0.16417 | 0.15863 | 0.16223 | 0.16175 | 0.13327 | 0.12905 | 0.12628 | 0.11974 | 0.11935 | 0.10482 | 0.10756 | 0.10321 | 0.067924
Region | Technology | 2021-22 | 2022-23 | 2023-24 | 2024-25 | 2025-26 | 2026-27 | 2027-28 | 2028-29 | 2029-30 | 2030-31 | 2031-32 | 2032-33 | 2033-34 | 2034-35 | 2035-36 | 2036-37 | 2037-38 | 2038-39 | 2039-40 | 2040-41 | 2041-42 | 2042-43 | 2043-44 | 2044-45 | 2045-46 | 2046-47 | 2047-48 | 2048-49 | 2049-50
VIC1 | Grid Battery pump | 0.070855 | 0.13122 | 0.13684 | 0.21504 | 0.20591 | 0.20956 | 0.19172 | 0.17256 | 0.15914 | 0.15504 | 0.15313 | 0.15076 | 0.11985 | 0.11313 | 0.11507 | 0.11064 | 0.099064 | 0.09713 | 0.086991 | 0.081737 | 0.025175 | 0 | 0 | 0 | 0 | 0 | 0 | 0 | 0
VIC1 | Pumped Hydro Pump | 0 | 0 | 0 | 0 | 0 | 0 | 0 | 0 | 0 | 0 | 0 | 0 | 0 | 0 | 0 | 0 | 0 | 0 | 0 | 0 | 0 | 0 | 0 | 0 | 0 | 0 | 0 | 0 | 0
VIC1 | VPP pump | 0.017223 | 0.030737 | 0.038756 | 0.081953 | 0.1144 | 0.13859 | 0.15223 | 0.16197 | 0.17897 | 0.19044 | 0.24946 | 0.28796 | 0.32202 | 0.34571 | 0.34999 | 0.3451 | 0.33125 | 0.33995 | 0.30102 | 0.29884 | 0.25522 | 0.25509 | 0.24081 | 0.23433 | 0.23345 | 0.22053 | 0.21674 | 0.18999 | 0.15392
Region | Technology | 2021-22 | 2022-23 | 2023-24 | 2024-25 | 2025-26 | 2026-27 | 2027-28 | 2028-29 | 2029-30 | 2030-31 | 2031-32 | 2032-33 | 2033-34 | 2034-35 | 2035-36 | 2036-37 | 2037-38 | 2038-39 | 2039-40 | 2040-41 | 2041-42 | 2042-43 | 2043-44 | 2044-45 | 2045-46 | 2046-47 | 2047-48 | 2048-49 | 2049-50
SA1 | Grid Battery pump | 0.099153 | 0.089232 | 0.11299 | 0.11964 | 0.11777 | 0.12036 | 0.10919 | 0.099409 | 0.088009 | 0.085662 | 0.082101 | 0.079722 | 0.078071 | 0.059859 | 0.058139 | 0.055808 | 0.054432 | 0.053037 | 0.044355 | 0.041541 | 0.03408 | 0.03241 | 0.030851 | 0.029172 | 0.028511 | 0.026668 | 0.026256 | 0.025063 | 0.020124
SA1 | Pumped Hydro Pump | 0 | 0 | 0 | 0 | 0 | 0 | 0 | 0 | 0 | 0 | 0 | 0 | 0 | 0 | 0 | 0 | 0 | 0 | 0 | 0 | 0 | 0 | 0 | 0 | 0 | 0 | 0 | 0 | 0
SA1 | VPP pump | 0.027694 | 0.04301 | 0.065149 | 0.079909 | 0.09796 | 0.11556 | 0.12344 | 0.12967 | 0.13554 | 0.1387 | 0.14235 | 0.14458 | 0.14848 | 0.15227 | 0.15343 | 0.15274 | 0.15967 | 0.15914 | 0.1356 | 0.13382 | 0.10928 | 0.10967 | 0.10844 | 0.10565 | 0.10814 | 0.1044 | 0.1057 | 0.10181 | 0.077457
Region | Technology | 2021-22 | 2022-23 | 2023-24 | 2024-25 | 2025-26 | 2026-27 | 2027-28 | 2028-29 | 2029-30 | 2030-31 | 2031-32 | 2032-33 | 2033-34 | 2034-35 | 2035-36 | 2036-37 | 2037-38 | 2038-39 | 2039-40 | 2040-41 | 2041-42 | 2042-43 | 2043-44 | 2044-45 | 2045-46 | 2046-47 | 2047-48 | 2048-49 | 2049-50
TAS1 | Grid Battery pump | 0 | 0 | 0 | 0 | 0 | 0 | 0 | 0 | 0 | 0 | 0 | 0 | 0 | 0 | 0 | 0 | 0 | 0 | 0 | 0 | 0 | 0 | 0 | 0 | 0 | 0 | 0 | 0 | 0
TAS1 | Pumped Hydro Pump | 0 | 0 | 0 | 0 | 0 | 0 | 0 | 0 | 0 | 0 | 0 | 0 | 0 | 0 | 0 | 0 | 0 | 0 | 0 | 0 | 0 | 0 | 0 | 0 | 0 | 0 | 0 | 0 | 0
TAS1 | VPP pump | 0.00052522 | 0.0013855 | 0.0011911 | 0.0013799 | 0.0025079 | 0.0040522 | 0.0060344 | 0.0062096 | 0.0070042 | 0.008767 | 0.015142 | 0.014409 | 0.015674 | 0.016888 | 0.019392 | 0.019593 | 0.016583 | 0.015968 | 0.015127 | 0.01561 | 0.015132 | 0.015107 | 0.015553 | 0.014091 | 0.014735 | 0.013512 | 0.013895 | 0.013278 | 0.010979

## Marinus_FOM Cost
FOM cost by technology ($000s) - Marinus Link, Slow Change Scenario
FOM | Real June 2020 dollars discounted to 1 July 2020. For new entrant capacity, the FOM is incurred annually in modelling. For existing capacity, FOM is considered to be a sunk cost, since the fixed retirement dates are assumed to be the same in the Base Case and the case with Marinus Link. As such, early retirements are presented as an annual FOM saving, or negative cost, that continues until the assumed fixed date retirement.
Explicitly modelled generation
Region | Technology | 2021-22 | 2022-23 | 2023-24 | 2024-25 | 2025-26 | 2026-27 | 2027-28 | 2028-29 | 2029-30 | 2030-31 | 2031-32 | 2032-33 | 2033-34 | 2034-35 | 2035-36 | 2036-37 | 2037-38 | 2038-39 | 2039-40 | 2040-41 | 2041-42 | 2042-43 | 2043-44 | 2044-45 | 2045-46 | 2046-47 | 2047-48 | 2048-49 | 2049-50
NEM | Black Coal | 0 | 0 | 0 | -134751.9128 | -233173.1625 | -261766.41 | -154825.29 | -261174.335 | -283486.9689 | -294207.8357 | 120764.8653 | 310131.7096 | 127760.5902 | -183635.6572 | -51586.4085 | -32371.2529 | -2689.2439 | -2590.7937 | -2502.6581 | -2404.3282 | 291051.8186 | -2231.5103 | -9.9e-05 | -4.1957e-05 | -1.7268e-05 | 0 | 0 | 0 | 0
NEM | Brown Coal | 0 | 0 | 0 | -295629.8116 | -284807.1406 | -296329.0831 | 39759.3823 | 40602.0044 | -228037.9591 | -184144.3331 | -141091.176 | -100204.33 | -96535.9635 | -93001.8918 | -89838.0801 | -86308.3274 | 141302.1572 | 137205.2766 | -77379.6345 | -74339.3761 | -71617.8962 | -68996.0465 | -66648.8846 | -64030.2391 | -61686.1649 | -59427.9046 | -57406.2379 | 0 | 0
NEM | CCGT | 3.1237e-05 | 3.0093e-05 | 3.0478e-05 | 3.0481e-05 | 2.9366e-05 | 2.829e-05 | 2.7328e-05 | 2.6254e-05 | 2.5293e-05 | 2.4367e-05 | 2.3538e-05 | 2.2613e-05 | 2.1786e-05 | 2.0988e-05 | 2.0274e-05 | 1.9478e-05 | 2.6374e-05 | 2.7258e-05 | 3.1211e-05 | 3.1978e-05 | 3.2781e-05 | 3.402e-05 | 3.9905e-05 | 3.8337e-05 | 4.1557e-05 | 4.5296e-05 | 4.5522e-05 | 5.0672e-05 | 4.8817e-05
NEM | Gas - Steam | 0 | 0 | 0 | 0 | 0 | 0 | 0 | 0 | 0 | 0 | 0 | 0 | 0 | 0 | 0 | 0 | 0 | 0 | 0 | 0 | 0 | 0 | 0 | 0 | 0 | 0 | 0 | 0 | 0
NEM | OCGT / Diesel | 0.0001635 | 0.00015751 | 0.00015216 | 0.00014618 | 0.00014083 | 0.00013567 | 0.00013106 | 0.00012591 | 0.0001213 | 0.00011686 | 0.00011288 | 0.00010914 | 0.00010579 | 0.00010192 | 9.9103e-05 | 0.00010372 | 0.00010354 | 0.00010097 | 0.00014983 | 0.00014395 | 0.00022268 | 0.0002166 | 0.00029588 | 2299.5089 | 2215.3265 | 4418.3553 | 4268.0482 | 8807.4951 | 8485.0627
NEM | Hydro | 0 | 0 | 0 | 0 | 0 | 0 | 0 | 0 | 0 | 0 | 0 | 0 | 0 | 0 | 0 | 0 | 0 | 0 | 0 | 0 | 0 | 0 | 0 | 0 | 0 | 0 | 0 | 0 | 0
NEM | Wind | 0.0035371 | 15773.1216 | 33690.1185 | 63408.0883 | 78169.4444 | 94134.3623 | 108113.5608 | 113303.8817 | 111762.4679 | 110140.8497 | 135876.4284 | 132841.6589 | 130197.9774 | 127569.8211 | 125295.5533 | 122357.0234 | 154001.037 | 160981.0404 | 163460.9835 | 165202.8539 | 189059.6075 | 220019.0648 | 227670.5415 | 219149.4815 | 227573.0449 | 236914.6167 | 251453.0507 | 257094.7768 | 257442.5145
NEM | Solar PV | 0.00026937 | 0.00043327 | 0.00047468 | 0.00054316 | 0.00054057 | 0.0011259 | 5995.9294 | 14401.4885 | 24335.0221 | 33521.9438 | 64147.4354 | 61627.0723 | 59370.9753 | 57197.4715 | 55251.6828 | 53080.8353 | 51137.6066 | 49265.517 | 47589.564 | 45719.7629 | 44046.0145 | 57648.1412 | 59939.4425 | 57584.4121 | 62885.5901 | 88321.9226 | 95592.6535 | 98544.3946 | 106966.0334
NEM | Grid Battery | 0.0003107 | 0.00029933 | 0.00028915 | 0.00027779 | 0.00026762 | 0.00026082 | 0.00029446 | 0.00037287 | 0.00083753 | 0.00081296 | 0.0007877 | 0.00083573 | 0.00086243 | 0.00088681 | 0.00086321 | 0.0010504 | 2787.8038 | 2685.7455 | 4969.4268 | 5282.5843 | 17378.1284 | 19519.703 | 19309.9613 | 29629.3813 | 29099.8196 | 28060.6066 | 27106.0188 | 31320.4761 | 32749.385
NEM | Pumped Hydro | 0 | 0 | 0.00037712 | 0.00039306 | 0.0004011 | 0.0004164 | 0.00040945 | 0.00043786 | 25199.0208 | 24276.5134 | 23450.6558 | 22529.2758 | 21704.5047 | 20909.9275 | 20198.5971 | 19404.991 | 18694.5987 | 18010.2108 | 18995.4666 | 18249.1317 | 18450.2354 | 20061.5516 | 19379.082 | 18617.6748 | 22222.8983 | 28626.8678 | 29189.507 | 30990.8607 | 29856.3206
NEM | VPP | 0 | 0 | 0 | 0 | 0 | 0 | 0 | 0 | 0 | 0 | 0 | 0 | 0 | 0 | 0 | 0 | 0 | 0 | 0 | 0 | 0 | 0 | 0 | 0 | 0 | 0 | 0 | 0 | 0
Total excluding storage |  | 0.0040012 | 15773.1222 | 33690.1192 | -366973.6354 | -439810.858 | -463961.1295 | -956.4174 | -92866.9602 | -375427.4379 | -334689.3753 | 179697.5532 | 404396.1109 | 220793.5794 | -91870.2563 | 39122.7476 | 56758.2784 | 343751.5571 | 344861.0404 | 131168.255 | 134178.9127 | 452539.5447 | 206439.6495 | 220961.0997 | 215003.1633 | 230987.7966 | 270226.99 | 293907.5145 | 364446.6666 | 372893.6106
Region | Technology | 2021-22 | 2022-23 | 2023-24 | 2024-25 | 2025-26 | 2026-27 | 2027-28 | 2028-29 | 2029-30 | 2030-31 | 2031-32 | 2032-33 | 2033-34 | 2034-35 | 2035-36 | 2036-37 | 2037-38 | 2038-39 | 2039-40 | 2040-41 | 2041-42 | 2042-43 | 2043-44 | 2044-45 | 2045-46 | 2046-47 | 2047-48 | 2048-49 | 2049-50
NSW1 | Black Coal | 0 | 0 | 0 | -37106.0509 | -139102.0044 | -134009.6383 | -146452.0175 | -140697.894 | -163796.12 | -178898.7326 | -193956.6087 | 236652.8723 | -87521.2912 | -84317.2363 | -0.0006549 | -0.00062917 | -0.00060614 | -0.00058395 | -0.00056408 | -0.00054192 | -0.00052208 | 0 | 0 | 0 | 0 | 0 | 0 | 0 | 0
NSW1 | Brown Coal | 0 | 0 | 0 | 0 | 0 | 0 | 0 | 0 | 0 | 0 | 0 | 0 | 0 | 0 | 0 | 0 | 0 | 0 | 0 | 0 | 0 | 0 | 0 | 0 | 0 | 0 | 0 | 0 | 0
NSW1 | CCGT | 7.1968e-06 | 6.9334e-06 | 6.6975e-06 | 6.4344e-06 | 6.1988e-06 | 5.9719e-06 | 5.7687e-06 | 5.5421e-06 | 5.3392e-06 | 5.1437e-06 | 4.9687e-06 | 4.7735e-06 | 4.5988e-06 | 4.4304e-06 | 4.2797e-06 | 4.1115e-06 | 6.084e-06 | 7.1438e-06 | 8.4602e-06 | 8.7643e-06 | 9.8757e-06 | 9.5142e-06 | 1.2777e-05 | 1.2275e-05 | 1.1826e-05 | 1.5384e-05 | 1.486e-05 | 1.4277e-05 | 1.3754e-05
NSW1 | Gas - Steam | 0 | 0 | 0 | 0 | 0 | 0 | 0 | 0 | 0 | 0 | 0 | 0 | 0 | 0 | 0 | 0 | 0 | 0 | 0 | 0 | 0 | 0 | 0 | 0 | 0 | 0 | 0 | 0 | 0
NSW1 | OCGT / Diesel | 3.3939e-05 | 3.2696e-05 | 3.1584e-05 | 3.0343e-05 | 2.9232e-05 | 2.8162e-05 | 2.7204e-05 | 2.6135e-05 | 2.5179e-05 | 2.4257e-05 | 2.3432e-05 | 2.2511e-05 | 2.1687e-05 | 2.0893e-05 | 2.0182e-05 | 1.9389e-05 | 2.0246e-05 | 2.0188e-05 | 2.9002e-05 | 2.7862e-05 | 6.2034e-05 | 5.9763e-05 | 0.00013536 | 2104.2674 | 2027.2326 | 1953.0179 | 1886.5786 | 3530.1051 | 3400.872
NSW1 | Hydro | 0 | 0 | 0 | 0 | 0 | 0 | 0 | 0 | 0 | 0 | 0 | 0 | 0 | 0 | 0 | 0 | 0 | 0 | 0 | 0 | 0 | 0 | 0 | 0 | 0 | 0 | 0 | 0 | 0
NSW1 | Wind | 0.00063523 | 15773.1187 | 30478.376 | 43918.8301 | 56417.9339 | 68203.6176 | 72467.4206 | 72337.2197 | 69689.0364 | 67137.8001 | 91951.0838 | 88338.3108 | 85104.3458 | 81988.7725 | 79199.6139 | 76087.8482 | 73302.3586 | 72119.815 | 69666.3864 | 67058.9181 | 91277.5217 | 113936.3063 | 112595.6597 | 108171.7579 | 104211.7137 | 104587.5456 | 101857.6446 | 97855.6412 | 94273.2588
NSW1 | Solar PV | 6.3844e-05 | 0.00014359 | 0.00014276 | 0.00016074 | 0.00017215 | 0.00076375 | 5995.929 | 14401.4881 | 24335.0215 | 33521.9432 | 64147.4348 | 61627.0717 | 59370.9747 | 57197.4709 | 55251.6823 | 53080.8347 | 51137.6058 | 49265.5162 | 47589.5631 | 45719.7614 | 44046.013 | 48533.7139 | 47574.3231 | 45705.1203 | 46794.3339 | 61620.6094 | 64439.3076 | 61907.4768 | 61275.9005
NSW1 | Grid Battery | 0.00010755 | 0.00010361 | 0.00010009 | 9.6156e-05 | 9.2636e-05 | 8.9245e-05 | 9.9732e-05 | 0.0001033 | 0.00048826 | 0.00047039 | 0.00045439 | 0.00045271 | 0.00043614 | 0.0004305 | 0.00041873 | 0.00040963 | 0.00041191 | 0.00040318 | 0.00044524 | 0.00042775 | 0.00083299 | 0.0008025 | 446.5625 | 2822.053 | 3273.8771 | 3180.1224 | 3071.9385 | 2951.2416 | 2843.2
NSW1 | Pumped Hydro | 0 | 0 | 0.00011106 | 0.00011509 | 0.00011087 | 0.00011323 | 0.00010938 | 0.00011086 | 25199.0205 | 24276.513 | 23450.6555 | 22529.2755 | 21704.5043 | 20909.9271 | 20198.5968 | 19404.9906 | 18694.596 | 18010.2081 | 17397.5227 | 16713.9712 | 16102.0918 | 15512.6126 | 14984.8923 | 14396.1335 | 13869.1075 | 13361.3753 | 12906.8375 | 12399.7257 | 11945.7859
NSW1 | VPP | 0 | 0 | 0 | 0 | 0 | 0 | 0 | 0 | 0 | 0 | 0 | 0 | 0 | 0 | 0 | 0 | 0 | 0 | 0 | 0 | 0 | 0 | 0 | 0 | 0 | 0 | 0 | 0 | 0
Total excluding storage |  | 0.00074021 | 15773.1189 | 30478.3762 | 6812.7794 | -82684.0703 | -65806.02 | -67988.6679 | -53959.1861 | -69772.062 | -78238.9892 | -37858.09 | 386618.2548 | 56954.0294 | 54869.0071 | 134451.2955 | 129168.6823 | 124439.9638 | 121385.3307 | 117255.9489 | 112778.679 | 135323.5342 | 162470.0203 | 160169.983 | 155981.1456 | 153033.2801 | 168161.1729 | 168183.5308 | 163293.2231 | 158950.0313
Region | Technology | 2021-22 | 2022-23 | 2023-24 | 2024-25 | 2025-26 | 2026-27 | 2027-28 | 2028-29 | 2029-30 | 2030-31 | 2031-32 | 2032-33 | 2033-34 | 2034-35 | 2035-36 | 2036-37 | 2037-38 | 2038-39 | 2039-40 | 2040-41 | 2041-42 | 2042-43 | 2043-44 | 2044-45 | 2045-46 | 2046-47 | 2047-48 | 2048-49 | 2049-50
QLD1 | Black Coal | 0 | 0 | 0 | -97645.8619 | -94071.158 | -127756.7717 | -8373.2725 | -120476.441 | -119690.8489 | -115309.1031 | 314721.474 | 73478.8373 | 215281.8814 | -99318.4209 | -51586.4078 | -32371.2523 | -2689.2433 | -2590.7931 | -2502.6575 | -2404.3277 | 291051.8192 | -2231.5103 | -9.9e-05 | -4.1957e-05 | -1.7268e-05 | 0 | 0 | 0 | 0
QLD1 | Brown Coal | 0 | 0 | 0 | 0 | 0 | 0 | 0 | 0 | 0 | 0 | 0 | 0 | 0 | 0 | 0 | 0 | 0 | 0 | 0 | 0 | 0 | 0 | 0 | 0 | 0 | 0 | 0 | 0 | 0
QLD1 | CCGT | 7.6578e-06 | 7.3774e-06 | 7.1265e-06 | 8.0475e-06 | 7.7529e-06 | 7.4691e-06 | 7.215e-06 | 6.9315e-06 | 6.6778e-06 | 6.4333e-06 | 6.2144e-06 | 5.9703e-06 | 5.7517e-06 | 5.5411e-06 | 5.3526e-06 | 5.1423e-06 | 6.6247e-06 | 6.3822e-06 | 6.9049e-06 | 6.6337e-06 | 6.3908e-06 | 8.5962e-06 | 8.3038e-06 | 7.9775e-06 | 1.2309e-05 | 1.1858e-05 | 1.1455e-05 | 1.1005e-05 | 1.0602e-05
QLD1 | Gas - Steam | 0 | 0 | 0 | 0 | 0 | 0 | 0 | 0 | 0 | 0 | 0 | 0 | 0 | 0 | 0 | 0 | 0 | 0 | 0 | 0 | 0 | 0 | 0 | 0 | 0 | 0 | 0 | 0 | 0
QLD1 | OCGT / Diesel | 3.3853e-05 | 3.2614e-05 | 3.1505e-05 | 3.0267e-05 | 2.9159e-05 | 2.8091e-05 | 2.7136e-05 | 2.6069e-05 | 2.5115e-05 | 2.4196e-05 | 2.3373e-05 | 2.3144e-05 | 2.2945e-05 | 2.2105e-05 | 2.1353e-05 | 2.0514e-05 | 2.1821e-05 | 2.1022e-05 | 2.7316e-05 | 2.6243e-05 | 2.5282e-05 | 2.6425e-05 | 2.5526e-05 | 2.5596e-05 | 5.9734e-05 | 2284.1294 | 2206.4261 | 4702.2539 | 4530.1098
QLD1 | Hydro | 0 | 0 | 0 | 0 | 0 | 0 | 0 | 0 | 0 | 0 | 0 | 0 | 0 | 0 | 0 | 0 | 0 | 0 | 0 | 0 | 0 | 0 | 0 | 0 | 0 | 0 | 0 | 0 | 0
QLD1 | Wind | 0.0016443 | 0.0016062 | 0.0016019 | 13318.1518 | 12830.5899 | 14421.0218 | 21711.7501 | 24874.1964 | 23963.5804 | 23086.301 | 22300.933 | 21424.7257 | 20640.3909 | 19884.7697 | 19208.3139 | 18453.6162 | 41379.0592 | 39864.2189 | 38508.0865 | 38130.4976 | 39965.6712 | 47610.8837 | 52185.1946 | 50134.8299 | 51050.414 | 58390.4556 | 56404.083 | 54187.9575 | 56729.154
QLD1 | Solar PV | 9.0246e-05 | 0.00013281 | 0.0001445 | 0.00015927 | 0.00015344 | 0.00015221 | 0.00016243 | 0.00021388 | 0.0003176 | 0.00030597 | 0.00029557 | 0.00028395 | 0.00027356 | 0.00026354 | 0.00025458 | 0.00024458 | 0.00028275 | 0.0002724 | 0.00026313 | 0.00027078 | 0.00028484 | 8736.9531 | 9074.459 | 8717.922 | 12182.0303 | 22935.1993 | 22154.9716 | 21284.4992 | 26649.963
QLD1 | Grid Battery | 5.0855e-05 | 4.8993e-05 | 4.7326e-05 | 4.5467e-05 | 4.3802e-05 | 4.2199e-05 | 5.7271e-05 | 0.00011657 | 0.0001123 | 0.00010819 | 0.00010451 | 0.00011532 | 0.00016714 | 0.00016102 | 0.00015555 | 0.00014943 | 2787.8028 | 2685.7445 | 2594.3788 | 3000.8523 | 7660.9559 | 10158.2651 | 9812.6932 | 13447.0488 | 12954.7677 | 12480.5084 | 12055.9366 | 11582.2569 | 13733.7596
QLD1 | Pumped Hydro | 0 | 0 | 4.885e-05 | 5.6697e-05 | 5.888e-05 | 6.524e-05 | 6.3021e-05 | 9.2505e-05 | 8.9119e-05 | 8.5856e-05 | 8.2935e-05 | 8.2763e-05 | 9.8034e-05 | 9.4445e-05 | 9.1232e-05 | 8.7647e-05 | 0.0016294 | 0.0015697 | 0.0015163 | 0.0014567 | 674.5433 | 2936.6073 | 2836.7075 | 2725.2528 | 6211.77 | 13201.8887 | 12752.7765 | 12251.7178 | 11803.1964
QLD1 | VPP | 0 | 0 | 0 | 0 | 0 | 0 | 0 | 0 | 0 | 0 | 0 | 0 | 0 | 0 | 0 | 0 | 0 | 0 | 0 | 0 | 0 | 0 | 0 | 0 | 0 | 0 | 0 | 0 | 0
Total excluding storage |  | 0.0017761 | 0.001779 | 0.001785 | -84327.7099 | -81240.5679 | -113335.7497 | 13338.4778 | -95602.2444 | -95727.2682 | -92222.8018 | 337022.4073 | 94903.5633 | 235922.2726 | -79433.6509 | -32378.0936 | -13917.6359 | 38689.8162 | 37273.4261 | 36005.4293 | 35726.1702 | 331017.4907 | 54116.3266 | 61259.6535 | 58852.7519 | 63232.4444 | 83609.7843 | 80765.4808 | 80174.7106 | 87909.2268
Region | Technology | 2021-22 | 2022-23 | 2023-24 | 2024-25 | 2025-26 | 2026-27 | 2027-28 | 2028-29 | 2029-30 | 2030-31 | 2031-32 | 2032-33 | 2033-34 | 2034-35 | 2035-36 | 2036-37 | 2037-38 | 2038-39 | 2039-40 | 2040-41 | 2041-42 | 2042-43 | 2043-44 | 2044-45 | 2045-46 | 2046-47 | 2047-48 | 2048-49 | 2049-50
VIC1 | Black Coal | 0 | 0 | 0 | 0 | 0 | 0 | 0 | 0 | 0 | 0 | 0 | 0 | 0 | 0 | 0 | 0 | 0 | 0 | 0 | 0 | 0 | 0 | 0 | 0 | 0 | 0 | 0 | 0 | 0
VIC1 | Brown Coal | 0 | 0 | 0 | -295629.8116 | -284807.1406 | -296329.0831 | 39759.3823 | 40602.0044 | -228037.9591 | -184144.3331 | -141091.176 | -100204.33 | -96535.9635 | -93001.8918 | -89838.0801 | -86308.3274 | 141302.1572 | 137205.2766 | -77379.6345 | -74339.3761 | -71617.8962 | -68996.0465 | -66648.8846 | -64030.2391 | -61686.1649 | -59427.9046 | -57406.2379 | 0 | 0
VIC1 | CCGT | 5.7065e-06 | 5.4976e-06 | 5.3106e-06 | 5.1019e-06 | 4.9151e-06 | 4.7352e-06 | 4.5741e-06 | 4.3944e-06 | 4.2335e-06 | 4.0785e-06 | 3.9398e-06 | 3.785e-06 | 3.6464e-06 | 3.5129e-06 | 3.3934e-06 | 3.2601e-06 | 5.1528e-06 | 4.9642e-06 | 5.7991e-06 | 6.1981e-06 | 5.9712e-06 | 5.7526e-06 | 6.703e-06 | 6.4397e-06 | 6.2039e-06 | 6.5595e-06 | 7.6265e-06 | 1.1471e-05 | 1.1051e-05
VIC1 | Gas - Steam | 0 | 0 | 0 | 0 | 0 | 0 | 0 | 0 | 0 | 0 | 0 | 0 | 0 | 0 | 0 | 0 | 0 | 0 | 0 | 0 | 0 | 0 | 0 | 0 | 0 | 0 | 0 | 0 | 0
VIC1 | OCGT / Diesel | 3.1706e-05 | 3.0545e-05 | 2.9506e-05 | 2.8347e-05 | 2.7309e-05 | 2.631e-05 | 2.5415e-05 | 2.4416e-05 | 2.3522e-05 | 2.2661e-05 | 2.189e-05 | 2.103e-05 | 2.026e-05 | 1.9518e-05 | 1.8854e-05 | 2.1222e-05 | 2.0445e-05 | 1.9696e-05 | 3.2715e-05 | 3.143e-05 | 5.0688e-05 | 4.8833e-05 | 4.7171e-05 | 8.0278e-05 | 7.7339e-05 | 7.4508e-05 | 7.1973e-05 | 0.00013415 | 0.00012924
VIC1 | Hydro | 0 | 0 | 0 | 0 | 0 | 0 | 0 | 0 | 0 | 0 | 0 | 0 | 0 | 0 | 0 | 0 | 0 | 0 | 0 | 0 | 0 | 0 | 0 | 0 | 0 | 0 | 0 | 0 | 0
VIC1 | Wind | 0.00036418 | 0.00035709 | 0.00035004 | 0.00041332 | 0.00039819 | 0.00038361 | 0.00037056 | 0.00036191 | 0.00034866 | 0.00033769 | 0.00032621 | 0.00032477 | 0.00031288 | 0.00034835 | 0.0003365 | 0.00036934 | 0.00073405 | 0.0011259 | 0.0052166 | 4426.4208 | 4264.3746 | 4809.9779 | 11053.3028 | 10619.0168 | 23665.6289 | 24240.3158 | 45125.9909 | 58874.3405 | 60305.3543
VIC1 | Solar PV | 2.4266e-05 | 2.7833e-05 | 2.881e-05 | 5.2992e-05 | 5.1052e-05 | 4.9183e-05 | 4.751e-05 | 4.5644e-05 | 4.8334e-05 | 5.2837e-05 | 5.1039e-05 | 6.049e-05 | 6.0864e-05 | 6.1363e-05 | 5.9275e-05 | 6.2402e-05 | 9.3893e-05 | 0.00010514 | 0.00013375 | 0.00014957 | 0.00014409 | 0.00020495 | 0.00029836 | 0.00028663 | 0.00037664 | 0.00077744 | 2345.2447 | 7493.9701 | 11469.4102
VIC1 | Grid Battery | 4.9392e-05 | 4.7584e-05 | 4.5965e-05 | 4.4159e-05 | 4.2542e-05 | 4.3988e-05 | 4.6724e-05 | 5.1449e-05 | 8.0628e-05 | 7.944e-05 | 7.6738e-05 | 9.3062e-05 | 8.9655e-05 | 0.00010393 | 0.00010039 | 0.00012107 | 0.00015962 | 0.00020299 | 1153.9603 | 1108.621 | 4454.5726 | 4291.4957 | 4153.2375 | 6689.1389 | 6444.2571 | 6208.3402 | 5997.14 | 11040.9685 | 10636.7712
VIC1 | Pumped Hydro | 0 | 0 | 4.9235e-05 | 5.8129e-05 | 6.7636e-05 | 7.0467e-05 | 6.932e-05 | 6.6596e-05 | 6.4158e-05 | 6.1809e-05 | 5.9707e-05 | 7.0658e-05 | 6.8071e-05 | 7.6558e-05 | 7.3953e-05 | 7.375e-05 | 0.00088495 | 0.00085255 | 1597.9422 | 1535.1588 | 1673.6001 | 1612.3315 | 1557.482 | 1496.2882 | 2142.0205 | 2063.6035 | 3529.8928 | 6339.4169 | 6107.338
VIC1 | VPP | 0 | 0 | 0 | 0 | 0 | 0 | 0 | 0 | 0 | 0 | 0 | 0 | 0 | 0 | 0 | 0 | 0 | 0 | 0 | 0 | 0 | 0 | 0 | 0 | 0 | 0 | 0 | 0 | 0
Total excluding storage |  | 0.00042586 | 0.00042097 | 0.00041367 | -295629.8111 | -284807.1401 | -296329.0826 | 39759.3828 | 40602.0049 | -228037.9587 | -184144.3327 | -141091.1756 | -100204.3296 | -96535.9631 | -93001.8913 | -89838.0797 | -86308.3269 | 141302.1581 | 137205.2778 | -77379.6291 | -69912.9551 | -67353.5214 | -64186.0683 | -55595.5814 | -53411.222 | -38020.5356 | -35187.588 | -9935.0022 | 66368.3108 | 71774.7647
Region | Technology | 2021-22 | 2022-23 | 2023-24 | 2024-25 | 2025-26 | 2026-27 | 2027-28 | 2028-29 | 2029-30 | 2030-31 | 2031-32 | 2032-33 | 2033-34 | 2034-35 | 2035-36 | 2036-37 | 2037-38 | 2038-39 | 2039-40 | 2040-41 | 2041-42 | 2042-43 | 2043-44 | 2044-45 | 2045-46 | 2046-47 | 2047-48 | 2048-49 | 2049-50
SA1 | Black Coal | 0 | 0 | 0 | 0 | 0 | 0 | 0 | 0 | 0 | 0 | 0 | 0 | 0 | 0 | 0 | 0 | 0 | 0 | 0 | 0 | 0 | 0 | 0 | 0 | 0 | 0 | 0 | 0 | 0
SA1 | Brown Coal | 0 | 0 | 0 | 0 | 0 | 0 | 0 | 0 | 0 | 0 | 0 | 0 | 0 | 0 | 0 | 0 | 0 | 0 | 0 | 0 | 0 | 0 | 0 | 0 | 0 | 0 | 0 | 0 | 0
SA1 | CCGT | 5.5578e-06 | 5.3543e-06 | 6.5805e-06 | 6.322e-06 | 6.0905e-06 | 5.8675e-06 | 5.6679e-06 | 5.4452e-06 | 5.2459e-06 | 5.0539e-06 | 4.8819e-06 | 4.6901e-06 | 4.5184e-06 | 4.353e-06 | 4.2049e-06 | 4.0397e-06 | 5.6958e-06 | 6.0545e-06 | 7.4252e-06 | 7.8638e-06 | 8.1166e-06 | 7.8195e-06 | 9.8634e-06 | 9.4759e-06 | 9.129e-06 | 9.4821e-06 | 9.6357e-06 | 1.2052e-05 | 1.161e-05
SA1 | Gas - Steam | 0 | 0 | 0 | 0 | 0 | 0 | 0 | 0 | 0 | 0 | 0 | 0 | 0 | 0 | 0 | 0 | 0 | 0 | 0 | 0 | 0 | 0 | 0 | 0 | 0 | 0 | 0 | 0 | 0
SA1 | OCGT / Diesel | 3.1876e-05 | 3.0709e-05 | 2.9665e-05 | 2.8499e-05 | 2.7456e-05 | 2.6451e-05 | 2.5551e-05 | 2.4547e-05 | 2.3648e-05 | 2.2783e-05 | 2.2008e-05 | 2.1143e-05 | 2.0369e-05 | 1.9623e-05 | 1.961e-05 | 2.4238e-05 | 2.3351e-05 | 2.2496e-05 | 3.9137e-05 | 3.76e-05 | 6.4627e-05 | 6.2261e-05 | 6.9161e-05 | 195.2413 | 188.0938 | 181.2079 | 175.0434 | 575.1358 | 554.0808
SA1 | Hydro | 0 | 0 | 0 | 0 | 0 | 0 | 0 | 0 | 0 | 0 | 0 | 0 | 0 | 0 | 0 | 0 | 0 | 0 | 0 | 0 | 0 | 0 | 0 | 0 | 0 | 0 | 0 | 0 | 0
SA1 | Wind | 0.00060257 | 0.00058282 | 0.00072711 | 0.00070686 | 0.00068098 | 0.00065605 | 0.00063373 | 0.00062826 | 0.00060526 | 0.0005831 | 0.00056327 | 0.00057261 | 0.00055165 | 0.0006306 | 0.00060915 | 0.00083196 | 10610.6523 | 19495.2477 | 24944.8076 | 24666.3323 | 23763.3259 | 24963.7137 | 24114.4786 | 23591.1693 | 22987.5739 | 24977.8851 | 24187.8079 | 23237.4652 | 24035.1593
SA1 | Solar PV | 8.0821e-05 | 0.00011446 | 0.0001359 | 0.00014612 | 0.00014077 | 0.00013562 | 0.000131 | 0.00013027 | 0.00013627 | 0.00014832 | 0.00014328 | 0.00017299 | 0.00016839 | 0.00018099 | 0.00017483 | 0.00018498 | 0.00040563 | 0.0004006 | 0.00044888 | 0.0010075 | 0.00097058 | 377.4739 | 3290.6601 | 3161.3695 | 3909.2254 | 3766.1131 | 6653.1295 | 7858.4485 | 7570.7597
SA1 | Grid Battery | 5.2944e-05 | 5.1006e-05 | 4.9271e-05 | 4.7335e-05 | 4.5602e-05 | 4.3933e-05 | 4.6902e-05 | 5.1671e-05 | 8.5603e-05 | 8.2469e-05 | 7.9664e-05 | 9.7477e-05 | 9.3908e-05 | 0.00011114 | 0.00010736 | 0.00028606 | 0.00030369 | 0.00029257 | 1221.0872 | 1173.1105 | 5262.599 | 5069.9412 | 4897.468 | 6671.1405 | 6426.9176 | 6191.6355 | 5981.0036 | 5746.009 | 5535.6541
SA1 | Pumped Hydro | 0 | 0 | 4.2708e-05 | 4.103e-05 | 3.9528e-05 | 3.808e-05 | 3.6785e-05 | 3.6812e-05 | 3.5464e-05 | 3.5478e-05 | 3.4271e-05 | 4.0138e-05 | 3.8669e-05 | 4.0974e-05 | 3.958e-05 | 5.2798e-05 | 7.1068e-05 | 6.9456e-05 | 8.5749e-05 | 8.2379e-05 | 8.8958e-05 | 8.5701e-05 | 8.2786e-05 | 9.4101e-05 | 0.00010169 | 9.7964e-05 | 9.4632e-05 | 9.0913e-05 | 8.7585e-05
SA1 | VPP | 0 | 0 | 0 | 0 | 0 | 0 | 0 | 0 | 0 | 0 | 0 | 0 | 0 | 0 | 0 | 0 | 0 | 0 | 0 | 0 | 0 | 0 | 0 | 0 | 0 | 0 | 0 | 0 | 0
Total excluding storage |  | 0.00072082 | 0.00073334 | 0.00089926 | 0.0008878 | 0.0008553 | 0.00082399 | 0.00079596 | 0.00078853 | 0.00077043 | 0.00075926 | 0.00073343 | 0.00077143 | 0.00074493 | 0.00083557 | 0.0008078 | 0.0010452 | 10610.6528 | 19495.2482 | 24944.8081 | 24666.3333 | 23763.327 | 25341.1877 | 27405.1388 | 26947.7802 | 27084.8931 | 28925.2061 | 31015.9808 | 31671.0496 | 32159.9997
Region | Technology | 2021-22 | 2022-23 | 2023-24 | 2024-25 | 2025-26 | 2026-27 | 2027-28 | 2028-29 | 2029-30 | 2030-31 | 2031-32 | 2032-33 | 2033-34 | 2034-35 | 2035-36 | 2036-37 | 2037-38 | 2038-39 | 2039-40 | 2040-41 | 2041-42 | 2042-43 | 2043-44 | 2044-45 | 2045-46 | 2046-47 | 2047-48 | 2048-49 | 2049-50
TAS1 | Black Coal | 0 | 0 | 0 | 0 | 0 | 0 | 0 | 0 | 0 | 0 | 0 | 0 | 0 | 0 | 0 | 0 | 0 | 0 | 0 | 0 | 0 | 0 | 0 | 0 | 0 | 0 | 0 | 0 | 0
TAS1 | Brown Coal | 0 | 0 | 0 | 0 | 0 | 0 | 0 | 0 | 0 | 0 | 0 | 0 | 0 | 0 | 0 | 0 | 0 | 0 | 0 | 0 | 0 | 0 | 0 | 0 | 0 | 0 | 0 | 0 | 0
TAS1 | CCGT | 5.1179e-06 | 4.9305e-06 | 4.7628e-06 | 4.5757e-06 | 4.4081e-06 | 4.2468e-06 | 4.1023e-06 | 3.9411e-06 | 3.7968e-06 | 3.6578e-06 | 3.5334e-06 | 3.3946e-06 | 3.2703e-06 | 3.1506e-06 | 3.0434e-06 | 2.9238e-06 | 2.8168e-06 | 2.7137e-06 | 2.6214e-06 | 2.5184e-06 | 2.4262e-06 | 2.3373e-06 | 2.2578e-06 | 2.1691e-06 | 2.0897e-06 | 2.0132e-06 | 1.9447e-06 | 1.8683e-06 | 1.7999e-06
TAS1 | Gas - Steam | 0 | 0 | 0 | 0 | 0 | 0 | 0 | 0 | 0 | 0 | 0 | 0 | 0 | 0 | 0 | 0 | 0 | 0 | 0 | 0 | 0 | 0 | 0 | 0 | 0 | 0 | 0 | 0 | 0
TAS1 | OCGT / Diesel | 3.2125e-05 | 3.0949e-05 | 2.9896e-05 | 2.8721e-05 | 2.767e-05 | 2.6657e-05 | 2.575e-05 | 2.4738e-05 | 2.3833e-05 | 2.296e-05 | 2.2179e-05 | 2.1308e-05 | 2.0528e-05 | 1.9776e-05 | 1.9103e-05 | 1.8353e-05 | 1.7681e-05 | 1.7571e-05 | 2.1663e-05 | 2.0812e-05 | 2.005e-05 | 1.9316e-05 | 1.8659e-05 | 1.7926e-05 | 1.7774e-05 | 1.7684e-05 | 1.8242e-05 | 2.0266e-05 | 1.9524e-05
TAS1 | Hydro | 0 | 0 | 0 | 0 | 0 | 0 | 0 | 0 | 0 | 0 | 0 | 0 | 0 | 0 | 0 | 0 | 0 | 0 | 0 | 0 | 0 | 0 | 0 | 0 | 0 | 0 | 0 | 0 | 0
TAS1 | Wind | 0.00029075 | 0.00028373 | 3211.7399 | 6171.1052 | 8920.9195 | 11509.7219 | 13934.3891 | 16092.4645 | 18109.8501 | 19916.7477 | 21624.4107 | 23078.6215 | 24453.2398 | 25696.2779 | 26887.6246 | 27815.5578 | 28708.9661 | 29501.7576 | 30341.6977 | 30920.6852 | 29788.7141 | 28698.1832 | 27721.9058 | 26632.7076 | 25657.7145 | 24718.4147 | 23877.5242 | 22939.3724 | 22099.5881
TAS1 | Solar PV | 1.0196e-05 | 1.4576e-05 | 2.2715e-05 | 2.403e-05 | 2.3151e-05 | 2.5089e-05 | 2.7671e-05 | 2.8325e-05 | 3.3726e-05 | 4.181e-05 | 5.1319e-05 | 4.9303e-05 | 4.7498e-05 | 4.5759e-05 | 4.4203e-05 | 4.2466e-05 | 5.0139e-05 | 5.5081e-05 | 5.6771e-05 | 8.9511e-05 | 8.6234e-05 | 8.3077e-05 | 8.0251e-05 | 7.7098e-05 | 7.4275e-05 | 7.1556e-05 | 6.9122e-05 | 6.6406e-05 | 6.3975e-05
TAS1 | Grid Battery | 4.9962e-05 | 4.8133e-05 | 4.6495e-05 | 4.4668e-05 | 4.3033e-05 | 4.1458e-05 | 4.3833e-05 | 4.9879e-05 | 7.0734e-05 | 7.2471e-05 | 7.2401e-05 | 7.7155e-05 | 7.558e-05 | 8.0219e-05 | 8.1185e-05 | 8.4158e-05 | 8.5995e-05 | 8.6574e-05 | 0.00010954 | 0.00010523 | 0.00012095 | 0.00012052 | 0.0001256 | 0.00012408 | 0.00012391 | 0.00012706 | 0.00013127 | 0.00014946 | 0.00014803
TAS1 | Pumped Hydro | 0 | 0 | 0.00012527 | 0.00012211 | 0.00012418 | 0.00012938 | 0.00013095 | 0.00013109 | 0.00013209 | 0.00013375 | 0.0001376 | 0.0001407 | 0.00014217 | 0.00014072 | 0.00014493 | 0.00014799 | 0.0001496 | 0.00015094 | 0.0001759 | 0.00016899 | 0.0001628 | 0.00015878 | 0.00016003 | 0.00015775 | 0.00015813 | 0.00015604 | 0.0001556 | 0.00016351 | 0.00015753
TAS1 | VPP | 0 | 0 | 0 | 0 | 0 | 0 | 0 | 0 | 0 | 0 | 0 | 0 | 0 | 0 | 0 | 0 | 0 | 0 | 0 | 0 | 0 | 0 | 0 | 0 | 0 | 0 | 0 | 0 | 0
Total excluding storage |  | 0.00033819 | 0.00033419 | 3211.7399 | 6171.1053 | 8920.9195 | 11509.722 | 13934.3891 | 16092.4646 | 18109.8502 | 19916.7478 | 21624.4108 | 23078.6216 | 24453.2399 | 25696.278 | 26887.6247 | 27815.5579 | 28708.9662 | 29501.7577 | 30341.6978 | 30920.6853 | 29788.7142 | 28698.1833 | 27721.9059 | 26632.7077 | 25657.7146 | 24718.4148 | 23877.5243 | 22939.3725 | 22099.5882

## Marinus_Fuel Cost
Fuel cost by technology ($000s) - Marinus Link, Slow Change Scenario
Fuel | Real June 2020 dollars discounted to 1 July 2020
Explicitly modelled generation
Region | Technology | 2021-22 | 2022-23 | 2023-24 | 2024-25 | 2025-26 | 2026-27 | 2027-28 | 2028-29 | 2029-30 | 2030-31 | 2031-32 | 2032-33 | 2033-34 | 2034-35 | 2035-36 | 2036-37 | 2037-38 | 2038-39 | 2039-40 | 2040-41 | 2041-42 | 2042-43 | 2043-44 | 2044-45 | 2045-46 | 2046-47 | 2047-48 | 2048-49 | 2049-50
NEM | Black Coal | 1579899.1513 | 1399111.673 | 1333574.0982 | 1268509.2496 | 1217361.8524 | 1061790.7333 | 918692.1915 | 922579.0718 | 615733.1425 | 515704.6006 | 353245.0333 | 367153.212 | 379025.711 | 349842.4833 | 299373.0949 | 309285.71 | 318799.4514 | 303193.6908 | 270847.6468 | 248125.5567 | 224806.3179 | 156479.4567 | 122227.09 | 90971.9742 | 73589.6584 | 49819.5952 | 45942.858 | 41590.334 | 37863.54
NEM | Brown Coal | 205786.4069 | 174138.9589 | 183300.8851 | 100276.1886 | 99943.4381 | 89311.7484 | 73444.096 | 77344.991 | 71134.6571 | 73976.8218 | 65283.745 | 65245.8997 | 65814.2783 | 60768.2585 | 58726.9369 | 56036.0267 | 51065.8004 | 52124.3978 | 46672.5317 | 43217.5229 | 45641.3524 | 44366.5686 | 41353.8858 | 39748.3325 | 36065.4443 | 37718.451 | 17717.6872 | 0 | 0
NEM | CCGT | 203162.9683 | 201902.0413 | 155430.8759 | 158963.8491 | 157430.3421 | 163529.1494 | 143672.2643 | 187136.2003 | 119305.9526 | 123557.5267 | 130872.4783 | 134058.0317 | 123150.8943 | 114498.1904 | 107848.3328 | 103267.089 | 84178.9545 | 113732.2804 | 134442.6256 | 142827.9667 | 113091.5527 | 155524.1169 | 104749.9364 | 101969.9628 | 59508.0045 | 46149.2107 | 44990.7028 | 43668.323 | 42512.1109
NEM | Gas - Steam | 90124.4016 | 91789.7246 | 86344.2036 | 15675.2286 | 14567.6878 | 14905.6859 | 13131.5232 | 15784.0911 | 11579.8399 | 11711.3811 | 11976.7523 | 12251.5263 | 11324.7872 | 10510.254 | 4741.9464 | 4443.449 | 5499.4492 | 4264.1841 | 3084.4515 | 3083.5532 | 2912.3088 | 4193.8698 | 4820.974 | 4468.8975 | 6231.691 | 0 | 0 | 0 | 0
NEM | OCGT / Diesel | 2150.4651 | 1288.8007 | 6374.882 | 5724.452 | 1531.9767 | 6260.9139 | 2490.1215 | 18155.3 | 398.4047 | 208.3896 | 312.9983 | 4843.9248 | 2669.7082 | 974.8319 | 5621.4314 | 5436.4826 | 12302.8643 | 10732.7711 | 29605.5758 | 44399.7758 | 32462.5511 | 26130.667 | 98557.3968 | 53100.9709 | 76262.732 | 90816.1795 | 151728.2742 | 233257.4538 | 232780.1532
NEM | Hydro | 0 | 0 | 0 | 0 | 0 | 0 | 0 | 0 | 0 | 0 | 0 | 0 | 0 | 0 | 0 | 0 | 0 | 0 | 0 | 0 | 0 | 0 | 0 | 0 | 0 | 0 | 0 | 0 | 0
NEM | Wind | 0 | 0 | 0 | 0 | 0 | 0 | 0 | 0 | 0 | 0 | 0 | 0 | 0 | 0 | 0 | 0 | 0 | 0 | 0 | 0 | 0 | 0 | 0 | 0 | 0 | 0 | 0 | 0 | 0
NEM | Solar PV | 0 | 0 | 0 | 0 | 0 | 0 | 0 | 0 | 0 | 0 | 0 | 0 | 0 | 0 | 0 | 0 | 0 | 0 | 0 | 0 | 0 | 0 | 0 | 0 | 0 | 0 | 0 | 0 | 0
NEM | Grid Battery | 0 | 0 | 0 | 0 | 0 | 0 | 0 | 0 | 0 | 0 | 0 | 0 | 0 | 0 | 0 | 0 | 0 | 0 | 0 | 0 | 0 | 0 | 0 | 0 | 0 | 0 | 0 | 0 | 0
NEM | Pumped Hydro | 0 | 0 | 0 | 0 | 0 | 0 | 0 | 0 | 0 | 0 | 0 | 0 | 0 | 0 | 0 | 0 | 0 | 0 | 0 | 0 | 0 | 0 | 0 | 0 | 0 | 0 | 0 | 0 | 0
NEM | VPP | 0 | 0 | 0 | 0 | 0 | 0 | 0 | 0 | 0 | 0 | 0 | 0 | 0 | 0 | 0 | 0 | 0 | 0 | 0 | 0 | 0 | 0 | 0 | 0 | 0 | 0 | 0 | 0 | 0
Total excluding storage |  | 2081123.3933 | 1868231.1985 | 1765024.9447 | 1549148.9679 | 1490835.2971 | 1335798.2308 | 1151430.1965 | 1220999.6541 | 818151.9968 | 725158.7199 | 561691.0072 | 583552.5945 | 581985.379 | 536594.0181 | 476311.7425 | 478468.7572 | 471846.5198 | 484047.3242 | 484652.8313 | 481654.3752 | 418914.0829 | 386694.679 | 371709.2829 | 290260.1378 | 251657.5301 | 224503.4364 | 260379.5221 | 318516.1108 | 313155.8041
Region | Technology | 2021-22 | 2022-23 | 2023-24 | 2024-25 | 2025-26 | 2026-27 | 2027-28 | 2028-29 | 2029-30 | 2030-31 | 2031-32 | 2032-33 | 2033-34 | 2034-35 | 2035-36 | 2036-37 | 2037-38 | 2038-39 | 2039-40 | 2040-41 | 2041-42 | 2042-43 | 2043-44 | 2044-45 | 2045-46 | 2046-47 | 2047-48 | 2048-49 | 2049-50
NSW1 | Black Coal | 826738.421 | 732629.772 | 643122.3633 | 714838.6353 | 643687.5037 | 585020.2224 | 481015.2011 | 520521.1848 | 269733.7644 | 196635.2148 | 90054.3647 | 83539.0734 | 108606.7992 | 91803.4223 | 68279.5277 | 87386.297 | 101323.8122 | 96854.448 | 81961.2 | 68356.0966 | 55917.6056 | 0 | 0 | 0 | 0 | 0 | 0 | 0 | 0
NSW1 | Brown Coal | 0 | 0 | 0 | 0 | 0 | 0 | 0 | 0 | 0 | 0 | 0 | 0 | 0 | 0 | 0 | 0 | 0 | 0 | 0 | 0 | 0 | 0 | 0 | 0 | 0 | 0 | 0 | 0 | 0
NSW1 | CCGT | 2480.8386 | 2468.5556 | 7330.7274 | 4634.5339 | 4429.1249 | 4321.8804 | 4232.0709 | 4105.8032 | 3897.2332 | 3838.8099 | 3740.7094 | 3634.9844 | 3547.8682 | 3406.8429 | 3369.8639 | 3180.9024 | 3141.5042 | 25727.2946 | 42796.7046 | 51180.6317 | 32004.3196 | 48071.9783 | 65.6526 | 0.0006302 | 0.00062513 | 0.00080063 | 0.00080288 | 0.00075717 | 0.00071421
NSW1 | Gas - Steam | 0 | 0 | 0 | 0 | 0 | 0 | 0 | 0 | 0 | 0 | 0 | 0 | 0 | 0 | 0 | 0 | 0 | 0 | 0 | 0 | 0 | 0 | 0 | 0 | 0 | 0 | 0 | 0 | 0
NSW1 | OCGT / Diesel | 0.00049975 | 0.00048962 | 376.1071 | 3165.0897 | 590.0789 | 1710.4664 | 563.8485 | 1035.5768 | 0.00052929 | 0.0005298 | 0.00049295 | 1234.9815 | 204.3849 | 311.981 | 1049.0281 | 571.8385 | 1673.2114 | 463.5154 | 6347.5858 | 9250.7818 | 6665.6636 | 5271.5021 | 44806.796 | 25241.7364 | 34319.4035 | 29074.9401 | 85396.4209 | 99229.0253 | 126195.5172
NSW1 | Hydro | 0 | 0 | 0 | 0 | 0 | 0 | 0 | 0 | 0 | 0 | 0 | 0 | 0 | 0 | 0 | 0 | 0 | 0 | 0 | 0 | 0 | 0 | 0 | 0 | 0 | 0 | 0 | 0 | 0
NSW1 | Wind | 0 | 0 | 0 | 0 | 0 | 0 | 0 | 0 | 0 | 0 | 0 | 0 | 0 | 0 | 0 | 0 | 0 | 0 | 0 | 0 | 0 | 0 | 0 | 0 | 0 | 0 | 0 | 0 | 0
NSW1 | Solar PV | 0 | 0 | 0 | 0 | 0 | 0 | 0 | 0 | 0 | 0 | 0 | 0 | 0 | 0 | 0 | 0 | 0 | 0 | 0 | 0 | 0 | 0 | 0 | 0 | 0 | 0 | 0 | 0 | 0
NSW1 | Grid Battery | 0 | 0 | 0 | 0 | 0 | 0 | 0 | 0 | 0 | 0 | 0 | 0 | 0 | 0 | 0 | 0 | 0 | 0 | 0 | 0 | 0 | 0 | 0 | 0 | 0 | 0 | 0 | 0 | 0
NSW1 | Pumped Hydro | 0 | 0 | 0 | 0 | 0 | 0 | 0 | 0 | 0 | 0 | 0 | 0 | 0 | 0 | 0 | 0 | 0 | 0 | 0 | 0 | 0 | 0 | 0 | 0 | 0 | 0 | 0 | 0 | 0
NSW1 | VPP | 0 | 0 | 0 | 0 | 0 | 0 | 0 | 0 | 0 | 0 | 0 | 0 | 0 | 0 | 0 | 0 | 0 | 0 | 0 | 0 | 0 | 0 | 0 | 0 | 0 | 0 | 0 | 0 | 0
Total excluding storage |  | 829219.2601 | 735098.3281 | 650829.1978 | 722638.2589 | 648706.7075 | 591052.5692 | 485811.1205 | 525662.5648 | 273630.9981 | 200474.0252 | 93795.0746 | 88409.0393 | 112359.0522 | 95522.2463 | 72698.4197 | 91139.0378 | 106138.5277 | 123045.258 | 131105.4903 | 128787.5101 | 94587.5888 | 53343.4804 | 44872.4486 | 25241.737 | 34319.4041 | 29074.9409 | 85396.4217 | 99229.0261 | 126195.5179
Region | Technology | 2021-22 | 2022-23 | 2023-24 | 2024-25 | 2025-26 | 2026-27 | 2027-28 | 2028-29 | 2029-30 | 2030-31 | 2031-32 | 2032-33 | 2033-34 | 2034-35 | 2035-36 | 2036-37 | 2037-38 | 2038-39 | 2039-40 | 2040-41 | 2041-42 | 2042-43 | 2043-44 | 2044-45 | 2045-46 | 2046-47 | 2047-48 | 2048-49 | 2049-50
QLD1 | Black Coal | 753160.7303 | 666481.901 | 690451.7349 | 553670.6143 | 573674.3487 | 476770.5109 | 437676.9904 | 402057.887 | 345999.3782 | 319069.3858 | 263190.6686 | 283614.1386 | 270418.9118 | 258039.061 | 231093.5672 | 221899.413 | 217475.6392 | 206339.2428 | 188886.4468 | 179769.4601 | 168888.7123 | 156479.4567 | 122227.09 | 90971.9742 | 73589.6584 | 49819.5952 | 45942.858 | 41590.334 | 37863.54
QLD1 | Brown Coal | 0 | 0 | 0 | 0 | 0 | 0 | 0 | 0 | 0 | 0 | 0 | 0 | 0 | 0 | 0 | 0 | 0 | 0 | 0 | 0 | 0 | 0 | 0 | 0 | 0 | 0 | 0 | 0 | 0
QLD1 | CCGT | 99873.865 | 100156.4049 | 110068.9756 | 118516.8303 | 118711.1803 | 125905.1081 | 107256.8806 | 151772.7443 | 85236.6006 | 90309.6301 | 98415.8282 | 102497.2045 | 92208.8173 | 84732.9447 | 78893.6921 | 75598.3818 | 81037.4493 | 88004.9848 | 91645.9199 | 91647.3339 | 81087.2319 | 107452.1375 | 104684.2824 | 101969.9609 | 59508.0026 | 46149.2086 | 44990.7006 | 43668.3205 | 42512.1085
QLD1 | Gas - Steam | 2551.867 | 2563.7765 | 5130.1595 | 5463.831 | 5647.6155 | 5411.442 | 4672.4395 | 7485.022 | 3973.5068 | 4280.9035 | 4545.8765 | 4457.475 | 4138.4705 | 3805.5722 | 3613.14 | 3419.1878 | 3285.1202 | 3168.2945 | 3084.4515 | 3083.5532 | 2912.3088 | 4193.8698 | 4820.974 | 4468.8975 | 6231.691 | 0 | 0 | 0 | 0
QLD1 | OCGT / Diesel | 0.00087926 | 0.00086388 | 0.00086892 | 1428.073 | 458.2222 | 2914.2715 | 1487.7659 | 16406.0744 | 398.4011 | 104.5836 | 179.7662 | 2509.144 | 2140.9638 | 441.6944 | 1708.0703 | 1988.7922 | 4012.1482 | 2076.4873 | 7067.169 | 4793.8993 | 6922.1116 | 5116.1958 | 12974.5354 | 18470.4734 | 33435.728 | 54263.6847 | 53611.6123 | 80681.6092 | 58767.7606
QLD1 | Hydro | 0 | 0 | 0 | 0 | 0 | 0 | 0 | 0 | 0 | 0 | 0 | 0 | 0 | 0 | 0 | 0 | 0 | 0 | 0 | 0 | 0 | 0 | 0 | 0 | 0 | 0 | 0 | 0 | 0
QLD1 | Wind | 0 | 0 | 0 | 0 | 0 | 0 | 0 | 0 | 0 | 0 | 0 | 0 | 0 | 0 | 0 | 0 | 0 | 0 | 0 | 0 | 0 | 0 | 0 | 0 | 0 | 0 | 0 | 0 | 0
QLD1 | Solar PV | 0 | 0 | 0 | 0 | 0 | 0 | 0 | 0 | 0 | 0 | 0 | 0 | 0 | 0 | 0 | 0 | 0 | 0 | 0 | 0 | 0 | 0 | 0 | 0 | 0 | 0 | 0 | 0 | 0
QLD1 | Grid Battery | 0 | 0 | 0 | 0 | 0 | 0 | 0 | 0 | 0 | 0 | 0 | 0 | 0 | 0 | 0 | 0 | 0 | 0 | 0 | 0 | 0 | 0 | 0 | 0 | 0 | 0 | 0 | 0 | 0
QLD1 | Pumped Hydro | 0 | 0 | 0 | 0 | 0 | 0 | 0 | 0 | 0 | 0 | 0 | 0 | 0 | 0 | 0 | 0 | 0 | 0 | 0 | 0 | 0 | 0 | 0 | 0 | 0 | 0 | 0 | 0 | 0
QLD1 | VPP | 0 | 0 | 0 | 0 | 0 | 0 | 0 | 0 | 0 | 0 | 0 | 0 | 0 | 0 | 0 | 0 | 0 | 0 | 0 | 0 | 0 | 0 | 0 | 0 | 0 | 0 | 0 | 0 | 0
Total excluding storage |  | 855586.4632 | 769202.0833 | 805650.8709 | 679079.3486 | 698491.3668 | 611001.3324 | 551094.0764 | 577721.7277 | 435607.8867 | 413764.503 | 366332.1395 | 393077.962 | 368907.1635 | 347019.2723 | 315308.4696 | 302905.7748 | 305810.357 | 299589.0094 | 290683.9871 | 279294.2464 | 259810.3645 | 273241.6598 | 244706.8818 | 215881.306 | 172765.08 | 150232.4885 | 144545.1709 | 165940.2637 | 139143.4091
Region | Technology | 2021-22 | 2022-23 | 2023-24 | 2024-25 | 2025-26 | 2026-27 | 2027-28 | 2028-29 | 2029-30 | 2030-31 | 2031-32 | 2032-33 | 2033-34 | 2034-35 | 2035-36 | 2036-37 | 2037-38 | 2038-39 | 2039-40 | 2040-41 | 2041-42 | 2042-43 | 2043-44 | 2044-45 | 2045-46 | 2046-47 | 2047-48 | 2048-49 | 2049-50
VIC1 | Black Coal | 0 | 0 | 0 | 0 | 0 | 0 | 0 | 0 | 0 | 0 | 0 | 0 | 0 | 0 | 0 | 0 | 0 | 0 | 0 | 0 | 0 | 0 | 0 | 0 | 0 | 0 | 0 | 0 | 0
VIC1 | Brown Coal | 205786.4069 | 174138.9589 | 183300.8851 | 100276.1886 | 99943.4381 | 89311.7484 | 73444.096 | 77344.991 | 71134.6571 | 73976.8218 | 65283.745 | 65245.8997 | 65814.2783 | 60768.2585 | 58726.9369 | 56036.0267 | 51065.8004 | 52124.3978 | 46672.5317 | 43217.5229 | 45641.3524 | 44366.5686 | 41353.8858 | 39748.3325 | 36065.4443 | 37718.451 | 17717.6872 | 0 | 0
VIC1 | CCGT | 0.00024234 | 0.00024856 | 0.00025762 | 0.00030184 | 0.00030383 | 0.00029108 | 0.0002828 | 0.00027823 | 0.00027155 | 0.0002677 | 0.00026031 | 0.00028082 | 0.00027014 | 0.00028941 | 0.00027635 | 0.00027056 | 0.00037523 | 0.00037027 | 0.00041676 | 0.00043868 | 0.00043929 | 0.00042936 | 0.00049324 | 0.00044907 | 0.0004478 | 0.00047346 | 0.00053996 | 0.00076718 | 0.00073725
VIC1 | Gas - Steam | 164.5116 | 8.4415e-05 | 382.4741 | 1201.6648 | 285.9443 | 1188.2254 | 431.6863 | 422.324 | 0.00010178 | 26.5399 | 239.8471 | 792.5075 | 288.5448 | 121.03 | 1128.8064 | 1024.2613 | 2214.329 | 1095.8896 | 0 | 0 | 0 | 0 | 0 | 0 | 0 | 0 | 0 | 0 | 0
VIC1 | OCGT / Diesel | 4.9844 | 0.0007275 | 205.0178 | 151.0183 | 9.6729 | 365.5523 | 50.7203 | 0.00093247 | 0.00090581 | 0.00089386 | 30.785 | 344.952 | 145.7628 | 0.00088785 | 717.7638 | 896.9284 | 663.9223 | 402.7246 | 1379.5322 | 2640.4165 | 1939.5789 | 549.8494 | 1255.8688 | 4023.5894 | 3772.1002 | 1894.77 | 2139.2367 | 26198.8175 | 24218.565
VIC1 | Hydro | 0 | 0 | 0 | 0 | 0 | 0 | 0 | 0 | 0 | 0 | 0 | 0 | 0 | 0 | 0 | 0 | 0 | 0 | 0 | 0 | 0 | 0 | 0 | 0 | 0 | 0 | 0 | 0 | 0
VIC1 | Wind | 0 | 0 | 0 | 0 | 0 | 0 | 0 | 0 | 0 | 0 | 0 | 0 | 0 | 0 | 0 | 0 | 0 | 0 | 0 | 0 | 0 | 0 | 0 | 0 | 0 | 0 | 0 | 0 | 0
VIC1 | Solar PV | 0 | 0 | 0 | 0 | 0 | 0 | 0 | 0 | 0 | 0 | 0 | 0 | 0 | 0 | 0 | 0 | 0 | 0 | 0 | 0 | 0 | 0 | 0 | 0 | 0 | 0 | 0 | 0 | 0
VIC1 | Grid Battery | 0 | 0 | 0 | 0 | 0 | 0 | 0 | 0 | 0 | 0 | 0 | 0 | 0 | 0 | 0 | 0 | 0 | 0 | 0 | 0 | 0 | 0 | 0 | 0 | 0 | 0 | 0 | 0 | 0
VIC1 | Pumped Hydro | 0 | 0 | 0 | 0 | 0 | 0 | 0 | 0 | 0 | 0 | 0 | 0 | 0 | 0 | 0 | 0 | 0 | 0 | 0 | 0 | 0 | 0 | 0 | 0 | 0 | 0 | 0 | 0 | 0
VIC1 | VPP | 0 | 0 | 0 | 0 | 0 | 0 | 0 | 0 | 0 | 0 | 0 | 0 | 0 | 0 | 0 | 0 | 0 | 0 | 0 | 0 | 0 | 0 | 0 | 0 | 0 | 0 | 0 | 0 | 0
Total excluding storage |  | 205955.9031 | 174138.96 | 183888.3772 | 101628.872 | 100239.0556 | 90865.5263 | 73926.5029 | 77767.3162 | 71134.6584 | 74003.3628 | 65554.3774 | 66383.3594 | 66248.5862 | 60889.2896 | 60573.5074 | 57957.2166 | 53944.052 | 53623.0124 | 48052.0643 | 45857.9398 | 47580.9318 | 44916.4184 | 42609.7551 | 43771.9223 | 39837.5449 | 39613.2215 | 19856.9244 | 26198.8182 | 24218.5657
Region | Technology | 2021-22 | 2022-23 | 2023-24 | 2024-25 | 2025-26 | 2026-27 | 2027-28 | 2028-29 | 2029-30 | 2030-31 | 2031-32 | 2032-33 | 2033-34 | 2034-35 | 2035-36 | 2036-37 | 2037-38 | 2038-39 | 2039-40 | 2040-41 | 2041-42 | 2042-43 | 2043-44 | 2044-45 | 2045-46 | 2046-47 | 2047-48 | 2048-49 | 2049-50
SA1 | Black Coal | 0 | 0 | 0 | 0 | 0 | 0 | 0 | 0 | 0 | 0 | 0 | 0 | 0 | 0 | 0 | 0 | 0 | 0 | 0 | 0 | 0 | 0 | 0 | 0 | 0 | 0 | 0 | 0 | 0
SA1 | Brown Coal | 0 | 0 | 0 | 0 | 0 | 0 | 0 | 0 | 0 | 0 | 0 | 0 | 0 | 0 | 0 | 0 | 0 | 0 | 0 | 0 | 0 | 0 | 0 | 0 | 0 | 0 | 0 | 0 | 0
SA1 | CCGT | 100808.2643 | 99277.0803 | 38031.1723 | 35812.4843 | 34290.0363 | 33302.1603 | 32183.3123 | 31257.6523 | 30172.1183 | 29409.0863 | 28715.9403 | 27925.8423 | 27394.2083 | 26358.4023 | 25584.7763 | 24487.8043 | 0.0003838 | 0.00040331 | 0.00047218 | 0.00049335 | 0.00049801 | 0.00048887 | 0.00061105 | 0.00054949 | 0.00055348 | 0.00058284 | 0.0005975 | 0.00072652 | 0.00068855
SA1 | Gas - Steam | 87408.023 | 89225.948 | 80831.57 | 9009.7328 | 8634.128 | 8306.0185 | 8027.3974 | 7876.7451 | 7606.333 | 7403.9378 | 7191.0287 | 7001.5438 | 6897.7719 | 6583.6518 | 0 | 0 | 0 | 0 | 0 | 0 | 0 | 0 | 0 | 0 | 0 | 0 | 0 | 0 | 0
SA1 | OCGT / Diesel | 2145.4791 | 1288.7984 | 5793.756 | 980.2707 | 474.0024 | 1270.6235 | 387.7865 | 713.6476 | 0.0018033 | 103.8043 | 102.4463 | 754.8471 | 178.5964 | 221.1553 | 2146.5689 | 1978.9232 | 5953.5821 | 7790.0435 | 14811.2886 | 27714.678 | 16935.1968 | 15193.1194 | 39520.1964 | 5365.1714 | 4735.5001 | 5582.7845 | 10581.0041 | 27147.619 | 23598.3102
SA1 | Hydro | 0 | 0 | 0 | 0 | 0 | 0 | 0 | 0 | 0 | 0 | 0 | 0 | 0 | 0 | 0 | 0 | 0 | 0 | 0 | 0 | 0 | 0 | 0 | 0 | 0 | 0 | 0 | 0 | 0
SA1 | Wind | 0 | 0 | 0 | 0 | 0 | 0 | 0 | 0 | 0 | 0 | 0 | 0 | 0 | 0 | 0 | 0 | 0 | 0 | 0 | 0 | 0 | 0 | 0 | 0 | 0 | 0 | 0 | 0 | 0
SA1 | Solar PV | 0 | 0 | 0 | 0 | 0 | 0 | 0 | 0 | 0 | 0 | 0 | 0 | 0 | 0 | 0 | 0 | 0 | 0 | 0 | 0 | 0 | 0 | 0 | 0 | 0 | 0 | 0 | 0 | 0
SA1 | Grid Battery | 0 | 0 | 0 | 0 | 0 | 0 | 0 | 0 | 0 | 0 | 0 | 0 | 0 | 0 | 0 | 0 | 0 | 0 | 0 | 0 | 0 | 0 | 0 | 0 | 0 | 0 | 0 | 0 | 0
SA1 | Pumped Hydro | 0 | 0 | 0 | 0 | 0 | 0 | 0 | 0 | 0 | 0 | 0 | 0 | 0 | 0 | 0 | 0 | 0 | 0 | 0 | 0 | 0 | 0 | 0 | 0 | 0 | 0 | 0 | 0 | 0
SA1 | VPP | 0 | 0 | 0 | 0 | 0 | 0 | 0 | 0 | 0 | 0 | 0 | 0 | 0 | 0 | 0 | 0 | 0 | 0 | 0 | 0 | 0 | 0 | 0 | 0 | 0 | 0 | 0 | 0 | 0
Total excluding storage |  | 190361.7664 | 189791.8266 | 124656.4983 | 45802.4878 | 43398.1668 | 42878.8023 | 40598.4962 | 39848.0449 | 37778.4531 | 36916.8283 | 36009.4152 | 35682.2332 | 34470.5765 | 33163.2094 | 27731.3452 | 26466.7275 | 5953.5825 | 7790.0439 | 14811.2891 | 27714.6785 | 16935.1973 | 15193.1199 | 39520.197 | 5365.172 | 4735.5006 | 5582.785 | 10581.0047 | 27147.6197 | 23598.3109
Region | Technology | 2021-22 | 2022-23 | 2023-24 | 2024-25 | 2025-26 | 2026-27 | 2027-28 | 2028-29 | 2029-30 | 2030-31 | 2031-32 | 2032-33 | 2033-34 | 2034-35 | 2035-36 | 2036-37 | 2037-38 | 2038-39 | 2039-40 | 2040-41 | 2041-42 | 2042-43 | 2043-44 | 2044-45 | 2045-46 | 2046-47 | 2047-48 | 2048-49 | 2049-50
TAS1 | Black Coal | 0 | 0 | 0 | 0 | 0 | 0 | 0 | 0 | 0 | 0 | 0 | 0 | 0 | 0 | 0 | 0 | 0 | 0 | 0 | 0 | 0 | 0 | 0 | 0 | 0 | 0 | 0 | 0 | 0
TAS1 | Brown Coal | 0 | 0 | 0 | 0 | 0 | 0 | 0 | 0 | 0 | 0 | 0 | 0 | 0 | 0 | 0 | 0 | 0 | 0 | 0 | 0 | 0 | 0 | 0 | 0 | 0 | 0 | 0 | 0 | 0
TAS1 | CCGT | 0.00024391 | 0.00024712 | 0.00025298 | 0.00025163 | 0.0002441 | 0.00023589 | 0.00023511 | 0.00023505 | 0.00023578 | 0.00023559 | 0.00023488 | 0.00023539 | 0.00023448 | 0.0002307 | 0.00023092 | 0.00022987 | 0.00023033 | 0.00023012 | 0.00023797 | 0.00023106 | 0.00023091 | 0.00023043 | 0.0002312 | 0.00023011 | 0.00022994 | 0.0002305 | 0.00023114 | 0.00023362 | 0.00023022
TAS1 | Gas - Steam | 0 | 0 | 0 | 0 | 0 | 0 | 0 | 0 | 0 | 0 | 0 | 0 | 0 | 0 | 0 | 0 | 0 | 0 | 0 | 0 | 0 | 0 | 0 | 0 | 0 | 0 | 0 | 0 | 0
TAS1 | OCGT / Diesel | 0.00030167 | 0.00029941 | 0.00030167 | 0.00030238 | 0.00029689 | 0.00029476 | 0.00029584 | 0.00029646 | 0.00029873 | 0.00029761 | 0.00029525 | 0.00029686 | 0.000297 | 0.00029166 | 0.00029223 | 0.00029042 | 0.0002931 | 0.00028917 | 0.00029165 | 0.000232 | 0.00023214 | 0.00023288 | 0.00023163 | 0.00023027 | 0.00022864 | 0.00023153 | 0.00023156 | 0.38281 | 0.00022942
TAS1 | Hydro | 0 | 0 | 0 | 0 | 0 | 0 | 0 | 0 | 0 | 0 | 0 | 0 | 0 | 0 | 0 | 0 | 0 | 0 | 0 | 0 | 0 | 0 | 0 | 0 | 0 | 0 | 0 | 0 | 0
TAS1 | Wind | 0 | 0 | 0 | 0 | 0 | 0 | 0 | 0 | 0 | 0 | 0 | 0 | 0 | 0 | 0 | 0 | 0 | 0 | 0 | 0 | 0 | 0 | 0 | 0 | 0 | 0 | 0 | 0 | 0
TAS1 | Solar PV | 0 | 0 | 0 | 0 | 0 | 0 | 0 | 0 | 0 | 0 | 0 | 0 | 0 | 0 | 0 | 0 | 0 | 0 | 0 | 0 | 0 | 0 | 0 | 0 | 0 | 0 | 0 | 0 | 0
TAS1 | Grid Battery | 0 | 0 | 0 | 0 | 0 | 0 | 0 | 0 | 0 | 0 | 0 | 0 | 0 | 0 | 0 | 0 | 0 | 0 | 0 | 0 | 0 | 0 | 0 | 0 | 0 | 0 | 0 | 0 | 0
TAS1 | Pumped Hydro | 0 | 0 | 0 | 0 | 0 | 0 | 0 | 0 | 0 | 0 | 0 | 0 | 0 | 0 | 0 | 0 | 0 | 0 | 0 | 0 | 0 | 0 | 0 | 0 | 0 | 0 | 0 | 0 | 0
TAS1 | VPP | 0 | 0 | 0 | 0 | 0 | 0 | 0 | 0 | 0 | 0 | 0 | 0 | 0 | 0 | 0 | 0 | 0 | 0 | 0 | 0 | 0 | 0 | 0 | 0 | 0 | 0 | 0 | 0 | 0
Total excluding storage |  | 0.00054558 | 0.00054652 | 0.00055464 | 0.000554 | 0.00054099 | 0.00053065 | 0.00053095 | 0.00053151 | 0.00053451 | 0.0005332 | 0.00053013 | 0.00053225 | 0.00053148 | 0.00052236 | 0.00052315 | 0.00052029 | 0.00052343 | 0.00051929 | 0.00052961 | 0.00046306 | 0.00046305 | 0.00046331 | 0.00046283 | 0.00046038 | 0.00045859 | 0.00046202 | 0.00046271 | 0.38304 | 0.00045964

## Marinus_Build Cost
New generation build cost (CAPEX) by technology ($000s) - Marinus Link, Slow Change Scenario
CAPEX (Install) | Real June 2020 dollars discounted to 1 July 2020. The total capital costs are annualised for modelling purposes.
Explicitly modelled generation
Region | Technology | 2021-22 | 2022-23 | 2023-24 | 2024-25 | 2025-26 | 2026-27 | 2027-28 | 2028-29 | 2029-30 | 2030-31 | 2031-32 | 2032-33 | 2033-34 | 2034-35 | 2035-36 | 2036-37 | 2037-38 | 2038-39 | 2039-40 | 2040-41 | 2041-42 | 2042-43 | 2043-44 | 2044-45 | 2045-46 | 2046-47 | 2047-48 | 2048-49 | 2049-50
NEM | Black Coal | 0 | 0 | 0 | 0 | 0 | 0 | 0 | 0 | 0 | 0 | 0 | 0 | 0 | 0 | 0 | 0 | 0 | 0 | 0 | 0 | 0 | 0 | 0 | 0 | 0 | 0 | 0 | 0 | 0
NEM | Brown Coal | 0 | 0 | 0 | 0 | 0 | 0 | 0 | 0 | 0 | 0 | 0 | 0 | 0 | 0 | 0 | 0 | 0 | 0 | 0 | 0 | 0 | 0 | 0 | 0 | 0 | 0 | 0 | 0 | 0
NEM | CCGT | 0.00034165 | 0.00032914 | 0.00033375 | 0.0003336 | 0.00032139 | 0.00030962 | 0.00029909 | 0.00028734 | 0.00027682 | 0.00026668 | 0.00025761 | 0.00024749 | 0.00023843 | 0.0002297 | 0.00022189 | 0.00021317 | 0.00028627 | 0.00029504 | 0.00033668 | 0.00034464 | 0.00035238 | 0.00036493 | 0.00042602 | 0.00040928 | 0.00044225 | 0.00034531 | 0.00035249 | 0.00040662 | 0.00038663
NEM | Gas - Steam | 0 | 0 | 0 | 0 | 0 | 0 | 0 | 0 | 0 | 0 | 0 | 0 | 0 | 0 | 0 | 0 | 0 | 0 | 0 | 0 | 0 | 0 | 0 | 0 | 0 | 0 | 0 | 0 | 0
NEM | OCGT / Diesel | 0.0011821 | 0.0011388 | 0.0011 | 0.0010568 | 0.0010181 | 0.00098086 | 0.00094749 | 0.00091026 | 0.00087694 | 0.00084483 | 0.00081609 | 0.00078834 | 0.00076353 | 0.00073558 | 0.00071477 | 0.00074735 | 0.00074502 | 0.00072518 | 0.0010597 | 0.001018 | 0.001533 | 0.0014916 | 0.0019946 | 13736.2529 | 13233.3845 | 26663.9281 | 25756.8536 | 53123.0506 | 51178.2762
NEM | Hydro | 0 | 0 | 0 | 0 | 0 | 0 | 0 | 0 | 0 | 0 | 0 | 0 | 0 | 0 | 0 | 0 | 0 | 0 | 0 | 0 | 0 | 0 | 0 | 0 | 0 | 0 | 0 | 0 | 0
NEM | Wind | 0.015694 | 66811.4636 | 142863.4874 | 270083.2784 | 331737.3841 | 398348.8891 | 457507.1737 | 479197.9828 | 472717.5495 | 465952.9297 | 569446.4277 | 556775.2443 | 545639.8264 | 534437.7819 | 524636.0207 | 511985.9496 | 636510.9007 | 663390.6359 | 672953.9162 | 678834.1376 | 762503.4957 | 875088.772 | 902949.5635 | 869071.123 | 899997.8197 | 932461.477 | 960839.2345 | 951927.4949 | 901337.3214
NEM | Solar PV | 0.0013314 | 0.0020694 | 0.0022498 | 0.0025326 | 0.002507 | 0.0046813 | 21656.5852 | 51487.7992 | 85559.5666 | 116112.7048 | 215372.2676 | 206910.2564 | 199335.5074 | 192038.0613 | 185505.1593 | 178216.6316 | 171692.3245 | 165406.864 | 159779.9233 | 153502.1461 | 147882.6073 | 184681.9746 | 190248.8483 | 182773.9402 | 195297.3768 | 256953.1751 | 274220.5838 | 281054.6573 | 300921.4195
NEM | Grid Battery | 0.0023953 | 0.0023076 | 0.0022291 | 0.0021415 | 0.0020631 | 0.0020075 | 0.0021862 | 0.0025945 | 0.0047588 | 0.0046164 | 0.0044714 | 0.0046889 | 0.004793 | 0.0048883 | 0.0047521 | 0.0056127 | 12446.0703 | 11990.4341 | 22295.6697 | 23565.3501 | 75571.1347 | 84243.8699 | 83149.5267 | 124914.2284 | 122455.7614 | 118070.7409 | 114054.1173 | 130843.4468 | 135757.0567
NEM | Pumped Hydro | 0 | 0 | 0.0035055 | 0.0036594 | 0.0037327 | 0.0038594 | 0.003784 | 0.0040599 | 230474.54 | 222037.1295 | 214483.6956 | 206056.5968 | 198513.0995 | 191245.761 | 184739.8122 | 177481.3553 | 170983.9882 | 164724.4591 | 174861.0411 | 167990.7224 | 170222.3554 | 185893.7619 | 179569.8818 | 172514.5526 | 207189.5116 | 268250.0015 | 274053.818 | 291876.2417 | 281190.9847
NEM | VPP | 0 | 0 | 0 | 0 | 0 | 0 | 0 | 0 | 0 | 0 | 0 | 0 | 0 | 0 | 0 | 0 | 0 | 0 | 0 | 0 | 0 | 0 | 0 | 0 | 0 | 0 | 0 | 0 | 0
Total excluding storage |  | 0.018549 | 66811.4671 | 142863.4911 | 270083.2823 | 331737.388 | 398348.8951 | 479163.7601 | 530685.7831 | 558277.1173 | 582065.6355 | 784818.6964 | 763685.5017 | 744975.3348 | 726475.8442 | 710141.1809 | 690202.5822 | 808203.2262 | 828797.5009 | 832733.8409 | 832336.2851 | 910386.1049 | 1059770.7485 | 1093198.4142 | 1065581.3165 | 1108528.5815 | 1216078.5806 | 1260816.6722 | 1286105.2032 | 1253437.0175
Region | Technology | 2021-22 | 2022-23 | 2023-24 | 2024-25 | 2025-26 | 2026-27 | 2027-28 | 2028-29 | 2029-30 | 2030-31 | 2031-32 | 2032-33 | 2033-34 | 2034-35 | 2035-36 | 2036-37 | 2037-38 | 2038-39 | 2039-40 | 2040-41 | 2041-42 | 2042-43 | 2043-44 | 2044-45 | 2045-46 | 2046-47 | 2047-48 | 2048-49 | 2049-50
NSW1 | Black Coal | 0 | 0 | 0 | 0 | 0 | 0 | 0 | 0 | 0 | 0 | 0 | 0 | 0 | 0 | 0 | 0 | 0 | 0 | 0 | 0 | 0 | 0 | 0 | 0 | 0 | 0 | 0 | 0 | 0
NSW1 | Brown Coal | 0 | 0 | 0 | 0 | 0 | 0 | 0 | 0 | 0 | 0 | 0 | 0 | 0 | 0 | 0 | 0 | 0 | 0 | 0 | 0 | 0 | 0 | 0 | 0 | 0 | 0 | 0 | 0 | 0
NSW1 | CCGT | 7.5721e-05 | 7.2949e-05 | 7.0467e-05 | 6.7698e-05 | 6.522e-05 | 6.2832e-05 | 6.0695e-05 | 5.831e-05 | 5.6176e-05 | 5.4119e-05 | 5.2278e-05 | 5.0224e-05 | 4.8385e-05 | 4.6614e-05 | 4.5028e-05 | 4.3259e-05 | 6.3335e-05 | 7.4078e-05 | 8.7407e-05 | 9.0431e-05 | 0.00010162 | 9.7899e-05 | 0.00013076 | 0.00012562 | 0.00012102 | 0.00012683 | 0.00012251 | 0.0001177 | 0.00011339
NSW1 | Gas - Steam | 0 | 0 | 0 | 0 | 0 | 0 | 0 | 0 | 0 | 0 | 0 | 0 | 0 | 0 | 0 | 0 | 0 | 0 | 0 | 0 | 0 | 0 | 0 | 0 | 0 | 0 | 0 | 0 | 0
NSW1 | OCGT / Diesel | 0.00023611 | 0.00022747 | 0.00021973 | 0.0002111 | 0.00020337 | 0.00019592 | 0.00018926 | 0.00018182 | 0.00017517 | 0.00016875 | 0.00016301 | 0.00015661 | 0.00015087 | 0.00014535 | 0.00014041 | 0.00013489 | 0.00014063 | 0.00013958 | 0.0001977 | 0.00018993 | 0.00040645 | 0.00039157 | 0.00086435 | 12498.0012 | 12040.4636 | 11599.6758 | 11205.0689 | 20894.9231 | 20129.9838
NSW1 | Hydro | 0 | 0 | 0 | 0 | 0 | 0 | 0 | 0 | 0 | 0 | 0 | 0 | 0 | 0 | 0 | 0 | 0 | 0 | 0 | 0 | 0 | 0 | 0 | 0 | 0 | 0 | 0 | 0 | 0
NSW1 | Wind | 0.0026873 | 66811.4509 | 128556.0291 | 184507.5124 | 236222.9113 | 284871.6505 | 302358.9982 | 301433.0069 | 290397.8875 | 279766.7513 | 379456.0313 | 364547.1422 | 351201.4862 | 338344.3994 | 326834.3332 | 313992.9592 | 302498.0343 | 296928.8886 | 286827.7279 | 276029.0836 | 362079.2147 | 443664.0792 | 437607.0812 | 420413.4279 | 405022.5732 | 405187.5856 | 367995.3873 | 328424.4192 | 292404.7104
NSW1 | Solar PV | 0.00029878 | 0.0006467 | 0.00064164 | 0.00070921 | 0.00075034 | 0.0029605 | 21656.5835 | 51487.7973 | 85559.5643 | 116112.7024 | 215372.2653 | 206910.254 | 199335.5051 | 192038.0591 | 185505.1571 | 178216.6294 | 171692.3214 | 165406.8609 | 159779.92 | 153502.141 | 147882.6023 | 158671.5431 | 155062.798 | 148970.3555 | 150306.7857 | 184595.8669 | 189953.0096 | 182489.725 | 179667.091
NSW1 | Grid Battery | 0.00077319 | 0.00074489 | 0.00071955 | 0.00069127 | 0.00066597 | 0.00064159 | 0.00069331 | 0.00070329 | 0.002454 | 0.0023642 | 0.0022838 | 0.0022699 | 0.0021868 | 0.0021534 | 0.0020929 | 0.0020427 | 0.0020419 | 0.0019938 | 0.0021559 | 0.0020712 | 0.0033146 | 0.0031932 | 1738.4749 | 10885.7425 | 12601.7286 | 12238.3392 | 11822.0057 | 11357.5172 | 10941.7306
NSW1 | Pumped Hydro | 0 | 0 | 0.00095841 | 0.00099304 | 0.00095669 | 0.00097653 | 0.00094331 | 0.00095653 | 230474.537 | 222037.1265 | 214483.6927 | 206056.5936 | 198513.0962 | 191245.7577 | 184739.8089 | 177481.3518 | 170983.9616 | 164724.4334 | 159120.708 | 152868.8295 | 147272.4763 | 141880.9985 | 137054.3793 | 131669.4908 | 126849.2211 | 122205.4154 | 118048.1354 | 113410.005 | 109258.1937
NSW1 | VPP | 0 | 0 | 0 | 0 | 0 | 0 | 0 | 0 | 0 | 0 | 0 | 0 | 0 | 0 | 0 | 0 | 0 | 0 | 0 | 0 | 0 | 0 | 0 | 0 | 0 | 0 | 0 | 0 | 0
Total excluding storage |  | 0.0032979 | 66811.4518 | 128556.03 | 184507.5134 | 236222.9123 | 284871.6537 | 324015.5819 | 352920.8044 | 375957.452 | 395879.4539 | 594828.2968 | 571457.3964 | 550536.9914 | 530382.4587 | 512339.4904 | 492209.5887 | 474190.3558 | 462335.7497 | 446607.6482 | 429531.2249 | 509961.8175 | 602335.6229 | 592669.8802 | 581881.7847 | 567369.8226 | 601383.1285 | 569153.466 | 531809.0675 | 492201.7853
Region | Technology | 2021-22 | 2022-23 | 2023-24 | 2024-25 | 2025-26 | 2026-27 | 2027-28 | 2028-29 | 2029-30 | 2030-31 | 2031-32 | 2032-33 | 2033-34 | 2034-35 | 2035-36 | 2036-37 | 2037-38 | 2038-39 | 2039-40 | 2040-41 | 2041-42 | 2042-43 | 2043-44 | 2044-45 | 2045-46 | 2046-47 | 2047-48 | 2048-49 | 2049-50
QLD1 | Black Coal | 0 | 0 | 0 | 0 | 0 | 0 | 0 | 0 | 0 | 0 | 0 | 0 | 0 | 0 | 0 | 0 | 0 | 0 | 0 | 0 | 0 | 0 | 0 | 0 | 0 | 0 | 0 | 0 | 0
QLD1 | Brown Coal | 0 | 0 | 0 | 0 | 0 | 0 | 0 | 0 | 0 | 0 | 0 | 0 | 0 | 0 | 0 | 0 | 0 | 0 | 0 | 0 | 0 | 0 | 0 | 0 | 0 | 0 | 0 | 0 | 0
QLD1 | CCGT | 8.315e-05 | 8.0106e-05 | 7.7381e-05 | 8.7305e-05 | 8.4109e-05 | 8.103e-05 | 7.8273e-05 | 7.5198e-05 | 7.2445e-05 | 6.9793e-05 | 6.7419e-05 | 6.477e-05 | 6.2399e-05 | 6.0114e-05 | 5.8069e-05 | 5.5788e-05 | 7.1334e-05 | 6.8723e-05 | 7.4144e-05 | 7.1231e-05 | 6.8624e-05 | 9.1553e-05 | 8.8439e-05 | 8.4964e-05 | 0.0001298 | 9.2343e-05 | 8.9202e-05 | 8.5697e-05 | 7.746e-05
QLD1 | Gas - Steam | 0 | 0 | 0 | 0 | 0 | 0 | 0 | 0 | 0 | 0 | 0 | 0 | 0 | 0 | 0 | 0 | 0 | 0 | 0 | 0 | 0 | 0 | 0 | 0 | 0 | 0 | 0 | 0 | 0
QLD1 | OCGT / Diesel | 0.00024279 | 0.0002339 | 0.00022594 | 0.00021707 | 0.00020912 | 0.00020146 | 0.00019461 | 0.00018696 | 0.00018012 | 0.00017353 | 0.00016762 | 0.00016535 | 0.00016334 | 0.00015736 | 0.00015201 | 0.00014604 | 0.00015504 | 0.00014937 | 0.00019206 | 0.00018451 | 0.00017776 | 0.00018601 | 0.00017968 | 0.00018009 | 0.00040469 | 13915.0035 | 13441.6319 | 28598.6594 | 27551.6951
QLD1 | Hydro | 0 | 0 | 0 | 0 | 0 | 0 | 0 | 0 | 0 | 0 | 0 | 0 | 0 | 0 | 0 | 0 | 0 | 0 | 0 | 0 | 0 | 0 | 0 | 0 | 0 | 0 | 0 | 0 | 0
QLD1 | Wind | 0.0073626 | 0.0071909 | 0.0071665 | 58185.2463 | 56055.1526 | 62903.8528 | 94221.9423 | 107694.7812 | 103752.1978 | 99953.9479 | 96553.6358 | 92760.0277 | 89364.1887 | 86092.6674 | 83163.8993 | 79896.3762 | 169939.8689 | 163718.5637 | 158149.0567 | 156309.7678 | 162952.9067 | 191630.8642 | 208747.9763 | 200546.2344 | 203520.0991 | 230426.9349 | 222588.0899 | 213842.5676 | 199648.4542
QLD1 | Solar PV | 0.00044806 | 0.00064385 | 0.00069419 | 0.00075481 | 0.00072717 | 0.00071809 | 0.0007531 | 0.00093916 | 0.0013089 | 0.001261 | 0.0012181 | 0.0011703 | 0.0011274 | 0.0010861 | 0.0010492 | 0.001008 | 0.0011169 | 0.001076 | 0.0010394 | 0.0010524 | 0.0010841 | 24927.9103 | 25844.5955 | 24829.1572 | 33928.392 | 61700.0826 | 59601.1205 | 57259.3828 | 70455.1201
QLD1 | Grid Battery | 0.00039487 | 0.00038041 | 0.00036747 | 0.00035303 | 0.00034011 | 0.00032766 | 0.00041363 | 0.00073524 | 0.00070832 | 0.00068239 | 0.00065918 | 0.00070619 | 0.00094998 | 0.0009152 | 0.00088407 | 0.00084933 | 12446.0653 | 11990.429 | 11582.5292 | 13273.1306 | 32709.3646 | 42951.2204 | 41490.072 | 56003.5555 | 53953.3291 | 51978.1591 | 50209.9251 | 48237.1689 | 56174.9017
QLD1 | Pumped Hydro | 0 | 0 | 0.00048323 | 0.00056071 | 0.00058216 | 0.00064467 | 0.00062274 | 0.00091181 | 0.00087843 | 0.00084627 | 0.00081748 | 0.00081542 | 0.00096353 | 0.00092826 | 0.00089668 | 0.00086145 | 0.015749 | 0.015172 | 0.014656 | 0.01408 | 6471.001 | 28137.1582 | 27179.9662 | 26112.0609 | 59318.6957 | 125792.5678 | 121513.2572 | 116738.9816 | 112465.3003
QLD1 | VPP | 0 | 0 | 0 | 0 | 0 | 0 | 0 | 0 | 0 | 0 | 0 | 0 | 0 | 0 | 0 | 0 | 0 | 0 | 0 | 0 | 0 | 0 | 0 | 0 | 0 | 0 | 0 | 0 | 0
Total excluding storage |  | 0.0081366 | 0.0081488 | 0.008164 | 58185.2474 | 56055.1536 | 62903.8538 | 94221.9433 | 107694.7824 | 103752.1994 | 99953.9494 | 96553.6372 | 92760.0291 | 89364.19 | 86092.6687 | 83163.9005 | 79896.3774 | 169939.8703 | 163718.565 | 158149.058 | 156309.7691 | 162952.908 | 216558.7748 | 234592.5721 | 225375.3919 | 237448.4916 | 306042.0211 | 295630.8425 | 299700.61 | 297655.2694
Region | Technology | 2021-22 | 2022-23 | 2023-24 | 2024-25 | 2025-26 | 2026-27 | 2027-28 | 2028-29 | 2029-30 | 2030-31 | 2031-32 | 2032-33 | 2033-34 | 2034-35 | 2035-36 | 2036-37 | 2037-38 | 2038-39 | 2039-40 | 2040-41 | 2041-42 | 2042-43 | 2043-44 | 2044-45 | 2045-46 | 2046-47 | 2047-48 | 2048-49 | 2049-50
VIC1 | Black Coal | 0 | 0 | 0 | 0 | 0 | 0 | 0 | 0 | 0 | 0 | 0 | 0 | 0 | 0 | 0 | 0 | 0 | 0 | 0 | 0 | 0 | 0 | 0 | 0 | 0 | 0 | 0 | 0 | 0
VIC1 | Brown Coal | 0 | 0 | 0 | 0 | 0 | 0 | 0 | 0 | 0 | 0 | 0 | 0 | 0 | 0 | 0 | 0 | 0 | 0 | 0 | 0 | 0 | 0 | 0 | 0 | 0 | 0 | 0 | 0 | 0
VIC1 | CCGT | 6.4257e-05 | 6.1905e-05 | 5.9799e-05 | 5.7449e-05 | 5.5346e-05 | 5.332e-05 | 5.1506e-05 | 4.9482e-05 | 4.7671e-05 | 4.5926e-05 | 4.4363e-05 | 4.262e-05 | 4.106e-05 | 3.9557e-05 | 3.8211e-05 | 3.671e-05 | 5.7332e-05 | 5.5233e-05 | 6.427e-05 | 6.8551e-05 | 6.6041e-05 | 6.3623e-05 | 7.3833e-05 | 7.0932e-05 | 6.8335e-05 | 4.6809e-05 | 5.9037e-05 | 0.00010102 | 9.7317e-05
VIC1 | Gas - Steam | 0 | 0 | 0 | 0 | 0 | 0 | 0 | 0 | 0 | 0 | 0 | 0 | 0 | 0 | 0 | 0 | 0 | 0 | 0 | 0 | 0 | 0 | 0 | 0 | 0 | 0 | 0 | 0 | 0
VIC1 | OCGT / Diesel | 0.00023504 | 0.00022643 | 0.00021873 | 0.00021013 | 0.00020244 | 0.00019503 | 0.0001884 | 0.00018099 | 0.00017437 | 0.00016798 | 0.00016227 | 0.00015589 | 0.00015019 | 0.00014469 | 0.00013977 | 0.00015644 | 0.00015071 | 0.0001452 | 0.00023529 | 0.00022605 | 0.00035612 | 0.00034308 | 0.00033141 | 0.0005504 | 0.00053025 | 0.00041839 | 0.00040415 | 0.00084032 | 0.00080955
VIC1 | Hydro | 0 | 0 | 0 | 0 | 0 | 0 | 0 | 0 | 0 | 0 | 0 | 0 | 0 | 0 | 0 | 0 | 0 | 0 | 0 | 0 | 0 | 0 | 0 | 0 | 0 | 0 | 0 | 0 | 0
VIC1 | Wind | 0.0015702 | 0.0015415 | 0.0015124 | 0.0018021 | 0.0017361 | 0.0016726 | 0.0016157 | 0.0015785 | 0.0015207 | 0.0014729 | 0.0014228 | 0.0014162 | 0.0013643 | 0.0015111 | 0.0014597 | 0.0015915 | 0.0030551 | 0.0046252 | 0.021154 | 17738.7018 | 17089.3082 | 19239.8903 | 43543.5448 | 41832.7118 | 91752.3467 | 93883.6121 | 173965.5078 | 226694.9722 | 232139.1758
VIC1 | Solar PV | 0.00012556 | 0.00014239 | 0.00014645 | 0.00025374 | 0.00024445 | 0.0002355 | 0.00022749 | 0.00021855 | 0.00022699 | 0.00024169 | 0.00023347 | 0.00026463 | 0.00026393 | 0.00026361 | 0.00025464 | 0.00026256 | 0.00036178 | 0.0003954 | 0.0004835 | 0.00053014 | 0.00051073 | 0.00068831 | 0.00095545 | 0.00091791 | 0.0011611 | 0.0021876 | 6231.5209 | 19684.9293 | 29970.0945
VIC1 | Grid Battery | 0.00040381 | 0.00038903 | 0.00037579 | 0.00036103 | 0.00034781 | 0.00035503 | 0.00036916 | 0.00039258 | 0.00054771 | 0.00053709 | 0.00051882 | 0.000598 | 0.00057611 | 0.00064206 | 0.00062022 | 0.00071364 | 0.00088955 | 0.0010843 | 5223.1781 | 5017.9586 | 19728.1386 | 19005.9139 | 18392.4149 | 29083.7175 | 28018.9957 | 26993.2521 | 26074.9744 | 46321.0187 | 44625.2589
VIC1 | Pumped Hydro | 0 | 0 | 0.00049835 | 0.00058821 | 0.00068404 | 0.00071245 | 0.00070078 | 0.00067325 | 0.0006486 | 0.00062486 | 0.0006036 | 0.00071244 | 0.00068636 | 0.0007703 | 0.00074409 | 0.00074161 | 0.0087566 | 0.008436 | 15740.3159 | 15121.8763 | 16478.8756 | 15875.6027 | 15335.534 | 14732.9984 | 21021.5923 | 20252.0157 | 34492.423 | 61727.2527 | 59467.4882
VIC1 | VPP | 0 | 0 | 0 | 0 | 0 | 0 | 0 | 0 | 0 | 0 | 0 | 0 | 0 | 0 | 0 | 0 | 0 | 0 | 0 | 0 | 0 | 0 | 0 | 0 | 0 | 0 | 0 | 0 | 0
Total excluding storage |  | 0.001995 | 0.0019722 | 0.0019374 | 0.0023234 | 0.0022384 | 0.0021564 | 0.0020831 | 0.0020275 | 0.0019697 | 0.0019285 | 0.0018629 | 0.0018793 | 0.0018195 | 0.001959 | 0.0018923 | 0.0020472 | 0.003625 | 0.005221 | 0.021937 | 17738.7027 | 17089.3091 | 19239.8914 | 43543.5461 | 41832.7134 | 91752.3484 | 93883.6148 | 180197.0292 | 246379.9025 | 262109.2712
Region | Technology | 2021-22 | 2022-23 | 2023-24 | 2024-25 | 2025-26 | 2026-27 | 2027-28 | 2028-29 | 2029-30 | 2030-31 | 2031-32 | 2032-33 | 2033-34 | 2034-35 | 2035-36 | 2036-37 | 2037-38 | 2038-39 | 2039-40 | 2040-41 | 2041-42 | 2042-43 | 2043-44 | 2044-45 | 2045-46 | 2046-47 | 2047-48 | 2048-49 | 2049-50
SA1 | Black Coal | 0 | 0 | 0 | 0 | 0 | 0 | 0 | 0 | 0 | 0 | 0 | 0 | 0 | 0 | 0 | 0 | 0 | 0 | 0 | 0 | 0 | 0 | 0 | 0 | 0 | 0 | 0 | 0 | 0
SA1 | Brown Coal | 0 | 0 | 0 | 0 | 0 | 0 | 0 | 0 | 0 | 0 | 0 | 0 | 0 | 0 | 0 | 0 | 0 | 0 | 0 | 0 | 0 | 0 | 0 | 0 | 0 | 0 | 0 | 0 | 0
SA1 | CCGT | 6.2584e-05 | 6.0293e-05 | 7.4042e-05 | 7.1133e-05 | 6.8529e-05 | 6.602e-05 | 6.3774e-05 | 6.1268e-05 | 5.9025e-05 | 5.6864e-05 | 5.493e-05 | 5.2772e-05 | 5.084e-05 | 4.8979e-05 | 4.7312e-05 | 4.5454e-05 | 6.3486e-05 | 6.7346e-05 | 8.2204e-05 | 8.6905e-05 | 8.9581e-05 | 8.6302e-05 | 0.00010831 | 0.00010406 | 0.00010025 | 7.9334e-05 | 8.1737e-05 | 0.0001022 | 9.8462e-05
SA1 | Gas - Steam | 0 | 0 | 0 | 0 | 0 | 0 | 0 | 0 | 0 | 0 | 0 | 0 | 0 | 0 | 0 | 0 | 0 | 0 | 0 | 0 | 0 | 0 | 0 | 0 | 0 | 0 | 0 | 0 | 0
SA1 | OCGT / Diesel | 0.00023691 | 0.00022824 | 0.00022048 | 0.00021181 | 0.00020406 | 0.00019659 | 0.0001899 | 0.00018244 | 0.00017576 | 0.00016933 | 0.00016357 | 0.00015714 | 0.00015139 | 0.00014584 | 0.0001451 | 0.00017789 | 0.00017138 | 0.00016511 | 0.00028084 | 0.00026981 | 0.00045036 | 0.00043387 | 0.0004867 | 1238.2508 | 1192.9199 | 1149.2483 | 1110.1523 | 3629.4672 | 3496.5965
SA1 | Hydro | 0 | 0 | 0 | 0 | 0 | 0 | 0 | 0 | 0 | 0 | 0 | 0 | 0 | 0 | 0 | 0 | 0 | 0 | 0 | 0 | 0 | 0 | 0 | 0 | 0 | 0 | 0 | 0 | 0
SA1 | Wind | 0.0027654 | 0.0026749 | 0.0033238 | 0.0032309 | 0.0031126 | 0.0029987 | 0.0028966 | 0.0028663 | 0.0027614 | 0.0026603 | 0.0025698 | 0.0026043 | 0.0025089 | 0.0028303 | 0.002734 | 0.0036263 | 42675.8522 | 78482.6378 | 100682.2287 | 99554.5729 | 95909.9933 | 100638.6463 | 97215.0422 | 94994.0419 | 92492.1003 | 99677.5062 | 96518.0702 | 92725.8602 | 95576.4773
SA1 | Solar PV | 0.00040887 | 0.00056647 | 0.00066193 | 0.00070401 | 0.00067824 | 0.00065341 | 0.00063118 | 0.00062302 | 0.0006402 | 0.00067802 | 0.00065495 | 0.00075112 | 0.00072971 | 0.00076579 | 0.00073974 | 0.00076549 | 0.0014526 | 0.0014306 | 0.0015719 | 0.0032504 | 0.0031314 | 1082.5202 | 9341.4535 | 8974.4263 | 11062.1978 | 10657.2232 | 18434.9325 | 21620.62 | 20829.1137
SA1 | Grid Battery | 0.00042996 | 0.00041422 | 0.00040013 | 0.0003844 | 0.00037033 | 0.00035677 | 0.00037211 | 0.00039545 | 0.00057514 | 0.00055408 | 0.00053523 | 0.0006213 | 0.00059855 | 0.00067842 | 0.00065534 | 0.0014987 | 0.0015751 | 0.0015174 | 5489.9597 | 5274.2583 | 23133.6277 | 22286.7319 | 21528.5643 | 28941.2124 | 27881.7075 | 26860.9899 | 25947.2116 | 24927.7414 | 24015.1651
SA1 | Pumped Hydro | 0 | 0 | 0.00064567 | 0.0006203 | 0.00059759 | 0.00057571 | 0.00055613 | 0.00055635 | 0.00053598 | 0.00053596 | 0.00051773 | 0.0006048 | 0.00058266 | 0.00061655 | 0.00059557 | 0.00079062 | 0.0010598 | 0.0010356 | 0.0012749 | 0.0012248 | 0.0013206 | 0.0012723 | 0.001229 | 0.0013932 | 0.0015028 | 0.0014478 | 0.0013985 | 0.0013436 | 0.0012944
SA1 | VPP | 0 | 0 | 0 | 0 | 0 | 0 | 0 | 0 | 0 | 0 | 0 | 0 | 0 | 0 | 0 | 0 | 0 | 0 | 0 | 0 | 0 | 0 | 0 | 0 | 0 | 0 | 0 | 0 | 0
Total excluding storage |  | 0.0034738 | 0.0035299 | 0.0042802 | 0.0042178 | 0.0040634 | 0.0039147 | 0.0037815 | 0.003733 | 0.0036364 | 0.0035645 | 0.0034432 | 0.0035653 | 0.0034409 | 0.0037909 | 0.0036662 | 0.0046152 | 42675.8539 | 78482.6395 | 100682.2306 | 99554.5765 | 95909.997 | 101721.1671 | 106556.4964 | 105206.7191 | 104747.218 | 111483.9778 | 116063.1551 | 117975.9474 | 119902.1877
Region | Technology | 2021-22 | 2022-23 | 2023-24 | 2024-25 | 2025-26 | 2026-27 | 2027-28 | 2028-29 | 2029-30 | 2030-31 | 2031-32 | 2032-33 | 2033-34 | 2034-35 | 2035-36 | 2036-37 | 2037-38 | 2038-39 | 2039-40 | 2040-41 | 2041-42 | 2042-43 | 2043-44 | 2044-45 | 2045-46 | 2046-47 | 2047-48 | 2048-49 | 2049-50
TAS1 | Black Coal | 0 | 0 | 0 | 0 | 0 | 0 | 0 | 0 | 0 | 0 | 0 | 0 | 0 | 0 | 0 | 0 | 0 | 0 | 0 | 0 | 0 | 0 | 0 | 0 | 0 | 0 | 0 | 0 | 0
TAS1 | Brown Coal | 0 | 0 | 0 | 0 | 0 | 0 | 0 | 0 | 0 | 0 | 0 | 0 | 0 | 0 | 0 | 0 | 0 | 0 | 0 | 0 | 0 | 0 | 0 | 0 | 0 | 0 | 0 | 0 | 0
TAS1 | CCGT | 5.5939e-05 | 5.3891e-05 | 5.2058e-05 | 5.0012e-05 | 4.8181e-05 | 4.6418e-05 | 4.4838e-05 | 4.3077e-05 | 4.15e-05 | 3.9981e-05 | 3.862e-05 | 3.7103e-05 | 3.5745e-05 | 3.4436e-05 | 3.3265e-05 | 3.1958e-05 | 3.0788e-05 | 2.9661e-05 | 2.8652e-05 | 2.7526e-05 | 2.6518e-05 | 2.5547e-05 | 2.4678e-05 | 2.3709e-05 | 2.2841e-05 | 0 | 0 | 0 | 0
TAS1 | Gas - Steam | 0 | 0 | 0 | 0 | 0 | 0 | 0 | 0 | 0 | 0 | 0 | 0 | 0 | 0 | 0 | 0 | 0 | 0 | 0 | 0 | 0 | 0 | 0 | 0 | 0 | 0 | 0 | 0 | 0
TAS1 | OCGT / Diesel | 0.0002312 | 0.00022274 | 0.00021516 | 0.00020671 | 0.00019914 | 0.00019185 | 0.00018532 | 0.00017804 | 0.00017152 | 0.00016524 | 0.00015962 | 0.00015335 | 0.00014774 | 0.00014233 | 0.00013749 | 0.00013209 | 0.00012725 | 0.00012592 | 0.00015378 | 0.00014774 | 0.00014233 | 0.00013712 | 0.00013245 | 0.00012725 | 0.00012567 | 3.3551e-05 | 4.0348e-05 | 5.7255e-05 | 5.5159e-05
TAS1 | Hydro | 0 | 0 | 0 | 0 | 0 | 0 | 0 | 0 | 0 | 0 | 0 | 0 | 0 | 0 | 0 | 0 | 0 | 0 | 0 | 0 | 0 | 0 | 0 | 0 | 0 | 0 | 0 | 0 | 0
TAS1 | Wind | 0.0013089 | 0.0012773 | 14307.4463 | 27390.5147 | 39459.3155 | 50573.3811 | 60926.2287 | 70070.1903 | 78567.4599 | 86232.2263 | 93436.7566 | 99468.0703 | 105074.1477 | 110000.7107 | 114637.784 | 118096.6091 | 121397.1422 | 124260.5411 | 127294.8818 | 129202.0114 | 124472.0728 | 119915.2919 | 115835.919 | 111284.707 | 107210.7005 | 103285.8382 | 99772.1792 | 90239.6756 | 81568.5037
TAS1 | Solar PV | 5.0111e-05 | 7.0026e-05 | 0.0001056 | 0.0001108 | 0.00010675 | 0.00011382 | 0.00012302 | 0.0001246 | 0.00014306 | 0.00017025 | 0.00020163 | 0.00019371 | 0.00018661 | 0.00017978 | 0.00017367 | 0.00016684 | 0.00018892 | 0.0002025 | 0.00020628 | 0.00030131 | 0.00029028 | 0.00027965 | 0.00027014 | 0.00025953 | 0.00025003 | 0.00022116 | 0.00020506 | 0.00018211 | 0.00017177
TAS1 | Grid Battery | 0.00039343 | 0.00037903 | 0.00036613 | 0.00035175 | 0.00033887 | 0.00032647 | 0.00033795 | 0.00036792 | 0.00047365 | 0.0004786 | 0.00047444 | 0.00049348 | 0.00048151 | 0.00049925 | 0.00049962 | 0.00050838 | 0.00051204 | 0.00050987 | 0.00060547 | 0.00058168 | 0.00045678 | 0.00045674 | 0.000479 | 0.0004741 | 0.00047436 | 0.00048748 | 0.00049367 | 0.00054441 | 0.0004834
TAS1 | Pumped Hydro | 0 | 0 | 0.00091983 | 0.00089716 | 0.00091218 | 0.00094998 | 0.00096107 | 0.00096195 | 0.00096882 | 0.00098044 | 0.0010079 | 0.0010299 | 0.0010398 | 0.0010289 | 0.0010586 | 0.0010799 | 0.0010906 | 0.0010995 | 0.001277 | 0.0012268 | 0.0011819 | 0.0011525 | 0.0011605 | 0.0011434 | 0.001145 | 0.0011292 | 0.0011252 | 0.0011796 | 0.0011364
TAS1 | VPP | 0 | 0 | 0 | 0 | 0 | 0 | 0 | 0 | 0 | 0 | 0 | 0 | 0 | 0 | 0 | 0 | 0 | 0 | 0 | 0 | 0 | 0 | 0 | 0 | 0 | 0 | 0 | 0 | 0
Total excluding storage |  | 0.0016461 | 0.0016239 | 14307.4466 | 27390.515 | 39459.3158 | 50573.3815 | 60926.229 | 70070.1906 | 78567.4603 | 86232.2267 | 93436.757 | 99468.0707 | 105074.148 | 110000.7111 | 114637.7844 | 118096.6094 | 121397.1426 | 124260.5414 | 127294.8822 | 129202.0119 | 124472.0733 | 119915.2923 | 115835.9194 | 111284.7074 | 107210.7009 | 103285.8385 | 99772.1794 | 90239.6758 | 81568.5039

## Marinus_REHAB Cost
Rehabilition cost by technology ($000s) - Marinus Link, Slow Change Scenario
REHAB | Real June 2020 dollars discounted to 1 July 2020
Explicitly modelled generation
Region | Technology | 2021-22 | 2022-23 | 2023-24 | 2024-25 | 2025-26 | 2026-27 | 2027-28 | 2028-29 | 2029-30 | 2030-31 | 2031-32 | 2032-33 | 2033-34 | 2034-35 | 2035-36 | 2036-37 | 2037-38 | 2038-39 | 2039-40 | 2040-41 | 2041-42 | 2042-43 | 2043-44 | 2044-45 | 2045-46 | 2046-47 | 2047-48 | 2048-49 | 2049-50
NEM | Black Coal | 0 | 0 | 0 | 132183.2945 | 100488.857 | 38148.323 | 8273.7123 | 0 | 22640.6021 | 4740.5996 | 2416.4342 | 0 | 0 | 0 | 1251.7461 | 320.2549 | 0 | 0 | 0 | 0 | 0 | 0 | 0 | 0 | 0 | 0 | 0 | 0 | 0
NEM | Brown Coal | 0 | 0 | 0 | 118847.9775 | 0 | 14023.7673 | 0.0012963 | 0 | 2.088e-05 | 1.0184e-05 | 1.0077e-05 | 0 | 0 | 0 | 0 | 0 | 0 | 0 | 0 | 0 | 0 | 0 | 0 | 0 | 0 | 0 | 0 | 0 | 0
NEM | CCGT | 0 | 0 | 0 | 0 | 0 | 0 | 0 | 0 | 0 | 0 | 0 | 0 | 0 | 0 | 0 | 0 | 0 | 0 | 0 | 0 | 0 | 0 | 0 | 0 | 0 | 0 | 0 | 0 | 0
NEM | Gas - Steam | 0 | 0 | 0 | 0 | 0 | 0 | 0 | 0 | 0 | 0 | 0 | 0 | 0 | 0 | 0 | 0 | 0 | 0 | 0 | 0 | 0 | 0 | 0 | 0 | 0 | 0 | 0 | 0 | 0
NEM | OCGT / Diesel | 0 | 0 | 0 | 0 | 0 | 0 | 0 | 0 | 0 | 0 | 0 | 0 | 0 | 0 | 0 | 0 | 0 | 0 | 0 | 0 | 0 | 0 | 0 | 0 | 0 | 0 | 0 | 0 | 0
NEM | Hydro | 0 | 0 | 0 | 0 | 0 | 0 | 0 | 0 | 0 | 0 | 0 | 0 | 0 | 0 | 0 | 0 | 0 | 0 | 0 | 0 | 0 | 0 | 0 | 0 | 0 | 0 | 0 | 0 | 0
NEM | Wind | 0 | 0 | 0 | 0 | 0 | 0 | 0 | 0 | 0 | 0 | 0 | 0 | 0 | 0 | 0 | 0 | 0 | 0 | 0 | 0 | 0 | 0 | 0 | 0 | 0 | 0 | 0 | 0 | 0
NEM | Solar PV | 0 | 0 | 0 | 0 | 0 | 0 | 0 | 0 | 0 | 0 | 0 | 0 | 0 | 0 | 0 | 0 | 0 | 0 | 0 | 0 | 0 | 0 | 0 | 0 | 0 | 0 | 0 | 0 | 0
NEM | Grid Battery | 0 | 0 | 0 | 0 | 0 | 0 | 0 | 0 | 0 | 0 | 0 | 0 | 0 | 0 | 0 | 0 | 0 | 0 | 0 | 0 | 0 | 0 | 0 | 0 | 0 | 0 | 0 | 0 | 0
NEM | Pumped Hydro | 0 | 0 | 0 | 0 | 0 | 0 | 0 | 0 | 0 | 0 | 0 | 0 | 0 | 0 | 0 | 0 | 0 | 0 | 0 | 0 | 0 | 0 | 0 | 0 | 0 | 0 | 0 | 0 | 0
NEM | VPP | 0 | 0 | 0 | 0 | 0 | 0 | 0 | 0 | 0 | 0 | 0 | 0 | 0 | 0 | 0 | 0 | 0 | 0 | 0 | 0 | 0 | 0 | 0 | 0 | 0 | 0 | 0 | 0 | 0
Total excluding storage |  | 0 | 0 | 0 | 251031.2719 | 100488.857 | 52172.0903 | 8273.7136 | 0 | 22640.6021 | 4740.5996 | 2416.4342 | 0 | 0 | 0 | 1251.7461 | 320.2549 | 0 | 0 | 0 | 0 | 0 | 0 | 0 | 0 | 0 | 0 | 0 | 0 | 0
Region | Technology | 2021-22 | 2022-23 | 2023-24 | 2024-25 | 2025-26 | 2026-27 | 2027-28 | 2028-29 | 2029-30 | 2030-31 | 2031-32 | 2032-33 | 2033-34 | 2034-35 | 2035-36 | 2036-37 | 2037-38 | 2038-39 | 2039-40 | 2040-41 | 2041-42 | 2042-43 | 2043-44 | 2044-45 | 2045-46 | 2046-47 | 2047-48 | 2048-49 | 2049-50
NSW1 | Black Coal | 0 | 0 | 0 | 27601.0298 | 100488.857 | 0 | 6340.8367 | 0 | 18035.6406 | 4740.5996 | 2416.4342 | 0 | 0 | 0 | 0 | 0 | 0 | 0 | 0 | 0 | 0 | 0 | 0 | 0 | 0 | 0 | 0 | 0 | 0
NSW1 | Brown Coal | 0 | 0 | 0 | 0 | 0 | 0 | 0 | 0 | 0 | 0 | 0 | 0 | 0 | 0 | 0 | 0 | 0 | 0 | 0 | 0 | 0 | 0 | 0 | 0 | 0 | 0 | 0 | 0 | 0
NSW1 | CCGT | 0 | 0 | 0 | 0 | 0 | 0 | 0 | 0 | 0 | 0 | 0 | 0 | 0 | 0 | 0 | 0 | 0 | 0 | 0 | 0 | 0 | 0 | 0 | 0 | 0 | 0 | 0 | 0 | 0
NSW1 | Gas - Steam | 0 | 0 | 0 | 0 | 0 | 0 | 0 | 0 | 0 | 0 | 0 | 0 | 0 | 0 | 0 | 0 | 0 | 0 | 0 | 0 | 0 | 0 | 0 | 0 | 0 | 0 | 0 | 0 | 0
NSW1 | OCGT / Diesel | 0 | 0 | 0 | 0 | 0 | 0 | 0 | 0 | 0 | 0 | 0 | 0 | 0 | 0 | 0 | 0 | 0 | 0 | 0 | 0 | 0 | 0 | 0 | 0 | 0 | 0 | 0 | 0 | 0
NSW1 | Hydro | 0 | 0 | 0 | 0 | 0 | 0 | 0 | 0 | 0 | 0 | 0 | 0 | 0 | 0 | 0 | 0 | 0 | 0 | 0 | 0 | 0 | 0 | 0 | 0 | 0 | 0 | 0 | 0 | 0
NSW1 | Wind | 0 | 0 | 0 | 0 | 0 | 0 | 0 | 0 | 0 | 0 | 0 | 0 | 0 | 0 | 0 | 0 | 0 | 0 | 0 | 0 | 0 | 0 | 0 | 0 | 0 | 0 | 0 | 0 | 0
NSW1 | Solar PV | 0 | 0 | 0 | 0 | 0 | 0 | 0 | 0 | 0 | 0 | 0 | 0 | 0 | 0 | 0 | 0 | 0 | 0 | 0 | 0 | 0 | 0 | 0 | 0 | 0 | 0 | 0 | 0 | 0
NSW1 | Grid Battery | 0 | 0 | 0 | 0 | 0 | 0 | 0 | 0 | 0 | 0 | 0 | 0 | 0 | 0 | 0 | 0 | 0 | 0 | 0 | 0 | 0 | 0 | 0 | 0 | 0 | 0 | 0 | 0 | 0
NSW1 | Pumped Hydro | 0 | 0 | 0 | 0 | 0 | 0 | 0 | 0 | 0 | 0 | 0 | 0 | 0 | 0 | 0 | 0 | 0 | 0 | 0 | 0 | 0 | 0 | 0 | 0 | 0 | 0 | 0 | 0 | 0
NSW1 | VPP | 0 | 0 | 0 | 0 | 0 | 0 | 0 | 0 | 0 | 0 | 0 | 0 | 0 | 0 | 0 | 0 | 0 | 0 | 0 | 0 | 0 | 0 | 0 | 0 | 0 | 0 | 0 | 0 | 0
Total excluding storage |  | 0 | 0 | 0 | 27601.0298 | 100488.857 | 0 | 6340.8367 | 0 | 18035.6406 | 4740.5996 | 2416.4342 | 0 | 0 | 0 | 0 | 0 | 0 | 0 | 0 | 0 | 0 | 0 | 0 | 0 | 0 | 0 | 0 | 0 | 0
Region | Technology | 2021-22 | 2022-23 | 2023-24 | 2024-25 | 2025-26 | 2026-27 | 2027-28 | 2028-29 | 2029-30 | 2030-31 | 2031-32 | 2032-33 | 2033-34 | 2034-35 | 2035-36 | 2036-37 | 2037-38 | 2038-39 | 2039-40 | 2040-41 | 2041-42 | 2042-43 | 2043-44 | 2044-45 | 2045-46 | 2046-47 | 2047-48 | 2048-49 | 2049-50
QLD1 | Black Coal | 0 | 0 | 0 | 104582.2646 | 0 | 38148.323 | 1932.8756 | 0 | 4604.9615 | 0 | 4.6231e-06 | 0 | 0 | 0 | 1251.7461 | 320.2549 | 0 | 0 | 0 | 0 | 0 | 0 | 0 | 0 | 0 | 0 | 0 | 0 | 0
QLD1 | Brown Coal | 0 | 0 | 0 | 0 | 0 | 0 | 0 | 0 | 0 | 0 | 0 | 0 | 0 | 0 | 0 | 0 | 0 | 0 | 0 | 0 | 0 | 0 | 0 | 0 | 0 | 0 | 0 | 0 | 0
QLD1 | CCGT | 0 | 0 | 0 | 0 | 0 | 0 | 0 | 0 | 0 | 0 | 0 | 0 | 0 | 0 | 0 | 0 | 0 | 0 | 0 | 0 | 0 | 0 | 0 | 0 | 0 | 0 | 0 | 0 | 0
QLD1 | Gas - Steam | 0 | 0 | 0 | 0 | 0 | 0 | 0 | 0 | 0 | 0 | 0 | 0 | 0 | 0 | 0 | 0 | 0 | 0 | 0 | 0 | 0 | 0 | 0 | 0 | 0 | 0 | 0 | 0 | 0
QLD1 | OCGT / Diesel | 0 | 0 | 0 | 0 | 0 | 0 | 0 | 0 | 0 | 0 | 0 | 0 | 0 | 0 | 0 | 0 | 0 | 0 | 0 | 0 | 0 | 0 | 0 | 0 | 0 | 0 | 0 | 0 | 0
QLD1 | Hydro | 0 | 0 | 0 | 0 | 0 | 0 | 0 | 0 | 0 | 0 | 0 | 0 | 0 | 0 | 0 | 0 | 0 | 0 | 0 | 0 | 0 | 0 | 0 | 0 | 0 | 0 | 0 | 0 | 0
QLD1 | Wind | 0 | 0 | 0 | 0 | 0 | 0 | 0 | 0 | 0 | 0 | 0 | 0 | 0 | 0 | 0 | 0 | 0 | 0 | 0 | 0 | 0 | 0 | 0 | 0 | 0 | 0 | 0 | 0 | 0
QLD1 | Solar PV | 0 | 0 | 0 | 0 | 0 | 0 | 0 | 0 | 0 | 0 | 0 | 0 | 0 | 0 | 0 | 0 | 0 | 0 | 0 | 0 | 0 | 0 | 0 | 0 | 0 | 0 | 0 | 0 | 0
QLD1 | Grid Battery | 0 | 0 | 0 | 0 | 0 | 0 | 0 | 0 | 0 | 0 | 0 | 0 | 0 | 0 | 0 | 0 | 0 | 0 | 0 | 0 | 0 | 0 | 0 | 0 | 0 | 0 | 0 | 0 | 0
QLD1 | Pumped Hydro | 0 | 0 | 0 | 0 | 0 | 0 | 0 | 0 | 0 | 0 | 0 | 0 | 0 | 0 | 0 | 0 | 0 | 0 | 0 | 0 | 0 | 0 | 0 | 0 | 0 | 0 | 0 | 0 | 0
QLD1 | VPP | 0 | 0 | 0 | 0 | 0 | 0 | 0 | 0 | 0 | 0 | 0 | 0 | 0 | 0 | 0 | 0 | 0 | 0 | 0 | 0 | 0 | 0 | 0 | 0 | 0 | 0 | 0 | 0 | 0
Total excluding storage |  | 0 | 0 | 0 | 104582.2646 | 0 | 38148.323 | 1932.8756 | 0 | 4604.9615 | 0 | 4.6231e-06 | 0 | 0 | 0 | 1251.7461 | 320.2549 | 0 | 0 | 0 | 0 | 0 | 0 | 0 | 0 | 0 | 0 | 0 | 0 | 0
Region | Technology | 2021-22 | 2022-23 | 2023-24 | 2024-25 | 2025-26 | 2026-27 | 2027-28 | 2028-29 | 2029-30 | 2030-31 | 2031-32 | 2032-33 | 2033-34 | 2034-35 | 2035-36 | 2036-37 | 2037-38 | 2038-39 | 2039-40 | 2040-41 | 2041-42 | 2042-43 | 2043-44 | 2044-45 | 2045-46 | 2046-47 | 2047-48 | 2048-49 | 2049-50
VIC1 | Black Coal | 0 | 0 | 0 | 0 | 0 | 0 | 0 | 0 | 0 | 0 | 0 | 0 | 0 | 0 | 0 | 0 | 0 | 0 | 0 | 0 | 0 | 0 | 0 | 0 | 0 | 0 | 0 | 0 | 0
VIC1 | Brown Coal | 0 | 0 | 0 | 118847.9775 | 0 | 14023.7673 | 0.0012963 | 0 | 2.088e-05 | 1.0184e-05 | 1.0077e-05 | 0 | 0 | 0 | 0 | 0 | 0 | 0 | 0 | 0 | 0 | 0 | 0 | 0 | 0 | 0 | 0 | 0 | 0
VIC1 | CCGT | 0 | 0 | 0 | 0 | 0 | 0 | 0 | 0 | 0 | 0 | 0 | 0 | 0 | 0 | 0 | 0 | 0 | 0 | 0 | 0 | 0 | 0 | 0 | 0 | 0 | 0 | 0 | 0 | 0
VIC1 | Gas - Steam | 0 | 0 | 0 | 0 | 0 | 0 | 0 | 0 | 0 | 0 | 0 | 0 | 0 | 0 | 0 | 0 | 0 | 0 | 0 | 0 | 0 | 0 | 0 | 0 | 0 | 0 | 0 | 0 | 0
VIC1 | OCGT / Diesel | 0 | 0 | 0 | 0 | 0 | 0 | 0 | 0 | 0 | 0 | 0 | 0 | 0 | 0 | 0 | 0 | 0 | 0 | 0 | 0 | 0 | 0 | 0 | 0 | 0 | 0 | 0 | 0 | 0
VIC1 | Hydro | 0 | 0 | 0 | 0 | 0 | 0 | 0 | 0 | 0 | 0 | 0 | 0 | 0 | 0 | 0 | 0 | 0 | 0 | 0 | 0 | 0 | 0 | 0 | 0 | 0 | 0 | 0 | 0 | 0
VIC1 | Wind | 0 | 0 | 0 | 0 | 0 | 0 | 0 | 0 | 0 | 0 | 0 | 0 | 0 | 0 | 0 | 0 | 0 | 0 | 0 | 0 | 0 | 0 | 0 | 0 | 0 | 0 | 0 | 0 | 0
VIC1 | Solar PV | 0 | 0 | 0 | 0 | 0 | 0 | 0 | 0 | 0 | 0 | 0 | 0 | 0 | 0 | 0 | 0 | 0 | 0 | 0 | 0 | 0 | 0 | 0 | 0 | 0 | 0 | 0 | 0 | 0
VIC1 | Grid Battery | 0 | 0 | 0 | 0 | 0 | 0 | 0 | 0 | 0 | 0 | 0 | 0 | 0 | 0 | 0 | 0 | 0 | 0 | 0 | 0 | 0 | 0 | 0 | 0 | 0 | 0 | 0 | 0 | 0
VIC1 | Pumped Hydro | 0 | 0 | 0 | 0 | 0 | 0 | 0 | 0 | 0 | 0 | 0 | 0 | 0 | 0 | 0 | 0 | 0 | 0 | 0 | 0 | 0 | 0 | 0 | 0 | 0 | 0 | 0 | 0 | 0
VIC1 | VPP | 0 | 0 | 0 | 0 | 0 | 0 | 0 | 0 | 0 | 0 | 0 | 0 | 0 | 0 | 0 | 0 | 0 | 0 | 0 | 0 | 0 | 0 | 0 | 0 | 0 | 0 | 0 | 0 | 0
Total excluding storage |  | 0 | 0 | 0 | 118847.9775 | 0 | 14023.7673 | 0.0012963 | 0 | 2.088e-05 | 1.0184e-05 | 1.0077e-05 | 0 | 0 | 0 | 0 | 0 | 0 | 0 | 0 | 0 | 0 | 0 | 0 | 0 | 0 | 0 | 0 | 0 | 0
Region | Technology | 2021-22 | 2022-23 | 2023-24 | 2024-25 | 2025-26 | 2026-27 | 2027-28 | 2028-29 | 2029-30 | 2030-31 | 2031-32 | 2032-33 | 2033-34 | 2034-35 | 2035-36 | 2036-37 | 2037-38 | 2038-39 | 2039-40 | 2040-41 | 2041-42 | 2042-43 | 2043-44 | 2044-45 | 2045-46 | 2046-47 | 2047-48 | 2048-49 | 2049-50
SA1 | Black Coal | 0 | 0 | 0 | 0 | 0 | 0 | 0 | 0 | 0 | 0 | 0 | 0 | 0 | 0 | 0 | 0 | 0 | 0 | 0 | 0 | 0 | 0 | 0 | 0 | 0 | 0 | 0 | 0 | 0
SA1 | Brown Coal | 0 | 0 | 0 | 0 | 0 | 0 | 0 | 0 | 0 | 0 | 0 | 0 | 0 | 0 | 0 | 0 | 0 | 0 | 0 | 0 | 0 | 0 | 0 | 0 | 0 | 0 | 0 | 0 | 0
SA1 | CCGT | 0 | 0 | 0 | 0 | 0 | 0 | 0 | 0 | 0 | 0 | 0 | 0 | 0 | 0 | 0 | 0 | 0 | 0 | 0 | 0 | 0 | 0 | 0 | 0 | 0 | 0 | 0 | 0 | 0
SA1 | Gas - Steam | 0 | 0 | 0 | 0 | 0 | 0 | 0 | 0 | 0 | 0 | 0 | 0 | 0 | 0 | 0 | 0 | 0 | 0 | 0 | 0 | 0 | 0 | 0 | 0 | 0 | 0 | 0 | 0 | 0
SA1 | OCGT / Diesel | 0 | 0 | 0 | 0 | 0 | 0 | 0 | 0 | 0 | 0 | 0 | 0 | 0 | 0 | 0 | 0 | 0 | 0 | 0 | 0 | 0 | 0 | 0 | 0 | 0 | 0 | 0 | 0 | 0
SA1 | Hydro | 0 | 0 | 0 | 0 | 0 | 0 | 0 | 0 | 0 | 0 | 0 | 0 | 0 | 0 | 0 | 0 | 0 | 0 | 0 | 0 | 0 | 0 | 0 | 0 | 0 | 0 | 0 | 0 | 0
SA1 | Wind | 0 | 0 | 0 | 0 | 0 | 0 | 0 | 0 | 0 | 0 | 0 | 0 | 0 | 0 | 0 | 0 | 0 | 0 | 0 | 0 | 0 | 0 | 0 | 0 | 0 | 0 | 0 | 0 | 0
SA1 | Solar PV | 0 | 0 | 0 | 0 | 0 | 0 | 0 | 0 | 0 | 0 | 0 | 0 | 0 | 0 | 0 | 0 | 0 | 0 | 0 | 0 | 0 | 0 | 0 | 0 | 0 | 0 | 0 | 0 | 0
SA1 | Grid Battery | 0 | 0 | 0 | 0 | 0 | 0 | 0 | 0 | 0 | 0 | 0 | 0 | 0 | 0 | 0 | 0 | 0 | 0 | 0 | 0 | 0 | 0 | 0 | 0 | 0 | 0 | 0 | 0 | 0
SA1 | Pumped Hydro | 0 | 0 | 0 | 0 | 0 | 0 | 0 | 0 | 0 | 0 | 0 | 0 | 0 | 0 | 0 | 0 | 0 | 0 | 0 | 0 | 0 | 0 | 0 | 0 | 0 | 0 | 0 | 0 | 0
SA1 | VPP | 0 | 0 | 0 | 0 | 0 | 0 | 0 | 0 | 0 | 0 | 0 | 0 | 0 | 0 | 0 | 0 | 0 | 0 | 0 | 0 | 0 | 0 | 0 | 0 | 0 | 0 | 0 | 0 | 0
Total excluding storage |  | 0 | 0 | 0 | 0 | 0 | 0 | 0 | 0 | 0 | 0 | 0 | 0 | 0 | 0 | 0 | 0 | 0 | 0 | 0 | 0 | 0 | 0 | 0 | 0 | 0 | 0 | 0 | 0 | 0
Region | Technology | 2021-22 | 2022-23 | 2023-24 | 2024-25 | 2025-26 | 2026-27 | 2027-28 | 2028-29 | 2029-30 | 2030-31 | 2031-32 | 2032-33 | 2033-34 | 2034-35 | 2035-36 | 2036-37 | 2037-38 | 2038-39 | 2039-40 | 2040-41 | 2041-42 | 2042-43 | 2043-44 | 2044-45 | 2045-46 | 2046-47 | 2047-48 | 2048-49 | 2049-50
TAS1 | Black Coal | 0 | 0 | 0 | 0 | 0 | 0 | 0 | 0 | 0 | 0 | 0 | 0 | 0 | 0 | 0 | 0 | 0 | 0 | 0 | 0 | 0 | 0 | 0 | 0 | 0 | 0 | 0 | 0 | 0
TAS1 | Brown Coal | 0 | 0 | 0 | 0 | 0 | 0 | 0 | 0 | 0 | 0 | 0 | 0 | 0 | 0 | 0 | 0 | 0 | 0 | 0 | 0 | 0 | 0 | 0 | 0 | 0 | 0 | 0 | 0 | 0
TAS1 | CCGT | 0 | 0 | 0 | 0 | 0 | 0 | 0 | 0 | 0 | 0 | 0 | 0 | 0 | 0 | 0 | 0 | 0 | 0 | 0 | 0 | 0 | 0 | 0 | 0 | 0 | 0 | 0 | 0 | 0
TAS1 | Gas - Steam | 0 | 0 | 0 | 0 | 0 | 0 | 0 | 0 | 0 | 0 | 0 | 0 | 0 | 0 | 0 | 0 | 0 | 0 | 0 | 0 | 0 | 0 | 0 | 0 | 0 | 0 | 0 | 0 | 0
TAS1 | OCGT / Diesel | 0 | 0 | 0 | 0 | 0 | 0 | 0 | 0 | 0 | 0 | 0 | 0 | 0 | 0 | 0 | 0 | 0 | 0 | 0 | 0 | 0 | 0 | 0 | 0 | 0 | 0 | 0 | 0 | 0
TAS1 | Hydro | 0 | 0 | 0 | 0 | 0 | 0 | 0 | 0 | 0 | 0 | 0 | 0 | 0 | 0 | 0 | 0 | 0 | 0 | 0 | 0 | 0 | 0 | 0 | 0 | 0 | 0 | 0 | 0 | 0
TAS1 | Wind | 0 | 0 | 0 | 0 | 0 | 0 | 0 | 0 | 0 | 0 | 0 | 0 | 0 | 0 | 0 | 0 | 0 | 0 | 0 | 0 | 0 | 0 | 0 | 0 | 0 | 0 | 0 | 0 | 0
TAS1 | Solar PV | 0 | 0 | 0 | 0 | 0 | 0 | 0 | 0 | 0 | 0 | 0 | 0 | 0 | 0 | 0 | 0 | 0 | 0 | 0 | 0 | 0 | 0 | 0 | 0 | 0 | 0 | 0 | 0 | 0
TAS1 | Grid Battery | 0 | 0 | 0 | 0 | 0 | 0 | 0 | 0 | 0 | 0 | 0 | 0 | 0 | 0 | 0 | 0 | 0 | 0 | 0 | 0 | 0 | 0 | 0 | 0 | 0 | 0 | 0 | 0 | 0
TAS1 | Pumped Hydro | 0 | 0 | 0 | 0 | 0 | 0 | 0 | 0 | 0 | 0 | 0 | 0 | 0 | 0 | 0 | 0 | 0 | 0 | 0 | 0 | 0 | 0 | 0 | 0 | 0 | 0 | 0 | 0 | 0
TAS1 | VPP | 0 | 0 | 0 | 0 | 0 | 0 | 0 | 0 | 0 | 0 | 0 | 0 | 0 | 0 | 0 | 0 | 0 | 0 | 0 | 0 | 0 | 0 | 0 | 0 | 0 | 0 | 0 | 0 | 0
Total excluding storage |  | 0 | 0 | 0 | 0 | 0 | 0 | 0 | 0 | 0 | 0 | 0 | 0 | 0 | 0 | 0 | 0 | 0 | 0 | 0 | 0 | 0 | 0 | 0 | 0 | 0 | 0 | 0 | 0 | 0

## Marinus_REZ Tx Cost
REZ transmission expansion cost by region ($000s) - Marinus Link, Slow Change Scenario
REZ Expansion | Real June 2020 dollars discounted to 1 July 2020. As with the total capital costs, the REZ transmission expansion costs are annualised for modelling purposes.
Explicitly modelled generation
Region | Technology | 2021-22 | 2022-23 | 2023-24 | 2024-25 | 2025-26 | 2026-27 | 2027-28 | 2028-29 | 2029-30 | 2030-31 | 2031-32 | 2032-33 | 2033-34 | 2034-35 | 2035-36 | 2036-37 | 2037-38 | 2038-39 | 2039-40 | 2040-41 | 2041-42 | 2042-43 | 2043-44 | 2044-45 | 2045-46 | 2046-47 | 2047-48 | 2048-49 | 2049-50
NSW1 | Transmission | 0.0002207 | 1908.3137 | 8879.258 | 15289.8131 | 21242.0383 | 28754.0452 | 32446.2 | 38524.3255 | 44273.3102 | 49549.7368 | 80552.0466 | 77387.1437 | 74554.0884 | 71824.7481 | 69381.3572 | 66655.3524 | 64215.1758 | 62460.616 | 60335.7816 | 58016.7183 | 66489.2789 | 86064.3069 | 84548.0221 | 81226.1165 | 79867.3194 | 86913.5096 | 87417.2598 | 83982.6214 | 82614.4511
QLD1 | Transmission | 0.00023336 | 0.00024298 | 0.00025881 | 0.00030431 | 0.00032199 | 0.00040461 | 0.00039982 | 0.00054547 | 0.00054348 | 0.00052359 | 0.00050578 | 0.0004859 | 0.00046811 | 0.00045372 | 0.00043828 | 0.0004283 | 14938.9556 | 14392.0575 | 13902.4571 | 13356.2273 | 12867.2711 | 15131.6815 | 26507.3201 | 25465.8432 | 26915.2078 | 67811.709 | 65504.8368 | 62931.1412 | 74261.4692
VIC1 | Transmission | 4.2368e-05 | 4.0817e-05 | 3.9428e-05 | 3.7879e-05 | 3.6492e-05 | 3.5156e-05 | 3.396e-05 | 3.2626e-05 | 3.1432e-05 | 3.0281e-05 | 2.9251e-05 | 2.8102e-05 | 2.7073e-05 | 2.6082e-05 | 2.5194e-05 | 2.4205e-05 | 2.3319e-05 | 2.2465e-05 | 2.1701e-05 | 680.4169 | 655.5076 | 952.7305 | 2171.8918 | 2086.5579 | 5040.4983 | 5253.6954 | 10027.1579 | 16166.6628 | 19609.9062
SA1 | Transmission | 0.00019402 | 0.00019892 | 0.00024024 | 0.00023598 | 0.00022735 | 0.00021902 | 0.00021157 | 0.00021791 | 0.00021155 | 0.00020793 | 0.00020085 | 0.00020717 | 0.00019958 | 0.00021574 | 0.0002084 | 0.00026934 | 3610.519 | 3478.3422 | 6750.2972 | 6894.4907 | 6642.0912 | 7607.0446 | 7348.2623 | 7059.5479 | 6801.1059 | 10150.5171 | 9840.0109 | 9453.3956 | 11027.7888
TAS1 | Transmission | 0 | 0 | 0 | 0 | 0 | 0 | 0 | 0 | 0 | 523.6841 | 1052.1221 | 1538.4022 | 1990.3866 | 2407.2151 | 2798.36 | 3142.8626 | 3465.619 | 3761.007 | 4055.2675 | 4301.7137 | 4144.2329 | 3992.5172 | 3856.6966 | 3705.1664 | 3569.5245 | 3438.8482 | 3321.8628 | 3191.3463 | 3074.5147
NEM | Total | 0.00069045 | 1908.3141 | 8879.2585 | 15289.8137 | 21242.0389 | 28754.0459 | 32446.2007 | 38524.3263 | 44273.311 | 50073.4216 | 81604.1695 | 78925.5466 | 76544.4757 | 74231.9638 | 72179.7179 | 69798.2158 | 86230.2694 | 84092.0226 | 85043.8034 | 83249.5669 | 90798.3817 | 113748.2806 | 124432.1929 | 119543.2318 | 122193.6557 | 173568.2793 | 176111.1281 | 175725.1673 | 190588.1301

## Marinus_USE+DSP Cost
USE and USE / DSP cost by region ($000s) - Marinus Link, Slow Change Scenario
USE / DSP | Real June 2020 dollars discounted to 1 July 2020
Explicitly modelled generation
Region | Technology | 2021-22 | 2022-23 | 2023-24 | 2024-25 | 2025-26 | 2026-27 | 2027-28 | 2028-29 | 2029-30 | 2030-31 | 2031-32 | 2032-33 | 2033-34 | 2034-35 | 2035-36 | 2036-37 | 2037-38 | 2038-39 | 2039-40 | 2040-41 | 2041-42 | 2042-43 | 2043-44 | 2044-45 | 2045-46 | 2046-47 | 2047-48 | 2048-49 | 2049-50
NSW1 | USE / DSP | 0.00056385 | 0.00056223 | 0.00056574 | 0.00056834 | 0.0005767 | 0.00057385 | 0.00057256 | 0.00057402 | 0.00057116 | 0.00057112 | 0.00056511 | 0.00057392 | 0.00056847 | 0.00057835 | 0.00056726 | 0.00056779 | 0.0005866 | 0.00059376 | 736.9341 | 14.4492 | 14109.6025 | 0.00060283 | 9568.25 | 8590.296 | 8547.1017 | 7935.4699 | 220.7941 | 6837.3257 | 10.8594
QLD1 | USE / DSP | 0.00056301 | 0.00056161 | 0.00056366 | 0.00056832 | 0.00057279 | 44.0106 | 0.00057426 | 12366.5477 | 0.00056937 | 0.0005691 | 0.00056724 | 0.00057255 | 3372.149 | 18.9964 | 2520.8871 | 50.4016 | 25683.9934 | 39.6199 | 562.9444 | 2458.1367 | 2626.486 | 3010.2757 | 3703.3547 | 6693.5107 | 2424.5223 | 33674.2499 | 43.2505 | 914.1621 | 5029.8518
VIC1 | USE / DSP | 0.00055334 | 0.00055204 | 0.00055421 | 0.00056299 | 0.0005696 | 0.00056518 | 0.00056144 | 0.00056017 | 0.00055779 | 0.00055753 | 0.00055522 | 0.00056068 | 0.00055659 | 0.00056738 | 0.12372 | 1912.365 | 0.00057392 | 0.00057881 | 738.2132 | 503.6292 | 5103.7379 | 0.00058673 | 670.8497 | 4714.1869 | 5210.871 | 249.3502 | 418.0378 | 2753.0065 | 2995.0215
SA1 | USE / DSP | 0.00055777 | 0.00055534 | 0.00057206 | 0.0005669 | 0.00057528 | 0.00057013 | 0.0005673 | 0.00056822 | 0.0005658 | 0.00056587 | 0.00056249 | 0.00057053 | 0.00056468 | 0.00057657 | 27.5578 | 2479.721 | 399.8528 | 10.2946 | 1286.3173 | 1049.9239 | 3759.5011 | 0.00059319 | 1605.6527 | 1857.9504 | 2924.6057 | 1456.8508 | 249.6256 | 1339.5024 | 6.0163
TAS1 | USE / DSP | 0.0004609 | 0.00046023 | 0.00046185 | 0.00046064 | 0.0004601 | 0.00045939 | 0.00046111 | 0.00045996 | 0.00045993 | 0.00045982 | 0.00046069 | 0.0004596 | 0.00045943 | 0.00045851 | 0.00045961 | 0.00045826 | 0.00045826 | 0.00045818 | 314.4526 | 0.00045798 | 0.00045816 | 0.00045801 | 0.00045927 | 0.00045785 | 0.00045778 | 0.00045781 | 0.00045905 | 33.9096 | 0.00045751
NEM | Total | 0.0026989 | 0.0026914 | 0.0027175 | 0.0027272 | 0.0027545 | 44.0128 | 0.0027367 | 12366.5498 | 0.002724 | 0.0027234 | 0.0027107 | 0.0027373 | 3372.1511 | 18.9986 | 2548.5696 | 4442.4887 | 26083.8479 | 49.9162 | 3638.8617 | 4026.1394 | 25599.328 | 3010.2779 | 15548.1076 | 21855.9444 | 19107.1012 | 43315.9213 | 931.7084 | 11877.9063 | 8041.7494

## Marinus_SyncCon Cost
Synchronous Condenser cost by region ($000s) - Marinus Link, Slow Change Scenario
SyncCon | Real June 2020 dollars discounted to 1 July 2020
Explicitly modelled generation
Region | Technology | 2021-22 | 2022-23 | 2023-24 | 2024-25 | 2025-26 | 2026-27 | 2027-28 | 2028-29 | 2029-30 | 2030-31 | 2031-32 | 2032-33 | 2033-34 | 2034-35 | 2035-36 | 2036-37 | 2037-38 | 2038-39 | 2039-40 | 2040-41 | 2041-42 | 2042-43 | 2043-44 | 2044-45 | 2045-46 | 2046-47 | 2047-48 | 2048-49 | 2049-50
NSW1 | SyncCon | 0 | 0 | 0 | 0 | 0 | 0 | 0 | 0 | 0 | 0 | 0 | 0 | 0 | 0 | 0 | 0 | 0 | 0 | 0 | 0 | 0 | 0 | 0 | 0 | 0 | 0 | 0 | 0 | 0
QLD1 | SyncCon | 0 | 0 | 0 | 0 | 0 | 0 | 0 | 0 | 0 | 0 | 0 | 0 | 0 | 0 | 0 | 0 | 0 | 0 | 0 | 0 | 0 | 0 | 0 | 0 | 0 | 0 | 0 | 0 | 0
VIC1 | SyncCon | 0 | 0 | 0 | 10077.4275 | 9708.5043 | 10129.2735 | 10561.0917 | 10146.1447 | 9774.7059 | 9416.865 | 9096.5147 | 8739.1111 | 8419.1822 | 8110.9655 | 7835.0403 | 7527.2003 | 7251.6381 | 6986.1639 | 6748.503 | 6483.3533 | 6246.0051 | 6017.3459 | 5812.6431 | 5584.2634 | 5379.8299 | 5182.8804 | 5006.5651 | 4809.8564 | 4633.773
SA1 | SyncCon | 0 | 0 | 0 | 0 | 0 | 0 | 0 | 0 | 0 | 0 | 0 | 0 | 0 | 0 | 0 | 0 | 0 | 0 | 0 | 0 | 0 | 0 | 0 | 0 | 0 | 0 | 0 | 0 | 0
TAS1 | SyncCon | 1050.6463 | 1539.3779 | 1535.6592 | 617.1064 | 699.2864 | 2116.2072 | 1808.516 | 1930.683 | 2113.1662 | 2300.8859 | 3109.1397 | 2889.1915 | 2992.9188 | 3118.0269 | 3257.671 | 3369.2062 | 3125.588 | 3056.9592 | 2940.0217 | 3173.9491 | 2865.1681 | 2727.6826 | 2787.8317 | 2677.5654 | 2624.954 | 2344.2816 | 2314.1564 | 2075.7764 | 1981.687
NEM | Total | 1050.6463 | 1539.3779 | 1535.6592 | 10694.5339 | 10407.7907 | 12245.4807 | 12369.6076 | 12076.8276 | 11887.872 | 11717.7509 | 12205.6544 | 11628.3026 | 11412.101 | 11228.9924 | 11092.7114 | 10896.4066 | 10377.2261 | 10043.1231 | 9688.5248 | 9657.3024 | 9111.1732 | 8745.0286 | 8600.4748 | 8261.8288 | 8004.7839 | 7527.1621 | 7320.7215 | 6885.6328 | 6615.46

## Marinus_System Strength Cost
System Strength cost by region ($000s) - Marinus Link, Slow Change Scenario
System Strength | Real June 2020 dollars discounted to 1 July 2020
Explicitly modelled generation
Region | Technology | 2021-22 | 2022-23 | 2023-24 | 2024-25 | 2025-26 | 2026-27 | 2027-28 | 2028-29 | 2029-30 | 2030-31 | 2031-32 | 2032-33 | 2033-34 | 2034-35 | 2035-36 | 2036-37 | 2037-38 | 2038-39 | 2039-40 | 2040-41 | 2041-42 | 2042-43 | 2043-44 | 2044-45 | 2045-46 | 2046-47 | 2047-48 | 2048-49 | 2049-50
NSW1 | System Strength | 1.5825e-05 | 214.1086 | 996.2333 | 1715.4835 | 2383.3101 | 3226.1408 | 3640.3925 | 4322.3449 | 4967.3684 | 5559.3718 | 9608.5833 | 9231.0605 | 8893.1219 | 8567.5548 | 8276.097 | 7950.9278 | 7659.8534 | 7490.0802 | 7235.2768 | 6958.6524 | 8276.9136 | 10572.5396 | 10422.4094 | 10012.9112 | 9886.0609 | 11392.0201 | 11496.8764 | 11045.1623 | 10832.2589
QLD1 | System Strength | 0.00010587 | 0.00010706 | 0.00010618 | 1119.3876 | 1078.4081 | 1212.0835 | 1170.8499 | 1124.8471 | 1083.6677 | 1043.9959 | 1008.4804 | 968.857 | 933.3883 | 899.218 | 868.6277 | 834.4992 | 2074.2158 | 1998.2812 | 1930.3021 | 1949.8903 | 1878.507 | 1809.7513 | 2268.7874 | 2179.6464 | 2287.0574 | 3808.3746 | 3678.8183 | 3534.2769 | 4545.1562
VIC1 | System Strength | 2.2857e-05 | 2.3118e-05 | 2.3271e-05 | 3.1376e-05 | 3.0227e-05 | 2.912e-05 | 2.813e-05 | 2.7637e-05 | 2.7213e-05 | 2.7216e-05 | 2.6608e-05 | 2.7845e-05 | 2.7237e-05 | 2.979e-05 | 2.8777e-05 | 3.142e-05 | 6.188e-05 | 8.8896e-05 | 0.00044192 | 386.4878 | 372.3389 | 419.9776 | 965.1063 | 927.1871 | 2066.3368 | 2116.515 | 3633.1682 | 5190.8286 | 5543.4468
SA1 | System Strength | 4.2834e-05 | 4.5225e-05 | 5.5585e-05 | 5.585e-05 | 5.3805e-05 | 5.1835e-05 | 5.0072e-05 | 5.0532e-05 | 4.9714e-05 | 4.9495e-05 | 4.7811e-05 | 5.1028e-05 | 4.916e-05 | 5.43e-05 | 5.2453e-05 | 6.7142e-05 | 900.3953 | 1611.7098 | 2101.1792 | 2081.0969 | 2004.9103 | 2160.0667 | 2333.2097 | 2275.2946 | 2254.8824 | 2397.7128 | 2716.5063 | 2801.9477 | 2846.149
TAS1 | System Strength | 1.6674e-05 | 1.7163e-05 | 165.0527 | 317.1358 | 458.0041 | 583.7318 | 701.5214 | 806.1976 | 904.0815 | 997.4517 | 1118.6313 | 1272.0054 | 1415.5406 | 1546.8613 | 1671.1508 | 1775.4522 | 1874.1937 | 1963.5039 | 2054.6096 | 2125.5812 | 2047.7661 | 1972.7997 | 1905.6875 | 1830.8127 | 1763.7887 | 1699.2184 | 1641.4131 | 1576.9217 | 1519.1924
NEM | Total | 0.00020406 | 214.1088 | 1161.2861 | 3152.0069 | 3919.7224 | 5021.9563 | 5512.7639 | 6253.3896 | 6955.1177 | 7600.8195 | 11735.6951 | 11471.9231 | 11242.0508 | 11013.6342 | 10815.8755 | 10560.8793 | 12508.6584 | 13063.5751 | 13321.3681 | 13501.7086 | 14580.436 | 16935.135 | 17895.2003 | 17225.8519 | 18258.1262 | 21413.8409 | 23166.7823 | 24149.1372 | 25286.2033