## Cover
Project Marinus Economic Modelling Results
Supporting the Economic Modelling Appendix to the TasNetworks PACR
TasNetworks | 22 June 2021

## Release notice
Notice
Ernst & Young ("EY") was engaged on the instructions of Tasmanian Networks Pty Ltd (“TasNetworks” or “Client”) to provide market modelling in relation to the proposed Marinus Link interconnector (“Project”), in accordance with the contract dated 14 June 2018.
The results of Ernst & Young’s work, including the assumptions and qualifications made in preparing the workbook dated 22 June 2021 (“Workbook”), are set out in Ernst & Young's report dated 22 June 2021 ("Report"). The Workbook and Report should be read in their entirety including this notice, the applicable scope of the work and any limitations. A reference to the Workbook includes any part of the Workbook. No further work has been undertaken by Ernst & Young since the date of the Workbook to update it.
EY has prepared the Workbook under the directions of the Client. EY has not been engaged to act, and has not acted, as advisor to any other party. Accordingly, EY makes no representations as to the appropriateness, accuracy or completeness of the Workbook for any other party's purposes.
No reliance may be placed upon the Workbook or any of its contents by any party other than the Client (“Third Parties”). Any Third Party receiving a copy of the Workbook must make and rely on their own enquiries in relation to the issues to which the Workbook relates, the contents of the Workbook and all matters arising from or relating to or in any way connected with the Workbook or its contents.
EY disclaims all responsibility to any Third Parties for any loss or liability that the Third Parties may suffer or incur arising from or relating to or in any way connected with the contents of the Workbook, the provision of the Workbook to the Third Parties or the reliance upon the Workbook by the Third Parties.
No claim or demand or any actions or proceedings may be brought against EY arising from or connected with the contents of the Workbook or the provision of the Workbook to the Third Parties. EY will be released and forever discharged from any such claims, demands, actions or proceedings.
Our work commenced on 12 January 2021 and was completed on 19 May 2021. Therefore, our Workbook does not take account of events or circumstances arising after 19 May 2021 and we have no responsibility to update the Workbook for such events or circumstances.
In preparing this Workbook we have considered and relied upon information from a range of sources believed to be reliable and accurate. We do not imply, and it should not be construed, that we have verified any of the information provided to us, or that our enquiries could have identified any matter that a more extensive examination might disclose.
The work performed as part of our scope considers information provided to us and a number of combinations of input assumptions relating to future conditions, which may not necessarily represent actual or most likely future conditions. Additionally, modelling work performed as part of our scope inherently requires assumptions about future behaviours and market interactions, which may result in forecasts that deviate from future conditions. There will usually be differences between estimated and actual results, because events and circumstances frequently do not occur as expected, and those differences may be material. We take no responsibility that the projected outcomes will be achieved, if any.
We highlight that our analysis and Workbook do not constitute investment advice or a recommendation to you on a future course of action. We provide no assurance that the scenarios we have modelled will be accepted by any relevant authority or third party.
Our conclusions are based, in part, on the assumptions stated and on information provided by the Client and other information sources used during the course of the engagement. The modelled outcomes are contingent on the collection of assumptions as agreed with the Client and no consideration of other market events, announcements or other changing circumstances are reflected in this Workbook. Neither EY nor any member or employee thereof undertakes responsibility in any way whatsoever to any person in respect of errors in this Workbook arising from incorrect information provided by the Client or other information sources used.
EY has consented to the Workbook being published electronically on the Client’s website alongside the Report and Addendum for informational purposes only. EY has not consented to distribution or disclosure beyond this. The material contained in the Workbook, including the EY logo, is copyright. The copyright in the material contained in the Workbook itself, excluding EY logo, vests in the Client. The Workbook, including the EY logo, cannot be altered without prior written permission from EY.
EY’s liability is limited by a scheme approved under Professional Standards Legislation.

## Version notes
Change log
2021-06-22 | 1 | Project Marinus Economic Modelling Result Workbooks supporting the Addendum to the PACR, Slow Change Scenario. Marinus Link stage 1 from 1 July 2027 and stage 2 from 1 July 2029.

## Abbreviations and notes
Acronyms
AEMO | Australian Energy Market Operator
CCGT | Closed cycle gas turbine
Diesel | Diesel generator
Distributed PV | PV non-scheduled generators (PVNSG) and Rooftop PV
DSP | Demand-side participation
ESOO | Electricity Statement Of Opportunities
FOM | Fixed operations and maintenance
Gas - Steam | Gas-powered steam turbine
GWh | Gigawatt-hours
Grid Battery | Explicitly modelled existing and new entrant (8 hour or less) battery storage
MW | Megawatts
NEM | National Electricity Market
OCGT | Open cycle gas turbine
PACR | Project Assessment Conclusions Report
PV | Photovoltaic
PVNSG | PV non-scheduled generators
Rehab | Rehabilitation (after closing an existing generator)
USE | Unserved energy
VOM | Variable operations and maintenance
VPP | Virtual power plants
Notes
1. BaseCase simulations do not include Marinus Link. Marinus simulations include Marinus Link stage 1 from 1 July 2027 and stage 2 2029.
2. Tumut 3 generation is included in Hydro, whereas Tumut 3 pump is included in Pumped Hydro Pump.
3. REZ expansion costs only capture intra-regional network augmentations. These costs do not include the cost of interconnectors.
4. New entrant capacity and retiring capacity for allowable generators are made at the beginning of each financial year, on 1 July.
5. Other non-scheduled generation is handled on the demand side as per AEMO's 2020 ESOO.

## ---Compare options---
Compare |  | Marinus | to | BaseCase |  | 0 | 1 | 2 | 3 | 4 | 5 | 6 | 7 | 8 | 9 | 10 | 11 | 12 | 13 | 14 | 15 | 16 | 17 | 18 | 19 | 20 | 21 | 22 | 23 | 24 | 25 | 26 | 27 | 28
NEM discounted market benefits by year
Select region | NEM
[5 empty] | Real June 2020 dollars ($m) discounted to 1 July 2020 | 2021-22 | 2022-23 | 2023-24 | 2024-25 | 2025-26 | 2026-27 | 2027-28 | 2028-29 | 2029-30 | 2030-31 | 2031-32 | 2032-33 | 2033-34 | 2034-35 | 2035-36 | 2036-37 | 2037-38 | 2038-39 | 2039-40 | 2040-41 | 2041-42 | 2042-43 | 2043-44 | 2044-45 | 2045-46 | 2046-47 | 2047-48 | 2048-49 | 2049-50
|  |  |  | Build | CAPEX | -5.7666e-05 | -4.8894e-05 | -5.8632e-05 | -0.0022679 | -0.035986 | -10.7131 | -1.3802 | 6.9422 | 6.688 | 6.4169 | 7.6878 | 7.4222 | 7.1854 | 6.9558 | 6.7513 | 6.5167 | 28.5262 | 27.5128 | 46.947 | 27.9921 | 21.1605 | 24.659 | 35.7241 | 40.7865 | 43.716 | 38.696 | 28.0031 | 132.3234 | 137.7382
|  |  |  | FOM | FOM | -1.1874e-05 | -9.8072e-06 | -1.0943e-05 | 63.3552 | 60.7508 | 77.9003 | 132.6913 | 420.5425 | 124.2761 | 116.9658 | 110.226 | 105.8687 | 113.1669 | 98.2099 | 91.2341 | 89.1935 | 91.3848 | 303.4177 | 88.2695 | 80.4468 | 75.576 | 74.7166 | 74.179 | 72.3994 | 71.2047 | 67.9892 | 64.6075 | 31.4726 | 33.8636
|  |  |  | Fuel | Fuel | -0.0007733 | -1.2735 | -1.6446 | -30.8983 | -39.2708 | -37.7216 | 5.4488 | 4.8391 | 53.6576 | 41.8427 | 28.4106 | 39.7998 | 34.4116 | 48.9376 | 28.4812 | 29.0476 | 31.0614 | 50.2977 | 54.475 | 38.6782 | 30.9861 | 39.3581 | 40.9988 | 28.8845 | 27.4016 | 29.7786 | 33.5847 | 76.1972 | 72.8622
|  |  |  | VOM | VOM | -0.00026476 | 0.51237 | 0.66974 | -0.52779 | -2.9421 | 0.3466 | -7.6976 | -7.5071 | -11.8194 | -9.6579 | -7.8597 | -5.1759 | -4.7513 | -6.4573 | -5.4237 | -4.7051 | -10.146 | -7.7736 | -7.9858 | -6.6746 | -4.9727 | -5.5058 | -7.708 | -6.9141 | -7.8319 | -7.4724 | -5.6687 | -10.7676 | -9.8791
|  |  |  | REHAB | REHAB | 0 | 0 | 0 | -44.3171 | 0.22806 | -14.7087 | -20.9909 | 0 | -3.9606 | 0.61102 | 0.33863 | 0 | 0 | 0 | 0.80917 | -0.17907 | 0 | 0 | 0 | 0 | 0 | 0 | 0 | 0 | 0 | 0 | 0 | 0 | 0
|  |  |  | REZ Tx | REZ | -1.9064e-06 | -2.2618e-06 | -2.409e-06 | -2.4957e-06 | -2.4828e-06 | -1.3261 | -3.3698e-06 | -0.84643 | -0.81544 | -0.26191 | 0.33397 | 1.3393 | 2.2714 | 3.1335 | 3.9399 | 4.6623 | 7.5909 | 7.7062 | 7.624 | 7.7077 | 6.7933 | 6.4266 | 6.4427 | 6.1895 | 7.2333 | 7.3283 | 6.5224 | 18.0204 | 24.1245
|  |  |  | USE+DSP | USE+DSP | -7.4135e-06 | -7.3937e-06 | -7.4658e-06 | -7.4949e-06 | -7.5724e-06 | 0.0028341 | -7.5304e-06 | -5.5797 | -7.4983e-06 | -7.4971e-06 | -7.4612e-06 | -7.4989e-06 | -4.477 | -0.040517 | 1.5964 | 5.2475 | 1.8473 | -0.016592 | -6.6908 | -1.5186 | -0.013678 | 0.1825 | 1.1123 | 10.5596 | -1.1021 | -0.60824 | 0.011185 | -1.2392 | 0.81639
|  |  |  | SyncCon | SyncCon | 8.2984e-05 | -0.022986 | -0.06303 | -2.0528 | -2.0646 | -3.5437 | -4.0895 | -3.9753 | -3.9224 | -3.7871 | -3.7317 | -3.532 | -3.4658 | -3.2248 | -3.2687 | -3.1182 | -3.3367 | -3.2225 | -3.1197 | -2.9401 | -2.8669 | -2.6641 | -2.258 | -2.4728 | -2.2882 | -2.2752 | -2.2 | -2.1636 | -1.9476
|  |  |  | System Strength | System Strength | -5.6281e-07 | -5.9834e-07 | -5.8504e-07 | 0.00029465 | 0.0048526 | -0.31726 | -0.16275 | -0.090629 | -0.087311 | -0.080381 | -0.090567 | -0.079517 | -0.069389 | -0.059896 | -0.051143 | -0.042681 | 0.53875 | 0.5093 | 0.73726 | 0.27445 | 0.17054 | 0.28771 | 0.49576 | 0.51363 | 0.60413 | 0.5906 | 0.55793 | 2.134 | 2.4343
[5 empty] | Total cumulative market benefits | -0.0010345 | -0.78522 | -1.8232 | -16.2658 | 0.40436 | 10.3236 | 114.1427 | 528.4673 | 692.4839 | 844.5329 | 979.848 | 1125.4905 | 1269.7622 | 1417.2164 | 1541.285 | 1667.9075 | 1815.3741 | 2193.8051 | 2374.0616 | 2518.0276 | 2644.8606 | 2782.3212 | 2931.3078 | 3081.2542 | 3220.1918 | 3354.2187 | 3479.6368 | 3725.6141 | 3985.6265
NEM capacity difference by year
Select region | NEM
[5 empty] | Capacity difference (MW) | 2021-22 | 2022-23 | 2023-24 | 2024-25 | 2025-26 | 2026-27 | 2027-28 | 2028-29 | 2029-30 | 2030-31 | 2031-32 | 2032-33 | 2033-34 | 2034-35 | 2035-36 | 2036-37 | 2037-38 | 2038-39 | 2039-40 | 2040-41 | 2041-42 | 2042-43 | 2043-44 | 2044-45 | 2045-46 | 2046-47 | 2047-48 | 2048-49 | 2049-50
[5 empty] | Black Coal | 0 | 0 | 0 | 458.7838 | 464.2317 | 410.7248 | 269.0117 | 269.0117 | -285.3453 | -209.2282 | -123.3724 | -123.3724 | -123.3724 | -123.3724 | -1.8941 | -56.7602 | -47.92 | -47.92 | -47.92 | -47.92 | -47.92 | -47.92 | 0 | 0 | 0 | 0 | 0 | 0 | 0
[5 empty] | Brown Coal | 0 | 0 | 0 | -685.7407 | -685.7407 | -857.429 | -1110.8905 | -1110.8905 | -1110.8905 | -1110.8905 | -1110.8905 | -1110.8905 | -1110.8905 | -1110.8905 | -1110.8905 | -1110.8905 | -1110.8905 | -1110.8905 | -1110.8905 | -1110.8905 | -1110.8905 | -1110.8905 | -1110.8905 | -1110.8905 | -1110.8905 | -1110.8905 | -1110.8905 | 0 | 0
[5 empty] | CCGT | 0 | 0 | 0 | 0 | 0 | 0 | 0 | 0 | 0 | 0 | 0 | 0 | 0 | 0 | 0 | 0 | 0 | 0 | 0 | 0 | 0 | 0 | 0 | 0 | 0 | 0 | 0 | 0 | 0
[5 empty] | Gas - Steam | 0 | 0 | 0 | 0 | 0 | 0 | 0 | 0 | 0 | 0 | 0 | 0 | 0 | 0 | 0 | 0 | 0 | 0 | 0 | 0 | 0 | 0 | 0 | 0 | 0 | 0 | 0 | 0 | 0
[5 empty] | OCGT / Diesel | 0 | 0 | 0 | 0 | 0 | 0 | 0 | 0 | 0 | 0 | 0 | 0 | 0 | 0 | 0 | 0 | 0 | 0 | 0 | 0 | 0 | 0 | 0 | -240.7396 | -240.7396 | -242.549 | -242.549 | -237.4011 | -237.4011
[5 empty] | Hydro | 0 | 0 | 0 | 0 | 0 | 0 | 250 | 250 | 250 | 250 | 250 | 250 | 250 | 250 | 250 | 250 | 250 | 250 | 250 | 250 | 250 | 250 | 250 | 250 | 250 | 250 | 250 | 250 | 250
[5 empty] | Wind | 0 | -0.000166 | -0.000273 | -0.26398 | -4.5006 | 181.423 | 12.7141 | -291.6245 | -291.6245 | -295.7965 | -357.0859 | -362.4982 | -367.9106 | -373.3229 | -378.7352 | -384.1474 | -852.1794 | -843.3866 | -1072.8821 | -651.683 | -533.9564 | -393.8744 | -692.3246 | -734.5482 | -723.9874 | -639.0658 | -741.2322 | -2164.3383 | -2227.3105
[5 empty] | Solar PV | 0 | 0 | 0 | 0 | 0 | -100 | -0.00023 | 346.2225 | 346.2225 | 346.2225 | 419.9485 | 419.9485 | 419.9485 | 419.9485 | 419.9485 | 419.9485 | 419.9485 | 419.9485 | 419.9485 | 419.9486 | 419.9486 | 103.1472 | 161.5419 | 161.5419 | -83.5784 | -182.7024 | -37.6918 | -1425.5495 | -1880.8815
[5 empty] | Grid Battery | 0 | 0 | 0 | 0 | 0 | 0 | 0 | 0 | 0 | 0 | 0 | 0 | 0 | 0 | 0 | 0 | 76.2648 | 76.2648 | 154.1562 | 88.8724 | 145.9036 | 45.0204 | 26.2448 | 80.2694 | 134.4092 | 153.0075 | 153.0075 | -10.8436 | -65.2727
[5 empty] | Pumped Hydro | 0 | 0 | 0 | 0 | 0 | 0 | 0 | 0 | 0 | 0 | 0 | 0 | 0 | 0 | 0 | 0 | 0.0019954 | -2.9141 | -158.153 | -158.174 | -186.694 | -178.041 | -178.041 | -178.0409 | -210.1167 | -195.6441 | -12.79 | -625.6926 | -625.6926
[5 empty] | VPP | 0 | 0 | 0 | 0 | 0 | 0 | 0 | 0 | 0 | 0 | 0 | 0 | 0 | 0 | 0 | 0 | 0 | 0 | 0 | 0 | 0 | 0 | 0 | 0 | 0 | 0 | 0 | 0 | 0
[5 empty] | Grid Battery pump | 0 | 0 | 0 | 0 | 0 | 0 | 0 | 0 | 0 | 0 | 0 | 0 | 0 | 0 | 0 | 0 | 76.2648 | 76.2648 | 154.1562 | 88.8724 | 145.9036 | 45.0204 | 26.2448 | 80.2694 | 134.4092 | 153.0075 | 153.0075 | -10.8436 | -65.2727
[5 empty] | Pumped Hydro Pump | 0 | 0 | 0 | 0 | 0 | 0 | 0 | 0 | 0 | 0 | 0 | 0 | 0 | 0 | 0 | 0 | 0.0019954 | -2.9141 | -158.153 | -158.174 | -186.694 | -178.041 | -178.041 | -178.0409 | -210.1167 | -195.6441 | -12.79 | -625.6926 | -625.6926
[5 empty] | VPP pump | 0 | 0 | 0 | 0 | 0 | 0 | 0 | 0 | 0 | 0 | 0 | 0 | 0 | 0 | 0 | 0 | 0 | 0 | 0 | 0 | 0 | 0 | 0 | 0 | 0 | 0 | 0 | 0 | 0
NEM generation difference by year
Select region | NEM
[5 empty] | Sent-out generation difference (GWh)* | 2021-22 | 2022-23 | 2023-24 | 2024-25 | 2025-26 | 2026-27 | 2027-28 | 2028-29 | 2029-30 | 2030-31 | 2031-32 | 2032-33 | 2033-34 | 2034-35 | 2035-36 | 2036-37 | 2037-38 | 2038-39 | 2039-40 | 2040-41 | 2041-42 | 2042-43 | 2043-44 | 2044-45 | 2045-46 | 2046-47 | 2047-48 | 2048-49 | 2049-50
[5 empty] | Black Coal | 1e-05 | 0.40558 | 0.45395 | 2087.9887 | 2710.0645 | 3226.9593 | 1307.4798 | 811.1651 | -1305.4642 | -610.0726 | 138.4613 | -318.3163 | -242.5368 | -204.5771 | 268.9063 | 50.8432 | 94.0056 | 383.2032 | 919.3522 | 320.2617 | 399.6367 | 311.1915 | 86.4044 | 293.7502 | 275.0923 | 97.2961 | 38.2088 | 58.0489 | 58.4882
[5 empty] | Brown Coal | 0.0635 | 180.7238 | 233.2902 | -2442.9748 | -2783.4387 | -4353.6163 | -5585.938 | -4934.7189 | -5523.5299 | -5759.0423 | -5739.3707 | -5608.9255 | -5817.9048 | -6176.6622 | -6415.6547 | -6179.2384 | -6158.1403 | -5769.6453 | -4570.68 | -6304.2267 | -6313.3706 | -5893.0523 | -5850.5962 | -5668.8277 | -5465.2311 | -5879.9275 | -5882.0758 | 0 | 0
[5 empty] | CCGT | 4.6592e-05 | 4.6457e-05 | 9.8701e-06 | -12.5272 | -8.3107 | -5.6521 | 12.962 | 71.057 | 22.3494 | 13.8624 | 34.5891 | -125.7662 | -34.4609 | -341.4483 | -4.6113 | -20.4353 | -99.378 | -509.4139 | -571.9779 | -57.7675 | -95.9816 | -322 | -5.1006 | -106.2825 | -16.7562 | 0.00019287 | 0.00020593 | 0.00022714 | 0.00022371
[5 empty] | Gas - Steam | 3.7e-06 | 2.0746e-06 | 1.8e-06 | 4.9866 | 1.3784 | 6.1051 | 0.38419 | 4.8847 | 2.8331e-06 | -1.5254 | -0.79657 | -1.3678 | -3.1451 | -1.1651 | -4.5312 | -2.6496 | -6.4106 | -7.8683 | -0.95406 | -1.8298 | 0 | -17.6702 | -2.3921 | -8.3942 | -13.6455 | 0 | 0 | 0 | 0
[5 empty] | OCGT / Diesel | 7.1708e-05 | 7.3049e-05 | 8.4348e-05 | -4.7304 | -0.72256 | 12.0753 | 0.026943 | 16.5746 | 1.7852 | 0.16794 | 0.75892 | 3.2301 | 0.27902 | -0.92935 | -14.013 | -8.4374 | -11.2988 | -111.0429 | -332.4875 | -224.9942 | -118.9042 | -133.5824 | -359.4576 | -132.2786 | -172.5389 | -217.7586 | -281.9447 | -1290.3616 | -1283.7882
[5 empty] | Hydro | 1.3812 | -179.6867 | -238.6501 | 216.8122 | 9.5611 | 107.6793 | 3718.4896 | 3694.7069 | 6051.6097 | 5438.1402 | 4555.4828 | 4888.6304 | 4739.9245 | 5655.561 | 4805.0777 | 4739.588 | 6366.0604 | 5859.9439 | 5284.6957 | 5667.264 | 5135.1069 | 5269.676 | 6303.0577 | 5448.5709 | 5657.9536 | 6086.5017 | 5421.4329 | 4962.4196 | 5007.3881
[5 empty] | Wind | 0.0012976 | 0.0015305 | 0.0050458 | 92.0947 | 125.1735 | 1004.1572 | 508.8685 | -412.9561 | -227.6685 | -85.4769 | -235.1066 | -239.3287 | -153.0921 | 33.2252 | 110.9655 | 114.5294 | -921.8453 | -765.6209 | -1520.3409 | -291.9719 | 41.1003 | 666.9256 | -371.566 | -108.5773 | 119.8092 | 443.7398 | 646.7953 | -1629.8237 | -1167.036
[5 empty] | Solar PV | 0.0076763 | 0.0055685 | 0.065586 | -0.00011464 | 0.00014848 | -262.7463 | 5.7915 | 811.9682 | 848.1164 | 934.3129 | 1141.0963 | 1120.2295 | 1104.5201 | 1037.1846 | 1154.12 | 1119.6603 | 992.5764 | 1024.1427 | 1083.6157 | 1110.7714 | 1071.5345 | 303.6554 | 380.6143 | 436.2168 | -89.8322 | -258.3074 | 262.5887 | -1908.0081 | -2330.2723
[5 empty] | Grid Battery | -0.36263 | 1.5135 | -0.3216 | 14.2083 | 0.37057 | 2.9319 | -5.2476 | -9.9542 | -4.9189 | -7.362 | -19.0974 | -4.1755 | -15.4797 | -0.80251 | -6.6949 | -5.3568 | 110.809 | 101.4467 | 222.7903 | 131.199 | 226.1387 | 87.9071 | 60.1789 | 144.1675 | 197.9371 | 214.7755 | 202.018 | 116.3488 | 133.418
[5 empty] | Pumped Hydro | -1.4864 | -3.3413 | -2.6124 | -0.20358 | 68.618 | 647.3026 | -120.8631 | -176.0013 | 32.7001 | -102.3361 | -100.1959 | -46.0251 | -330.7018 | 47.6251 | -194.212 | -211.4958 | 48.039 | 164.585 | -206.9206 | -129.1598 | -292.4943 | -181.8383 | -336.4572 | -350.0046 | -347.6819 | -331.7625 | -22.6133 | -926.7391 | -305.7073
[5 empty] | VPP | 0.0049738 | 0.053678 | 0.08229 | 0.37564 | 0.44685 | 1.6756 | -1.6469 | -2.1345 | -1.2081 | -1.722 | -4.3605 | -3.6602 | -8.6487 | -1.8664 | -2.9297 | -2.4739 | 0.40468 | -1.682 | -0.25749 | 1.22 | 1.3576 | 4.125 | 3.7114 | 1.5738 | 2.1075 | 0.96874 | 2.0734 | 31.6458 | 16.0045
[5 empty] | Grid Battery pump | -0.4477 | 1.8685 | -0.39705 | 17.541 | 0.60385 | 3.4732 | -6.4598 | -12.3079 | -6.1501 | -9.0115 | -23.7938 | -4.9384 | -19.1108 | -0.99078 | -8.2653 | -6.6134 | 130.8906 | 118.7381 | 262.4681 | 155.4528 | 265.5254 | 103.6137 | 70.6802 | 168.892 | 234.5747 | 251.8409 | 236.5417 | 138.1263 | 157.1142
[5 empty] | Pumped Hydro Pump | 0.000114 | -0.20815 | -0.57642 | 121.8075 | 405.0497 | 838.4535 | -60.3619 | -114.1143 | -194.4765 | -155.3952 | -187.441 | -302.1618 | -645.7732 | -56.5194 | -295.4721 | -396.3794 | -6.4386 | 55.7845 | -116.1795 | -157.0281 | -328.7642 | -261.2552 | -428.9429 | -437.4116 | -403.3504 | -427.1096 | -118.2212 | -1033.5419 | -415.7507
[5 empty] | VPP pump | 0.0059695 | 0.06443 | 0.099182 | 0.45277 | 0.53796 | 2.0072 | -1.9187 | -2.6198 | -1.4603 | -2.0565 | -5.2343 | -4.3924 | -10.3725 | -2.2238 | -3.5406 | -2.9693 | 0.48517 | -2.0201 | -0.30891 | 1.4776 | 1.616 | 4.9573 | 4.4531 | 1.8569 | 2.627 | 1.0933 | 2.3748 | 38.0999 | 19.2065
*Generation shown is sent-out, as is demand. The difference in sent-out generation with the Marinus Link option and the Base Case is due to the difference in losses from interconnectors and storage.

## BaseCase_CF
Annual capacity factor by technology - BaseCase, Slow Change Scenario
Explicitly modelled generation
Region | Technology | 2021-22 | 2022-23 | 2023-24 | 2024-25 | 2025-26 | 2026-27 | 2027-28 | 2028-29 | 2029-30 | 2030-31 | 2031-32 | 2032-33 | 2033-34 | 2034-35 | 2035-36 | 2036-37 | 2037-38 | 2038-39 | 2039-40 | 2040-41 | 2041-42 | 2042-43 | 2043-44 | 2044-45 | 2045-46 | 2046-47 | 2047-48 | 2048-49 | 2049-50
NEM | Black Coal | 49.82% | 45.97% | 49.3% | 62.21% | 71.61% | 70.3% | 66.47% | 73.67% | 70.57% | 68.13% | 55.05% | 59.94% | 65.41% | 62.32% | 58.66% | 63.8% | 68.3% | 67.76% | 62.22% | 59.89% | 56.23% | 66.03% | 59.83% | 57.78% | 59.71% | 58.26% | 54.97% | 51.83% | 47.61%
NEM | Brown Coal | 62.25% | 53.67% | 58.93% | 64.58% | 67.94% | 68.61% | 62.78% | 64.61% | 63.74% | 67.65% | 63.29% | 64.54% | 67.12% | 66.66% | 67.75% | 66.5% | 63.81% | 65.63% | 58.46% | 61.6% | 66.43% | 65.88% | 63.08% | 63.18% | 60.66% | 64.43% | 62.25% | - | -
NEM | CCGT | 8.417% | 8.417% | 7.129% | 7.153% | 6.835% | 7.718% | 7.339% | 11.32% | 6.79% | 6.79% | 6.976% | 7.948% | 7.343% | 8.213% | 7.038% | 8.115% | 9.1% | 13.94% | 18.75% | 19.01% | 15.22% | 22.95% | 20.31% | 23.68% | 27.05% | 28.26% | 28.34% | 28.26% | 28.26%
NEM | Gas - Steam | 5.537% | 5.734% | 5.693% | 1.321% | 1.283% | 1.32% | 1.319% | 1.816% | 1.273% | 1.286% | 1.299% | 1.348% | 1.316% | 1.29% | 1.743% | 1.687% | 1.996% | 1.771% | 10.05% | 10.17% | 9.894% | 14.82% | 17.24% | 16.56% | 23.64% | - | - | - | -
NEM | OCGT / Diesel | 0.03903% | 0.0236% | 0.1154% | 0.09968% | 0.02715% | 0.08809% | 0.04512% | 0.3042% | 0.006259% | 0.004734% | 0.007119% | 0.1069% | 0.06902% | 0.02834% | 0.1657% | 0.1498% | 0.3733% | 0.487% | 1.531% | 1.801% | 1.312% | 1.174% | 4.377% | 2.427% | 3.679% | 4.482% | 8.772% | 11.52% | 12.88%
NEM | Hydro | 20.33% | 20.41% | 19.71% | 24.62% | 24.58% | 18.41% | 17.32% | 20.03% | 16.73% | 15.44% | 14.27% | 14.6% | 15.29% | 15.59% | 14.25% | 13.55% | 16.42% | 14.09% | 12.94% | 12.16% | 11.99% | 13.41% | 13.45% | 12.89% | 12.44% | 15.51% | 12.9% | 11.55% | 10.98%
NEM | Wind | 33.36% | 34.36% | 31.63% | 33.88% | 36.1% | 37.48% | 38% | 34.95% | 34.26% | 34.6% | 35.14% | 32.85% | 32.13% | 33.96% | 34.99% | 35.58% | 34.47% | 33.79% | 34.47% | 35.66% | 33.61% | 31.98% | 33.91% | 36.03% | 36.83% | 35.16% | 33.75% | 32.71% | 31.95%
NEM | Solar PV | 29.55% | 29.16% | 29.58% | 28.44% | 27.85% | 29.5% | 29.9% | 26.32% | 27.7% | 28.86% | 29.25% | 29.18% | 28.17% | 27.54% | 29.33% | 29.5% | 26.18% | 27.38% | 28.84% | 29.32% | 29.33% | 28.03% | 27.26% | 28.98% | 29.1% | 25.56% | 25.81% | 26.13% | 25.85%
NEM | Grid Battery | 6.433% | 4.262% | 4.935% | 6.46% | 6.788% | 7.015% | 6.913% | 6.559% | 6.059% | 6.509% | 6.492% | 6.613% | 6.617% | 6.336% | 6.49% | 6.517% | 9.79% | 9.861% | 10.69% | 10.9% | 12.91% | 14.46% | 14.48% | 14.42% | 14.41% | 13.88% | 13.94% | 13.42% | 12.72%
NEM | Pumped Hydro | 1.196% | 2.961% | 3.432% | 14.8% | 19.33% | 20.35% | 20.33% | 24.18% | 17.28% | 20% | 22.8% | 25.2% | 23.6% | 24.45% | 25.35% | 24.72% | 24.24% | 22.86% | 24.21% | 22.49% | 23.78% | 23.28% | 23.61% | 24.51% | 23.78% | 24.08% | 23.55% | 23.62% | 20.77%
NEM | VPP | 8.059% | 8.35% | 8.295% | 9.184% | 10.13% | 9.997% | 10.08% | 9.536% | 8.795% | 8.761% | 8.729% | 9.076% | 9.136% | 9.02% | 8.841% | 8.78% | 8.457% | 8.327% | 7.968% | 7.698% | 6.91% | 6.771% | 6.409% | 6.201% | 6.096% | 5.842% | 5.68% | 4.529% | 3.853%
Region | Technology | 2021-22 | 2022-23 | 2023-24 | 2024-25 | 2025-26 | 2026-27 | 2027-28 | 2028-29 | 2029-30 | 2030-31 | 2031-32 | 2032-33 | 2033-34 | 2034-35 | 2035-36 | 2036-37 | 2037-38 | 2038-39 | 2039-40 | 2040-41 | 2041-42 | 2042-43 | 2043-44 | 2044-45 | 2045-46 | 2046-47 | 2047-48 | 2048-49 | 2049-50
NSW1 | Black Coal | 44.53% | 41.82% | 42.82% | 56.46% | 69.38% | 65.84% | 62.18% | 70.23% | 69.77% | 68.59% | 47.13% | 47.15% | 64.16% | 55.82% | 44.35% | 59.64% | 70.5% | 69.97% | 61.31% | 52.7% | 44.87% | - | - | - | - | - | - | - | -
NSW1 | Brown Coal | bar: 2021-22 to 2049-50
NSW1 | CCGT | 0.6146% | 0.6146% | 1.849% | 1.164% | 1.161% | 1.161% | 1.164% | 1.161% | 1.161% | 1.161% | 1.164% | 1.161% | 1.161% | 1.66% | 1.164% | 1.161% | 1.166% | 10.64% | 19.48% | 20.81% | 13.6% | 21.97% | 0.03978% | - | - | - | - | - | -
NSW1 | Gas - Steam | bar: 2021-22 to 2049-50
NSW1 | OCGT / Diesel | 1.232e-08% | 1.221e-08% | 0.02518% | 0.2645% | 0.0457% | 0.1017% | 0.04508% | 0.08882% | 1.609e-08% | 1.653e-08% | 1.574e-08% | 0.1057% | 0.02067% | 0.03063% | 0.1042% | 0.05747% | 0.1657% | 0.05386% | 1.004% | 1.12% | 0.9045% | 0.6726% | 6.441% | 3.822% | 5.431% | 4.661% | 14.33% | 13.32% | 16.76%
NSW1 | Hydro | 9.057% | 9.587% | 8.662% | 11.32% | 11.71% | 10.9% | 10.57% | 14.96% | 10.41% | 9.685% | 10.27% | 11.44% | 12.05% | 13.9% | 11.94% | 11.45% | 16.14% | 13.15% | 11.19% | 10.86% | 9.942% | 12.97% | 13.59% | 12.64% | 12.55% | 16.54% | 13.37% | 11.57% | 10.68%
NSW1 | Wind | 32.12% | 36.75% | 35.1% | 34.71% | 37.84% | 39% | 38.66% | 34.52% | 31.92% | 34.01% | 34.39% | 33.96% | 33.18% | 35.46% | 36.69% | 36.74% | 33.86% | 30.8% | 33.24% | 34.46% | 33.83% | 32.33% | 34.61% | 36.32% | 36.28% | 32.34% | 29.46% | 30.84% | 30.82%
NSW1 | Solar PV | 28.63% | 28.53% | 28.72% | 27.65% | 26.32% | 28.57% | 28.93% | 26.17% | 27.11% | 28.73% | 29.13% | 28.75% | 27.92% | 26.9% | 28.98% | 29.01% | 26.12% | 26.93% | 28.66% | 29.29% | 28.9% | 27.88% | 26.91% | 28.84% | 28.94% | 25.66% | 25.87% | 27.25% | 27.08%
NSW1 | Grid Battery | - | - | - | - | - | - | - | - | - | - | - | - | - | - | - | - | - | - | - | - | - | - | 15.37% | 15.57% | 15.25% | 14.96% | 14.82% | 15.09% | 14.31%
NSW1 | Pumped Hydro | 2.085% | 4.603% | 5.469% | 30.6% | 21.65% | 22.81% | 23.15% | 26.89% | 18.63% | 21.55% | 24.67% | 26.78% | 25.2% | 25.94% | 27.18% | 26.49% | 25.69% | 24.13% | 25.36% | 23.61% | 25.03% | 24.34% | 25.04% | 26.44% | 25.56% | 27.51% | 25.79% | 27.18% | 24.32%
NSW1 | VPP | 10.17% | 10.33% | 8.889% | 8.608% | 9.482% | 9.589% | 9.716% | 9.214% | 8.414% | 8.182% | 7.982% | 8.346% | 8.547% | 8.409% | 8.206% | 8.227% | 7.957% | 7.633% | 7.665% | 7.305% | 7.479% | 7.304% | 6.841% | 6.697% | 6.422% | 6.348% | 5.978% | 4.896% | 4.434%
Region | Technology | 2021-22 | 2022-23 | 2023-24 | 2024-25 | 2025-26 | 2026-27 | 2027-28 | 2028-29 | 2029-30 | 2030-31 | 2031-32 | 2032-33 | 2033-34 | 2034-35 | 2035-36 | 2036-37 | 2037-38 | 2038-39 | 2039-40 | 2040-41 | 2041-42 | 2042-43 | 2043-44 | 2044-45 | 2045-46 | 2046-47 | 2047-48 | 2048-49 | 2049-50
QLD1 | Black Coal | 56.49% | 50.95% | 55.92% | 69.14% | 73.39% | 74.46% | 70.46% | 77.39% | 71.07% | 67.91% | 57.56% | 63.99% | 65.81% | 64.38% | 63.47% | 65.21% | 67.53% | 66.97% | 62.54% | 62.44% | 60.25% | 66.03% | 59.83% | 57.78% | 59.71% | 58.26% | 54.97% | 51.83% | 47.61%
QLD1 | Brown Coal | bar: 2021-22 to 2049-50
QLD1 | CCGT | 8.33% | 8.33% | 9.298% | 9.72% | 9.117% | 10.8% | 10.06% | 17.63% | 9.032% | 9.032% | 9.374% | 11.23% | 10.08% | 11.53% | 9.492% | 12.72% | 15.17% | 18.34% | 22.25% | 21.89% | 19.46% | 28.41% | 28.41% | 28.68% | 43.59% | 60.92% | 61.08% | 60.92% | 60.92%
QLD1 | Gas - Steam | 5.044% | 5.044% | 10.02% | 9.894% | 9.894% | 9.894% | 9.921% | 17.87% | 9.894% | 9.894% | 9.921% | 9.894% | 9.894% | 9.894% | 9.921% | 9.894% | 9.894% | 9.894% | 10.05% | 10.17% | 9.894% | 14.82% | 17.24% | 16.56% | 23.64% | - | - | - | -
QLD1 | OCGT / Diesel | 1.591e-08% | 1.59e-08% | 1.661e-08% | 0.1144% | 0.03837% | 0.1853% | 0.08796% | 0.9536% | 0.02249% | 0.003984% | 0.009448% | 0.1753% | 0.1832% | 0.04247% | 0.1798% | 0.1889% | 0.4353% | 0.2453% | 0.9098% | 0.5925% | 0.8733% | 0.6468% | 1.836% | 2.766% | 5.301% | 8.485% | 8.452% | 9.221% | 9.163%
QLD1 | Hydro | 50.69% | 50.42% | 50.38% | 49.89% | 49.61% | 49.38% | 49.29% | 48.85% | 48.57% | 47.75% | 48.18% | 47.73% | 47.46% | 47.2% | 47.1% | 46.67% | 40.24% | 40.11% | 39.94% | 39.59% | 39.4% | - | - | - | - | - | - | - | -
QLD1 | Wind | 35.91% | 34.66% | 34.5% | 36.09% | 43% | 44.29% | 46.21% | 44.07% | 43.56% | 44.39% | 41.32% | 39.19% | 34.46% | 41.41% | 40.68% | 43.5% | 43.58% | 43.23% | 44.09% | 42.27% | 39.69% | 34.53% | 40.27% | 41.7% | 44.21% | 44.63% | 44.57% | 44.54% | 40.28%
QLD1 | Solar PV | 31.43% | 30.43% | 30.98% | 29.65% | 30.07% | 31.49% | 31.87% | 26.62% | 28.83% | 29.98% | 30.46% | 30.91% | 29.57% | 30.04% | 31.52% | 31.76% | 26.5% | 28.76% | 29.97% | 30.27% | 30.85% | 28.63% | 28.69% | 30.16% | 30.26% | 25.44% | 26.82% | 27.63% | 27.33%
QLD1 | Grid Battery | - | 16.78% | 16.38% | 18.15% | 20.21% | 19.79% | 19.72% | 19.79% | 18.28% | 18.37% | 18.09% | 18.4% | 18.68% | 19.11% | 18.55% | 18.54% | 17.14% | 17.14% | 17.21% | 17.21% | 15.65% | 15.31% | 15.49% | 14.72% | 14.64% | 14.02% | 14.33% | 14.13% | 13.77%
QLD1 | Pumped Hydro | 0.8212% | 2.27% | 2.574% | 8.144% | 10.04% | 10.49% | 9.032% | 13.35% | 7.128% | 8.349% | 8.753% | 13.34% | 11.57% | 13.29% | 11.64% | 11.44% | 13.3% | 13.14% | 12.22% | 10.9% | 13.01% | 17.17% | 16.71% | 15.4% | 18.03% | 18.31% | 19.23% | 18.38% | 14.87%
QLD1 | VPP | 8.057% | 8.693% | 7.934% | 9.004% | 10.78% | 10.01% | 10.34% | 10.07% | 8.898% | 8.871% | 8.786% | 8.968% | 9.285% | 9.266% | 8.872% | 8.87% | 8.165% | 7.946% | 8.028% | 7.874% | 6.52% | 6.322% | 6.165% | 5.83% | 5.823% | 5.11% | 5.283% | 4.285% | 3.29%
Region | Technology | 2021-22 | 2022-23 | 2023-24 | 2024-25 | 2025-26 | 2026-27 | 2027-28 | 2028-29 | 2029-30 | 2030-31 | 2031-32 | 2032-33 | 2033-34 | 2034-35 | 2035-36 | 2036-37 | 2037-38 | 2038-39 | 2039-40 | 2040-41 | 2041-42 | 2042-43 | 2043-44 | 2044-45 | 2045-46 | 2046-47 | 2047-48 | 2048-49 | 2049-50
VIC1 | Black Coal | bar: 2021-22 to 2049-50
VIC1 | Brown Coal | 62.25% | 53.67% | 58.93% | 64.58% | 67.94% | 68.61% | 62.78% | 64.61% | 63.74% | 67.65% | 63.29% | 64.54% | 67.12% | 66.66% | 67.75% | 66.5% | 63.81% | 65.63% | 58.46% | 61.6% | 66.43% | 65.88% | 63.08% | 63.18% | 60.66% | 64.43% | 62.25% | - | -
VIC1 | CCGT | bar: 2021-22 to 2049-50
VIC1 | Gas - Steam | 0.03517% | 7.592e-09% | 0.07558% | 0.1308% | 0.02628% | 0.1284% | 0.1176% | 0.1611% | 1.038e-08% | 0.03483% | 0.06049% | 0.2053% | 0.1172% | 0.04702% | 0.3691% | 0.3086% | 0.6696% | 0.4066% | - | - | - | - | - | - | - | - | - | - | -
VIC1 | OCGT / Diesel | 0.0002749% | 1.443e-08% | 0.01008% | 0.003084% | 1.847e-08% | 0.0006022% | 0.005141% | 2.101e-08% | 1.998e-08% | 0.0002104% | 0.0029% | 0.02671% | 0.01098% | 2.672e-08% | 0.05813% | 0.07554% | 0.08028% | 0.07238% | 0.2458% | 0.3029% | 0.2247% | 0.06772% | 0.1994% | 0.6121% | 0.633% | 0.2825% | 0.8059% | 14.69% | 14.69%
VIC1 | Hydro | 13.89% | 13.99% | 12.63% | 15.51% | 15.85% | 14.94% | 15.07% | 18.98% | 15.63% | 13.35% | 13.46% | 12.13% | 14.85% | 15.32% | 14.47% | 14.47% | 18.18% | 15.05% | 12.92% | 12.87% | 11.68% | 14.25% | 14.75% | 13.87% | 13.95% | 17.42% | 14.48% | 12.44% | 12.42%
VIC1 | Wind | 34.58% | 34.13% | 29.42% | 32.04% | 32.58% | 33.15% | 33.05% | 29.89% | 30.85% | 29.23% | 32.04% | 27.58% | 28.6% | 28.88% | 30.44% | 31.1% | 28.58% | 30.63% | 30.54% | 35.18% | 31.09% | 31.18% | 30.63% | 33.77% | 34.84% | 33.37% | 33.64% | 30.73% | 30.31%
VIC1 | Solar PV | 27.58% | 27.37% | 28.19% | 27.27% | 25.9% | 27.21% | 27.79% | 25.55% | 26.57% | 26.6% | 27.05% | 27.58% | 26.35% | 25.48% | 26.6% | 27.44% | 25.33% | 26.51% | 27.23% | 27.29% | 28.4% | 27.25% | 25.93% | 27.79% | 28.33% | 26.52% | 25.79% | 23.35% | 22.64%
VIC1 | Grid Battery | 12.71% | 3.522% | 3.84% | 5.976% | 6.209% | 6.504% | 6.405% | 5.979% | 5.611% | 5.729% | 5.782% | 5.949% | 5.74% | 5.542% | 5.818% | 5.834% | 5.448% | 5.579% | 8.457% | 8.339% | 10.06% | 15.27% | 14.65% | 15.21% | 15.1% | 14.32% | 14.18% | 13.07% | 12.17%
VIC1 | Pumped Hydro | - | - | - | - | - | - | - | - | - | - | - | - | - | - | - | - | - | 31.25% | 30.04% | 28% | 28.59% | 27.48% | 25.25% | 26.22% | 25.97% | 25.33% | 26.52% | 22.75% | 21.07%
VIC1 | VPP | 4.724% | 6.11% | 6.552% | 10.25% | 11.09% | 10.96% | 10.85% | 9.963% | 9.473% | 9.597% | 9.732% | 10.36% | 10.03% | 9.913% | 9.851% | 9.609% | 9.222% | 9.334% | 8.306% | 8.093% | 6.91% | 6.82% | 6.357% | 6.129% | 6.032% | 5.759% | 5.581% | 4.168% | 3.544%
Region | Technology | 2021-22 | 2022-23 | 2023-24 | 2024-25 | 2025-26 | 2026-27 | 2027-28 | 2028-29 | 2029-30 | 2030-31 | 2031-32 | 2032-33 | 2033-34 | 2034-35 | 2035-36 | 2036-37 | 2037-38 | 2038-39 | 2039-40 | 2040-41 | 2041-42 | 2042-43 | 2043-44 | 2044-45 | 2045-46 | 2046-47 | 2047-48 | 2048-49 | 2049-50
SA1 | Black Coal | bar: 2021-22 to 2049-50
SA1 | Brown Coal | bar: 2021-22 to 2049-50
SA1 | CCGT | 17.95% | 17.95% | 9.965% | 9.7% | 9.7% | 9.7% | 9.727% | 9.7% | 9.7% | 9.7% | 9.727% | 9.7% | 9.7% | 9.7% | 9.727% | 9.7% | - | - | - | - | - | - | - | - | - | - | - | - | -
SA1 | Gas - Steam | 9.028% | 9.391% | 8.75% | 1.164% | 1.164% | 1.164% | 1.167% | 1.164% | 1.164% | 1.164% | 1.167% | 1.164% | 1.164% | 1.164% | - | - | - | - | - | - | - | - | - | - | - | - | - | - | -
SA1 | OCGT / Diesel | 0.186% | 0.1127% | 0.5125% | 0.05515% | 0.03292% | 0.07188% | 0.04666% | 0.09657% | 5.056e-08% | 0.02149% | 0.02141% | 0.1611% | 0.0657% | 0.06595% | 0.5626% | 0.4683% | 1.463% | 2.994% | 6.63% | 8.602% | 5.146% | 5.255% | 13.16% | 2.476% | 2.173% | 2.857% | 5.513% | 11.63% | 11.01%
SA1 | Hydro | bar: 2021-22 to 2049-50
SA1 | Wind | 33.68% | 32.3% | 28.95% | 33.85% | 33.12% | 36.64% | 37% | 34.43% | 34.83% | 35.25% | 35.31% | 31.47% | 32.28% | 31.02% | 34.84% | 35.61% | 35.53% | 36% | 36.15% | 38.28% | 34.57% | 33.46% | 31.74% | 36.08% | 36.21% | 35.51% | 33.99% | 30.87% | 31.88%
SA1 | Solar PV | 30.55% | 29.09% | 29.01% | 28.19% | 27.51% | 28.16% | 29.03% | 27.56% | 28.69% | 28.8% | 29.12% | 29.4% | 28.05% | 27.48% | 27.94% | 28.96% | 27.44% | 28.65% | 29.03% | 29.11% | 29.61% | 27.98% | 26.06% | 26.25% | 26.13% | 23.9% | 20.88% | 18.79% | 18.53%
SA1 | Grid Battery | 4.739% | 4.395% | 5.824% | 6.206% | 6.538% | 6.703% | 6.594% | 6.331% | 5.687% | 6.825% | 6.688% | 6.689% | 6.843% | 6.327% | 6.317% | 6.372% | 6.354% | 6.422% | 6.114% | 5.796% | 12.74% | 12.66% | 12.67% | 12.81% | 13.08% | 12.81% | 12.73% | 12.17% | 10.86%
SA1 | Pumped Hydro | bar: 2021-22 to 2049-50
SA1 | VPP | 8.539% | 7.77% | 9.761% | 10.01% | 10.61% | 10.33% | 10.25% | 9.736% | 9.065% | 9.141% | 8.953% | 9.01% | 9.048% | 8.937% | 8.824% | 8.817% | 8.926% | 8.875% | 8.262% | 8.011% | 5.97% | 5.911% | 5.781% | 5.606% | 5.79% | 5.529% | 5.504% | 4.489% | 3.569%
Region | Technology | 2021-22 | 2022-23 | 2023-24 | 2024-25 | 2025-26 | 2026-27 | 2027-28 | 2028-29 | 2029-30 | 2030-31 | 2031-32 | 2032-33 | 2033-34 | 2034-35 | 2035-36 | 2036-37 | 2037-38 | 2038-39 | 2039-40 | 2040-41 | 2041-42 | 2042-43 | 2043-44 | 2044-45 | 2045-46 | 2046-47 | 2047-48 | 2048-49 | 2049-50
TAS1 | Black Coal | bar: 2021-22 to 2049-50
TAS1 | Brown Coal | bar: 2021-22 to 2049-50
TAS1 | CCGT | 6.438e-08% | 6.396e-08% | 6.407e-08% | 6.396e-08% | 6.395e-08% | 6.426e-08% | 6.522e-08% | 6.693e-08% | 6.891e-08% | 7.06e-08% | 7.245e-08% | 7.47e-08% | 7.72e-08% | 7.916e-08% | 8.159e-08% | 8.406e-08% | 8.736e-08% | 9.045e-08% | 9.415e-08% | 9.699e-08% | 1.009e-07% | 1.046e-07% | 1.085e-07% | 1.122e-07% | 1.162e-07% | 1.208e-07% | 1.254e-07% | 1.296e-07% | 1.343e-07%
TAS1 | Gas - Steam | bar: 2021-22 to 2049-50
TAS1 | OCGT / Diesel | 6.149e-08% | 5.966e-08% | 5.873e-08% | 5.897e-08% | 5.915e-08% | 6.128e-08% | 6.295e-08% | 6.48e-08% | 6.707e-08% | 6.841e-08% | 6.988e-08% | 7.208e-08% | 7.469e-08% | 7.637e-08% | 7.854e-08% | 8.072e-08% | 8.438e-08% | 8.632e-08% | 8.98e-08% | 2.295e-07% | 2.383e-07% | 2.484e-07% | 2.551e-07% | 2.644e-07% | 2.723e-07% | 2.857e-07% | 2.962e-07% | 3.072e-07% | 3.156e-07%
TAS1 | Hydro | 36.45% | 36.03% | 36.13% | 45.68% | 44.86% | 27.71% | 24.61% | 24.62% | 22.53% | 21.49% | 17.17% | 18.16% | 17.13% | 15.65% | 14.45% | 12.85% | 14.46% | 13.51% | 14.11% | 12.14% | 13.71% | 13.12% | 12.1% | 12.25% | 10.93% | 12.63% | 10.94% | 10.71% | 9.971%
TAS1 | Wind | 26.66% | 32.22% | 32.45% | 34.77% | 37.95% | 38.01% | 39.02% | 37.13% | 37.15% | 35.24% | 36.88% | 33.75% | 32.74% | 33.08% | 32.12% | 32.04% | 29.79% | 28.65% | 26.85% | 26.89% | 26.11% | 25.7% | 26.47% | 27.74% | 28.14% | 26.54% | 25.45% | 21.43% | 21.13%
TAS1 | Solar PV | bar: 2021-22 to 2049-50
TAS1 | Grid Battery | bar: 2021-22 to 2049-50
TAS1 | Pumped Hydro | bar: 2021-22 to 2049-50
TAS1 | VPP | - | - | - | - | 2.931% | 4.451% | 5.59% | 5.508% | 5.478% | 6.077% | 8.04% | 7.826% | 7.841% | 7.265% | 7.017% | 6.944% | 6.449% | 6.556% | 6.451% | 5.954% | 6.212% | 5.991% | 5.688% | 5.42% | 5.489% | 5.897% | 6.165% | 5.46% | 4.579%
Explicitly modelled pumping
Region | Technology | 2021-22 | 2022-23 | 2023-24 | 2024-25 | 2025-26 | 2026-27 | 2027-28 | 2028-29 | 2029-30 | 2030-31 | 2031-32 | 2032-33 | 2033-34 | 2034-35 | 2035-36 | 2036-37 | 2037-38 | 2038-39 | 2039-40 | 2040-41 | 2041-42 | 2042-43 | 2043-44 | 2044-45 | 2045-46 | 2046-47 | 2047-48 | 2048-49 | 2049-50
NEM | Grid Battery pump | 7.908% | 5.278% | 6.086% | 7.982% | 8.364% | 8.66% | 8.552% | 8.081% | 7.495% | 8.019% | 8.032% | 8.147% | 8.186% | 7.806% | 8.013% | 8.046% | 11.78% | 11.84% | 12.76% | 13% | 15.22% | 17.05% | 17.03% | 16.98% | 16.98% | 16.32% | 16.43% | 15.78% | 14.97%
NEM | Pumped Hydro Pump | 2.308% | 5.855% | 6.405% | 20.56% | 21.93% | 24.42% | 25.23% | 27.59% | 21.48% | 23.29% | 29.09% | 31.43% | 30.53% | 30.39% | 31.7% | 31.72% | 30.81% | 29.24% | 29.94% | 28.61% | 29.87% | 30.59% | 29.54% | 31.43% | 30.77% | 31.11% | 30.23% | 30.07% | 26.1%
NEM | VPP pump | 9.673% | 10.05% | 9.943% | 11.03% | 12.15% | 11.99% | 12.11% | 11.44% | 10.57% | 10.51% | 10.5% | 10.87% | 10.98% | 10.82% | 10.61% | 10.54% | 10.16% | 9.997% | 9.549% | 9.258% | 8.277% | 8.137% | 7.683% | 7.446% | 7.325% | 7.003% | 6.833% | 5.42% | 4.624%
Region | Technology | 2021-22 | 2022-23 | 2023-24 | 2024-25 | 2025-26 | 2026-27 | 2027-28 | 2028-29 | 2029-30 | 2030-31 | 2031-32 | 2032-33 | 2033-34 | 2034-35 | 2035-36 | 2036-37 | 2037-38 | 2038-39 | 2039-40 | 2040-41 | 2041-42 | 2042-43 | 2043-44 | 2044-45 | 2045-46 | 2046-47 | 2047-48 | 2048-49 | 2049-50
NSW1 | Grid Battery pump | - | - | - | - | - | - | - | - | - | - | - | - | - | - | - | - | - | - | - | - | - | - | 18.09% | 18.32% | 17.95% | 17.59% | 17.49% | 17.71% | 16.84%
NSW1 | Pumped Hydro Pump | 2.872% | 7.051% | 7.619% | 24.63% | 22.8% | 25.59% | 26.94% | 28.49% | 22.45% | 24.22% | 30.54% | 32.34% | 31.65% | 31.22% | 32.93% | 32.99% | 31.67% | 29.96% | 30.39% | 29.22% | 30.55% | 31.44% | 30.47% | 33.1% | 32.51% | 34.95% | 32.62% | 33.9% | 29.68%
NSW1 | VPP pump | 12.21% | 12.42% | 10.65% | 10.34% | 11.38% | 11.5% | 11.66% | 11.06% | 10.1% | 9.82% | 9.605% | 9.996% | 10.26% | 10.11% | 9.836% | 9.875% | 9.573% | 9.152% | 9.187% | 8.789% | 8.956% | 8.766% | 8.211% | 8.038% | 7.711% | 7.616% | 7.195% | 5.857% | 5.321%
Region | Technology | 2021-22 | 2022-23 | 2023-24 | 2024-25 | 2025-26 | 2026-27 | 2027-28 | 2028-29 | 2029-30 | 2030-31 | 2031-32 | 2032-33 | 2033-34 | 2034-35 | 2035-36 | 2036-37 | 2037-38 | 2038-39 | 2039-40 | 2040-41 | 2041-42 | 2042-43 | 2043-44 | 2044-45 | 2045-46 | 2046-47 | 2047-48 | 2048-49 | 2049-50
QLD1 | Grid Battery pump | - | 20.7% | 20.18% | 22.41% | 24.97% | 24.42% | 24.35% | 24.43% | 22.56% | 22.67% | 22.37% | 22.68% | 23.06% | 23.6% | 22.9% | 22.89% | 20.29% | 20.19% | 20.32% | 20.25% | 18.41% | 18.02% | 18.23% | 17.33% | 17.22% | 16.52% | 16.83% | 16.63% | 16.2%
QLD1 | Pumped Hydro Pump | 1.34% | 3.805% | 4.323% | 13.59% | 16.82% | 17.51% | 15.15% | 22.28% | 11.92% | 13.96% | 14.65% | 22.29% | 19.35% | 22.21% | 19.47% | 19.13% | 22.31% | 21.89% | 20.43% | 18.22% | 20.63% | 24.5% | 23.73% | 21.74% | 24.21% | 23.76% | 24.91% | 23.88% | 19.15%
QLD1 | VPP pump | 9.67% | 10.44% | 9.513% | 10.81% | 12.96% | 12% | 12.41% | 12.09% | 10.68% | 10.65% | 10.57% | 10.74% | 11.14% | 11.12% | 10.65% | 10.65% | 9.822% | 9.515% | 9.635% | 9.451% | 7.825% | 7.588% | 7.399% | 7.009% | 6.977% | 6.145% | 6.33% | 5.149% | 3.943%
Region | Technology | 2021-22 | 2022-23 | 2023-24 | 2024-25 | 2025-26 | 2026-27 | 2027-28 | 2028-29 | 2029-30 | 2030-31 | 2031-32 | 2032-33 | 2033-34 | 2034-35 | 2035-36 | 2036-37 | 2037-38 | 2038-39 | 2039-40 | 2040-41 | 2041-42 | 2042-43 | 2043-44 | 2044-45 | 2045-46 | 2046-47 | 2047-48 | 2048-49 | 2049-50
VIC1 | Grid Battery pump | 15.59% | 4.366% | 4.741% | 7.378% | 7.648% | 8.03% | 7.925% | 7.363% | 6.943% | 7.057% | 7.157% | 7.327% | 7.104% | 6.824% | 7.183% | 7.202% | 6.725% | 6.905% | 10.15% | 10.04% | 11.86% | 18.01% | 17.18% | 17.89% | 17.81% | 16.81% | 16.73% | 15.36% | 14.32%
VIC1 | Pumped Hydro Pump | - | - | - | - | - | - | - | - | - | - | - | - | - | - | - | - | - | 39.23% | 37.54% | 35.14% | 35.59% | 34.49% | 31.42% | 32.79% | 32.62% | 31.49% | 33.32% | 28.38% | 26.33%
VIC1 | VPP pump | 5.67% | 7.36% | 7.869% | 12.31% | 13.29% | 13.15% | 13.05% | 11.94% | 11.39% | 11.5% | 11.71% | 12.42% | 12.06% | 11.88% | 11.82% | 11.53% | 11.07% | 11.23% | 9.947% | 9.736% | 8.272% | 8.208% | 7.609% | 7.357% | 7.262% | 6.892% | 6.719% | 4.983% | 4.254%
Region | Technology | 2021-22 | 2022-23 | 2023-24 | 2024-25 | 2025-26 | 2026-27 | 2027-28 | 2028-29 | 2029-30 | 2030-31 | 2031-32 | 2032-33 | 2033-34 | 2034-35 | 2035-36 | 2036-37 | 2037-38 | 2038-39 | 2039-40 | 2040-41 | 2041-42 | 2042-43 | 2043-44 | 2044-45 | 2045-46 | 2046-47 | 2047-48 | 2048-49 | 2049-50
SA1 | Grid Battery pump | 5.834% | 5.443% | 7.174% | 7.679% | 8.055% | 8.276% | 8.158% | 7.8% | 7.037% | 8.407% | 8.271% | 8.244% | 8.464% | 7.794% | 7.799% | 7.866% | 7.844% | 7.946% | 7.53% | 7.173% | 15.04% | 14.98% | 14.93% | 15.13% | 15.46% | 15.07% | 15.06% | 14.32% | 12.81%
SA1 | Pumped Hydro Pump | bar: 2021-22 to 2049-50
SA1 | VPP pump | 10.25% | 9.351% | 11.7% | 12.04% | 12.72% | 12.4% | 12.32% | 11.66% | 10.9% | 10.95% | 10.76% | 10.8% | 10.88% | 10.7% | 10.59% | 10.58% | 10.71% | 10.67% | 9.896% | 9.636% | 7.145% | 7.115% | 6.919% | 6.739% | 6.96% | 6.616% | 6.626% | 5.369% | 4.284%
Region | Technology | 2021-22 | 2022-23 | 2023-24 | 2024-25 | 2025-26 | 2026-27 | 2027-28 | 2028-29 | 2029-30 | 2030-31 | 2031-32 | 2032-33 | 2033-34 | 2034-35 | 2035-36 | 2036-37 | 2037-38 | 2038-39 | 2039-40 | 2040-41 | 2041-42 | 2042-43 | 2043-44 | 2044-45 | 2045-46 | 2046-47 | 2047-48 | 2048-49 | 2049-50
TAS1 | Grid Battery pump | bar: 2021-22 to 2049-50
TAS1 | Pumped Hydro Pump | bar: 2021-22 to 2049-50
TAS1 | VPP pump | - | - | - | - | 3.515% | 5.343% | 6.733% | 6.591% | 6.586% | 7.284% | 9.661% | 9.407% | 9.412% | 8.723% | 8.399% | 8.357% | 7.718% | 7.877% | 7.738% | 7.158% | 7.451% | 7.196% | 6.822% | 6.501% | 6.605% | 7.059% | 7.419% | 6.534% | 5.496%
Non-controllable capacity
Region | Technology | 2021-22 | 2022-23 | 2023-24 | 2024-25 | 2025-26 | 2026-27 | 2027-28 | 2028-29 | 2029-30 | 2030-31 | 2031-32 | 2032-33 | 2033-34 | 2034-35 | 2035-36 | 2036-37 | 2037-38 | 2038-39 | 2039-40 | 2040-41 | 2041-42 | 2042-43 | 2043-44 | 2044-45 | 2045-46 | 2046-47 | 2047-48 | 2048-49 | 2049-50
NEM | Distributed PV | 15.83% | 16.33% | 16.47% | 16% | 15.44% | 16.42% | 16.36% | 14.76% | 15.61% | 16.2% | 16.34% | 16.51% | 16.04% | 15.56% | 16.61% | 16.63% | 14.99% | 15.75% | 16.35% | 16.56% | 16.65% | 16.2% | 15.68% | 16.77% | 16.73% | 15.07% | 15.81% | 16.43% | 16.6%
NEM | Behind the meter battery | 5.838% | 5.841% | 5.763% | 5.725% | 5.7% | 5.658% | 5.631% | 5.569% | 5.54% | 5.478% | 5.548% | 5.505% | 5.493% | 5.439% | 5.386% | 5.3% | 5.224% | 5.16% | 5.113% | 5.037% | 4.978% | 4.921% | 4.881% | 4.816% | 4.764% | 4.706% | 4.67% | 4.605% | 4.553%
NEM | Behind the meter battery pump | 4.961% | 4.963% | 4.896% | 4.863% | 4.844% | 4.806% | 4.783% | 4.73% | 4.706% | 4.652% | 4.714% | 4.678% | 4.667% | 4.62% | 4.575% | 4.503% | 4.436% | 4.382% | 4.344% | 4.278% | 4.228% | 4.18% | 4.145% | 4.091% | 4.048% | 3.997% | 3.966% | 3.911% | 3.868%
Region | Technology | 2021-22 | 2022-23 | 2023-24 | 2024-25 | 2025-26 | 2026-27 | 2027-28 | 2028-29 | 2029-30 | 2030-31 | 2031-32 | 2032-33 | 2033-34 | 2034-35 | 2035-36 | 2036-37 | 2037-38 | 2038-39 | 2039-40 | 2040-41 | 2041-42 | 2042-43 | 2043-44 | 2044-45 | 2045-46 | 2046-47 | 2047-48 | 2048-49 | 2049-50
NSW1 | Distributed PV | 15.97% | 16.87% | 16.41% | 16.22% | 15.62% | 17.15% | 16.84% | 14.98% | 15.4% | 16.31% | 17.01% | 16.54% | 16.34% | 15.79% | 17.35% | 17.08% | 15.19% | 15.6% | 16.51% | 17.25% | 16.75% | 16.54% | 15.93% | 17.53% | 17.21% | 15.28% | 15.67% | 16.61% | 17.28%
NSW1 | Behind the meter battery | 5.766% | 5.837% | 5.764% | 5.768% | 5.741% | 5.706% | 5.671% | 5.596% | 5.533% | 5.471% | 5.541% | 5.509% | 5.493% | 5.435% | 5.38% | 5.29% | 5.21% | 5.137% | 5.086% | 5.005% | 4.943% | 4.88% | 4.832% | 4.764% | 4.706% | 4.642% | 4.6% | 4.528% | 4.47%
NSW1 | Behind the meter battery pump | 4.901% | 4.958% | 4.894% | 4.901% | 4.88% | 4.848% | 4.816% | 4.752% | 4.7% | 4.646% | 4.708% | 4.682% | 4.667% | 4.616% | 4.569% | 4.495% | 4.425% | 4.362% | 4.323% | 4.252% | 4.198% | 4.145% | 4.102% | 4.046% | 4% | 3.944% | 3.907% | 3.844% | 3.797%
Region | Technology | 2021-22 | 2022-23 | 2023-24 | 2024-25 | 2025-26 | 2026-27 | 2027-28 | 2028-29 | 2029-30 | 2030-31 | 2031-32 | 2032-33 | 2033-34 | 2034-35 | 2035-36 | 2036-37 | 2037-38 | 2038-39 | 2039-40 | 2040-41 | 2041-42 | 2042-43 | 2043-44 | 2044-45 | 2045-46 | 2046-47 | 2047-48 | 2048-49 | 2049-50
QLD1 | Distributed PV | 16.4% | 17.43% | 17.36% | 16.66% | 16.75% | 17.72% | 17.73% | 14.89% | 16.11% | 16.59% | 17.42% | 17.23% | 16.52% | 16.69% | 17.71% | 17.71% | 14.9% | 16.17% | 16.73% | 17.53% | 17.3% | 16.63% | 16.77% | 17.75% | 17.73% | 14.93% | 16.21% | 16.74% | 17.52%
QLD1 | Behind the meter battery | 5.784% | 5.698% | 5.625% | 5.615% | 5.665% | 5.635% | 5.625% | 5.551% | 5.491% | 5.429% | 5.545% | 5.481% | 5.474% | 5.422% | 5.364% | 5.277% | 5.204% | 5.14% | 5.092% | 5.015% | 4.948% | 4.885% | 4.844% | 4.775% | 4.717% | 4.661% | 4.614% | 4.543% | 4.488%
QLD1 | Behind the meter battery pump | 4.914% | 4.84% | 4.78% | 4.769% | 4.815% | 4.788% | 4.779% | 4.715% | 4.666% | 4.61% | 4.71% | 4.657% | 4.652% | 4.604% | 4.558% | 4.485% | 4.421% | 4.365% | 4.324% | 4.26% | 4.202% | 4.15% | 4.116% | 4.058% | 4.004% | 3.959% | 3.917% | 3.858% | 3.813%
Region | Technology | 2021-22 | 2022-23 | 2023-24 | 2024-25 | 2025-26 | 2026-27 | 2027-28 | 2028-29 | 2029-30 | 2030-31 | 2031-32 | 2032-33 | 2033-34 | 2034-35 | 2035-36 | 2036-37 | 2037-38 | 2038-39 | 2039-40 | 2040-41 | 2041-42 | 2042-43 | 2043-44 | 2044-45 | 2045-46 | 2046-47 | 2047-48 | 2048-49 | 2049-50
VIC1 | Distributed PV | 14.56% | 14.24% | 15.08% | 14.71% | 13.85% | 14.68% | 14.66% | 13.96% | 14.87% | 15.42% | 14.74% | 15.52% | 15.04% | 14.24% | 15.08% | 15.15% | 14.33% | 14.95% | 15.5% | 14.89% | 15.55% | 15.16% | 14.29% | 15.21% | 15.16% | 14.42% | 14.99% | 15.58% | 14.86%
VIC1 | Behind the meter battery | 5.866% | 5.92% | 5.845% | 5.808% | 5.798% | 5.759% | 5.742% | 5.665% | 5.614% | 5.56% | 5.665% | 5.629% | 5.634% | 5.577% | 5.522% | 5.436% | 5.354% | 5.293% | 5.246% | 5.172% | 5.111% | 5.059% | 5.018% | 4.956% | 4.906% | 4.844% | 4.812% | 4.751% | 4.696%
VIC1 | Behind the meter battery pump | 4.984% | 5.03% | 4.968% | 4.935% | 4.926% | 4.891% | 4.878% | 4.81% | 4.767% | 4.723% | 4.815% | 4.783% | 4.788% | 4.738% | 4.691% | 4.618% | 4.547% | 4.497% | 4.457% | 4.391% | 4.341% | 4.297% | 4.264% | 4.209% | 4.17% | 4.115% | 4.086% | 4.037% | 3.991%
Region | Technology | 2021-22 | 2022-23 | 2023-24 | 2024-25 | 2025-26 | 2026-27 | 2027-28 | 2028-29 | 2029-30 | 2030-31 | 2031-32 | 2032-33 | 2033-34 | 2034-35 | 2035-36 | 2036-37 | 2037-38 | 2038-39 | 2039-40 | 2040-41 | 2041-42 | 2042-43 | 2043-44 | 2044-45 | 2045-46 | 2046-47 | 2047-48 | 2048-49 | 2049-50
SA1 | Distributed PV | 16.73% | 17.27% | 17.92% | 17.42% | 16.44% | 17.05% | 17.55% | 16.63% | 17.43% | 17.67% | 17.64% | 18.05% | 17.51% | 16.6% | 17.23% | 17.73% | 16.9% | 17.66% | 17.88% | 17.82% | 18.29% | 17.66% | 16.73% | 17.34% | 17.9% | 16.99% | 17.75% | 17.95% | 17.94%
SA1 | Behind the meter battery | 5.987% | 5.859% | 5.768% | 5.638% | 5.546% | 5.473% | 5.429% | 5.418% | 5.503% | 5.429% | 5.375% | 5.305% | 5.245% | 5.199% | 5.156% | 5.086% | 5.024% | 4.985% | 4.949% | 4.886% | 4.85% | 4.807% | 4.783% | 4.732% | 4.697% | 4.655% | 4.64% | 4.593% | 4.563%
SA1 | Behind the meter battery pump | 5.086% | 4.98% | 4.9% | 4.79% | 4.714% | 4.647% | 4.611% | 4.601% | 4.676% | 4.61% | 4.568% | 4.505% | 4.454% | 4.417% | 4.381% | 4.322% | 4.266% | 4.234% | 4.206% | 4.149% | 4.119% | 4.081% | 4.063% | 4.02% | 3.99% | 3.953% | 3.943% | 3.9% | 3.875%
Region | Technology | 2021-22 | 2022-23 | 2023-24 | 2024-25 | 2025-26 | 2026-27 | 2027-28 | 2028-29 | 2029-30 | 2030-31 | 2031-32 | 2032-33 | 2033-34 | 2034-35 | 2035-36 | 2036-37 | 2037-38 | 2038-39 | 2039-40 | 2040-41 | 2041-42 | 2042-43 | 2043-44 | 2044-45 | 2045-46 | 2046-47 | 2047-48 | 2048-49 | 2049-50
TAS1 | Distributed PV | 14.22% | 14.14% | 14.55% | 14.58% | 13.78% | 14.64% | 14.67% | 14.16% | 14.19% | 14.43% | 14.23% | 14.53% | 14.53% | 13.79% | 14.63% | 14.59% | 14.13% | 14.17% | 14.45% | 14.22% | 14.6% | 14.55% | 13.8% | 14.61% | 14.64% | 14.12% | 14.17% | 14.43% | 14.25%
TAS1 | Behind the meter battery | 5.851% | 5.804% | 5.716% | 5.678% | 5.65% | 5.637% | 5.621% | 5.551% | 5.512% | 5.432% | 5.536% | 5.484% | 5.457% | 5.401% | 5.356% | 5.243% | 5.176% | 5.092% | 5.038% | 4.95% | 4.868% | 4.799% | 4.751% | 4.676% | 4.597% | 4.529% | 4.476% | 4.395% | 4.329%
TAS1 | Behind the meter battery pump | 4.972% | 4.927% | 4.856% | 4.823% | 4.802% | 4.792% | 4.773% | 4.718% | 4.685% | 4.614% | 4.705% | 4.658% | 4.635% | 4.59% | 4.548% | 4.455% | 4.4% | 4.323% | 4.277% | 4.205% | 4.133% | 4.076% | 4.035% | 3.971% | 3.906% | 3.846% | 3.802% | 3.736% | 3.676%

## BaseCase_Generation
Annual sent-out generation by technology (GWh) - BaseCase, Slow Change Scenario
Explicitly modelled generation
Region | Technology | 2021-22 | 2022-23 | 2023-24 | 2024-25 | 2025-26 | 2026-27 | 2027-28 | 2028-29 | 2029-30 | 2030-31 | 2031-32 | 2032-33 | 2033-34 | 2034-35 | 2035-36 | 2036-37 | 2037-38 | 2038-39 | 2039-40 | 2040-41 | 2041-42 | 2042-43 | 2043-44 | 2044-45 | 2045-46 | 2046-47 | 2047-48 | 2048-49 | 2049-50
NEM | Black Coal | 80156.9052 | 72046.6238 | 70900.8469 | 70690.3771 | 66353.0708 | 60040.4699 | 56746.0029 | 58375.5759 | 42804.7744 | 37489.5456 | 27062.1324 | 29466.033 | 32156.1482 | 30637.8098 | 27615.4845 | 29722.3521 | 30904.3766 | 30656.4684 | 28150.1656 | 27097.9431 | 25440.258 | 17761.8644 | 14606.7444 | 12258.2953 | 10758.7402 | 8635.3374 | 8147.4953 | 7681.9112 | 7056.978
NEM | Brown Coal | 26120.7051 | 22521.321 | 24726.8249 | 17149.386 | 18041.4411 | 18220.9262 | 16671.9688 | 17157.5261 | 16926.4664 | 17966.1353 | 16806.5533 | 17140.0625 | 17824.0287 | 17701.4784 | 17992.3146 | 17659.2361 | 16946.3272 | 17428.377 | 15524.3121 | 16358.9514 | 17640.5405 | 17493.8828 | 16751.9112 | 16779.031 | 16109.0509 | 17109.4268 | 10451.0412 | 0 | 0
NEM | CCGT | 2252.5065 | 2252.5065 | 1795.2938 | 1801.4612 | 1721.3635 | 1943.811 | 1848.219 | 2850.1181 | 1710.0291 | 1710.0291 | 1756.788 | 2001.6226 | 1849.1902 | 2068.2644 | 1772.3829 | 1769.9508 | 1563.1948 | 2394.0435 | 2985.2276 | 3027.2353 | 2423.0056 | 3653.2629 | 2450.9589 | 2473.4437 | 1298.4036 | 960.5235 | 963.1551 | 960.5235 | 960.5235
NEM | Gas - Steam | 671.3511 | 695.2103 | 690.2511 | 160.106 | 155.5282 | 160.0032 | 159.9488 | 220.1151 | 154.3771 | 155.9026 | 157.4495 | 163.371 | 159.5092 | 156.4365 | 89.1695 | 86.3217 | 102.1305 | 90.6129 | 73.9575 | 74.8606 | 72.804 | 109.0434 | 126.8642 | 121.8558 | 173.9806 | 0 | 0 | 0 | 0
NEM | OCGT / Diesel | 23.4633 | 14.1877 | 69.377 | 59.9286 | 16.3218 | 52.9596 | 27.125 | 182.9012 | 3.7627 | 2.6875 | 4.0414 | 58.1787 | 34.7602 | 13.9807 | 79.8795 | 72.2059 | 179.943 | 234.7356 | 679.0533 | 779.7896 | 568.1271 | 498.6174 | 1858.9023 | 929.0096 | 1408.11 | 1743.2687 | 2962.9256 | 5218.4176 | 5253.1033
NEM | Hydro | 13118.5835 | 13167.3328 | 12714.2613 | 15881.6772 | 15861.5349 | 11880.708 | 11173.1449 | 12925.3287 | 10797.166 | 9961.8399 | 9208.4228 | 9416.7872 | 9864.4154 | 10056.8601 | 9194.4012 | 8740.6111 | 10472.9983 | 8986.8081 | 8252.759 | 7751.2276 | 7642.6278 | 8474.9885 | 8496.9465 | 8142.1827 | 7858.4611 | 9797.1992 | 8151.8211 | 7297.1985 | 6935.4119
NEM | Wind | 26162.6589 | 33852.691 | 33239.776 | 39611.1702 | 44571.7663 | 48507.1165 | 52580.4029 | 50533.8636 | 49676.9874 | 50252.8096 | 55759.497 | 52539.092 | 51367.1723 | 54709.1958 | 56139.398 | 56806.6947 | 62821.2018 | 62257.8054 | 64739.0303 | 65881.4492 | 68550.8883 | 73939.784 | 79747.4007 | 81982.7521 | 83997.0241 | 84833.4952 | 88212.5054 | 93357.847 | 92220.1859
NEM | Solar PV | 14497.8891 | 17774.0237 | 18030.2161 | 17335.5482 | 16977.4581 | 18244.7731 | 19243.9564 | 17647.6834 | 20439.8748 | 23250.6258 | 30210.453 | 30138.0627 | 29095.0936 | 28446.2041 | 30289.7783 | 30151.0501 | 26647.3334 | 27504.9889 | 28971.9842 | 29450.0371 | 29468.0826 | 32655.5486 | 32147.3959 | 33118.0231 | 35714.6035 | 39891.9507 | 43250.4825 | 47402.2504 | 48664.5616
NEM | Grid Battery | 146.6945 | 224.1178 | 259.5443 | 339.7426 | 356.9787 | 368.8942 | 363.545 | 344.9545 | 318.617 | 325.1742 | 324.3399 | 330.3923 | 298.5346 | 271.9717 | 278.5937 | 279.7373 | 625.3751 | 629.9184 | 804.5353 | 863.9751 | 2673.5469 | 2990.5746 | 3158.6152 | 4794.5768 | 4844.9542 | 4665.4204 | 4687.3557 | 5557.4878 | 5709.4423
NEM | Pumped Hydro | 84.834 | 210.0943 | 243.5274 | 1050.0473 | 4825.2401 | 5080.249 | 5074.9032 | 6037.8493 | 7341.4057 | 8496.3019 | 9684.9619 | 10706.9867 | 10025.4571 | 10387.9506 | 10770.8197 | 10502.3096 | 10297.7021 | 9737.822 | 10975.3433 | 10195.183 | 10932.2234 | 11368.1754 | 11529.6623 | 11970.9641 | 13079.6121 | 15635.7929 | 15621.7035 | 17707.7423 | 15577.2791
NEM | VPP | 11.7649 | 17.3965 | 21.2647 | 31.8394 | 46.1224 | 57.1812 | 70.5338 | 78.7785 | 84.5531 | 91.4468 | 112.155 | 130.6888 | 149.9665 | 160.3227 | 165.4449 | 171.6246 | 172.1782 | 176.6513 | 176.4593 | 177.8122 | 166.0977 | 169.3294 | 166.9286 | 167.9905 | 171.46 | 170.2995 | 171.3628 | 141.3375 | 124.3761
Total excluding storage |  | 163004.0628 | 162323.8968 | 162166.847 | 162689.6545 | 163698.4846 | 159050.7674 | 158450.7686 | 159893.1122 | 142513.4379 | 140789.5754 | 140965.3374 | 140923.2097 | 142350.3178 | 143790.2297 | 143172.8085 | 145008.4225 | 149637.5055 | 149553.8397 | 149376.4896 | 150421.494 | 151806.3339 | 154586.9921 | 156187.1241 | 155804.5934 | 157318.374 | 162971.2015 | 162139.4262 | 161918.1482 | 161090.7642
Region | Technology | 2021-22 | 2022-23 | 2023-24 | 2024-25 | 2025-26 | 2026-27 | 2027-28 | 2028-29 | 2029-30 | 2030-31 | 2031-32 | 2032-33 | 2033-34 | 2034-35 | 2035-36 | 2036-37 | 2037-38 | 2038-39 | 2039-40 | 2040-41 | 2041-42 | 2042-43 | 2043-44 | 2044-45 | 2045-46 | 2046-47 | 2047-48 | 2048-49 | 2049-50
NSW1 | Black Coal | 39946.5973 | 35777.4471 | 31092.6291 | 35107.5613 | 28584.056 | 27125.4727 | 25618.9399 | 28933.0868 | 16270.5402 | 12135.094 | 5573.6104 | 5575.8534 | 7587.309 | 6601.8226 | 5244.5674 | 7052.8213 | 8337.3298 | 8275 | 7250.6719 | 6232.0076 | 5306.065 | 0 | 0 | 0 | 0 | 0 | 0 | 0 | 0
NSW1 | Brown Coal | 0 | 0 | 0 | 0 | 0 | 0 | 0 | 0 | 0 | 0 | 0 | 0 | 0 | 0 | 0 | 0 | 0 | 0 | 0 | 0 | 0 | 0 | 0 | 0 | 0 | 0 | 0 | 0 | 0
NSW1 | CCGT | 33.6489 | 33.6489 | 101.2233 | 63.7084 | 63.5591 | 63.5591 | 63.7332 | 63.5591 | 63.5591 | 63.5591 | 63.7332 | 63.5591 | 63.5591 | 90.9016 | 63.7332 | 63.5591 | 63.8522 | 582.2811 | 1066.2886 | 1139.5705 | 744.6505 | 1203.0803 | 0.64473 | 6.9701e-06 | 7.1652e-06 | 9.3616e-06 | 9.7133e-06 | 9.5062e-06 | 9.3253e-06
NSW1 | Gas - Steam | 0 | 0 | 0 | 0 | 0 | 0 | 0 | 0 | 0 | 0 | 0 | 0 | 0 | 0 | 0 | 0 | 0 | 0 | 0 | 0 | 0 | 0 | 0 | 0 | 0 | 0 | 0 | 0 | 0
NSW1 | OCGT / Diesel | 1.5521e-06 | 1.5377e-06 | 3.1722 | 33.3225 | 5.7573 | 12.8059 | 5.6787 | 11.1892 | 2.0269e-06 | 2.0826e-06 | 1.9825e-06 | 13.3203 | 2.6043 | 3.8587 | 12.6724 | 6.9874 | 20.1481 | 6.5489 | 122.0173 | 136.1767 | 109.9814 | 81.7808 | 783.1933 | 438.1061 | 622.6117 | 534.2712 | 1642.5781 | 1912.8818 | 2407.7155
NSW1 | Hydro | 2050.9753 | 2170.9416 | 1961.5423 | 2562.5737 | 2651.9484 | 2468.9146 | 2393.5458 | 3387.5543 | 2356.607 | 2193.1829 | 2325.3645 | 2591.2776 | 2728.9221 | 3146.5727 | 2703.5052 | 2592.9576 | 3654.6778 | 2978.2597 | 2533.3016 | 2459.0677 | 2251.2489 | 2936.4561 | 3076.7367 | 2862.2513 | 2841.2769 | 3746.2859 | 3028.1821 | 2619.5559 | 2417.4687
NSW1 | Wind | 6247.7117 | 9107.1211 | 10569.4709 | 12303.6711 | 15427.3402 | 17757.9832 | 18953.7445 | 18097.2437 | 16734.2741 | 17829.5803 | 22225.6093 | 21950.5273 | 21442.1124 | 22915.6077 | 23713.6845 | 23595.5024 | 20947.1856 | 18773.568 | 20260.8601 | 19939.1773 | 25237.0609 | 29875.6993 | 31805.2666 | 33378.4322 | 33344.5286 | 30201.7445 | 27797.4511 | 29098.6154 | 28781.8289
NSW1 | Solar PV | 5342.8112 | 6499.5898 | 6543.0278 | 6299.1537 | 5994.627 | 6758.1319 | 7576.0343 | 7551.6075 | 9654.0155 | 12172.5501 | 18957.9131 | 18712.3554 | 18171.5027 | 17510.8665 | 18862.2682 | 18882.6859 | 17002.8315 | 17176.0048 | 18275.2488 | 18676.3951 | 18433.5618 | 19761.053 | 19058.3815 | 20424.2594 | 21329.701 | 23837.0366 | 25388.0552 | 26626.7415 | 26113.893
NSW1 | Grid Battery | 6.2202e-06 | 6.3052e-06 | 6.2716e-06 | 6.2065e-06 | 6.0036e-06 | 6.1566e-06 | 7.0751e-06 | 7.4714e-06 | 2.2501e-05 | 2.3236e-05 | 2.5871e-05 | 2.6239e-05 | 2.6819e-05 | 2.6788e-05 | 2.9294e-05 | 2.9674e-05 | 2.8336e-05 | 2.8598e-05 | 3.3382e-05 | 3.3394e-05 | 6.7441e-05 | 6.7496e-05 | 174.9465 | 464.0842 | 512.1023 | 502.1681 | 497.6747 | 506.7329 | 480.5314
NSW1 | Pumped Hydro | 43.8287 | 96.7667 | 114.9899 | 643.3797 | 4323.9669 | 4556.2317 | 4623.9155 | 5371.1037 | 6985.5056 | 8079.4199 | 9247.9205 | 10040.6622 | 9447.5462 | 9724.5991 | 10189.436 | 9930.8773 | 9633.5662 | 9046.7579 | 9508.1598 | 8852.1474 | 9383.6832 | 9125.4718 | 9389.321 | 9914.6763 | 9584.871 | 10312.6714 | 9667.8511 | 10192.1031 | 9117.595
NSW1 | VPP | 5.8446 | 7.9473 | 8.3167 | 11.6004 | 16.7931 | 21.5341 | 26.466 | 29.7606 | 31.5794 | 33.2643 | 39.9064 | 47.3062 | 54.9178 | 58.4373 | 59.7814 | 62.298 | 62.4317 | 62.0687 | 64.7579 | 64.0772 | 67.9598 | 68.731 | 66.7722 | 67.7081 | 67.1275 | 68.4723 | 66.4313 | 56.0238 | 52.2267
Total excluding storage |  | 53621.7444 | 53588.7486 | 50271.0656 | 56369.9907 | 52727.2879 | 54186.8673 | 54611.6763 | 58044.2406 | 45078.9959 | 44393.9663 | 49146.2306 | 48906.893 | 49996.0096 | 50269.6298 | 50600.4309 | 52194.5136 | 50026.0249 | 47791.6626 | 49508.3883 | 48582.3949 | 52082.5685 | 53858.0694 | 54724.2229 | 57103.0491 | 58138.1181 | 58319.3382 | 57856.2666 | 60257.7946 | 59720.9062
Region | Technology | 2021-22 | 2022-23 | 2023-24 | 2024-25 | 2025-26 | 2026-27 | 2027-28 | 2028-29 | 2029-30 | 2030-31 | 2031-32 | 2032-33 | 2033-34 | 2034-35 | 2035-36 | 2036-37 | 2037-38 | 2038-39 | 2039-40 | 2040-41 | 2041-42 | 2042-43 | 2043-44 | 2044-45 | 2045-46 | 2046-47 | 2047-48 | 2048-49 | 2049-50
QLD1 | Black Coal | 40210.3079 | 36269.1767 | 39808.2178 | 35582.8158 | 37769.0149 | 32914.9972 | 31127.063 | 29442.4892 | 26534.2342 | 25354.4516 | 21488.522 | 23890.1796 | 24568.8392 | 24035.9872 | 22370.9171 | 22669.5308 | 22567.0468 | 22381.4684 | 20899.4937 | 20865.9355 | 20134.193 | 17761.8644 | 14606.7444 | 12258.2953 | 10758.7402 | 8635.3374 | 8147.4953 | 7681.9112 | 7056.978
QLD1 | Brown Coal | 0 | 0 | 0 | 0 | 0 | 0 | 0 | 0 | 0 | 0 | 0 | 0 | 0 | 0 | 0 | 0 | 0 | 0 | 0 | 0 | 0 | 0 | 0 | 0 | 0 | 0 | 0 | 0 | 0
QLD1 | CCGT | 1104.025 | 1104.025 | 1232.2762 | 1288.2509 | 1208.3025 | 1430.7501 | 1333.7524 | 2337.0572 | 1196.9682 | 1196.9682 | 1242.3214 | 1488.5617 | 1336.1292 | 1527.8609 | 1257.9163 | 1256.8899 | 1499.3426 | 1811.7624 | 1918.9391 | 1887.6648 | 1678.355 | 2450.1826 | 2450.3141 | 2473.4437 | 1298.4036 | 960.5234 | 963.1551 | 960.5234 | 960.5234
QLD1 | Gas - Steam | 37.1158 | 37.1158 | 73.7192 | 72.804 | 72.804 | 72.804 | 73.0035 | 131.484 | 72.804 | 72.804 | 73.0035 | 72.804 | 72.804 | 72.804 | 73.0035 | 72.804 | 72.804 | 72.804 | 73.9575 | 74.8606 | 72.804 | 109.0434 | 126.8642 | 121.8558 | 173.9806 | 0 | 0 | 0 | 0
QLD1 | OCGT / Diesel | 2.6627e-06 | 2.6604e-06 | 2.7799e-06 | 19.1492 | 6.4205 | 31.0048 | 14.7163 | 159.5539 | 3.7627 | 0.66666 | 1.5808 | 29.3281 | 25.9729 | 5.5849 | 23.6401 | 24.8351 | 57.2302 | 32.2563 | 119.6331 | 77.9008 | 114.8334 | 85.0429 | 241.4404 | 331.7673 | 635.7715 | 1069.7544 | 1065.5712 | 1694.3356 | 1267.1021
QLD1 | Hydro | 676.7514 | 673.0681 | 672.5271 | 666.0646 | 662.3607 | 659.1848 | 658.0417 | 652.2138 | 648.4252 | 637.4794 | 643.1863 | 637.2442 | 633.608 | 630.0801 | 628.8084 | 623.0244 | 232.6482 | 231.8994 | 230.925 | 228.9019 | 227.7985 | 0 | 0 | 0 | 0 | 0 | 0 | 0 | 0
QLD1 | Wind | 2128.5831 | 3572.0294 | 3555.4564 | 5616.3555 | 6691.7525 | 6893.4363 | 9273.3626 | 9565.8266 | 9454.4702 | 9633.9293 | 8969.1866 | 8505.8193 | 7479.658 | 8987.1538 | 8828.2273 | 9440.2917 | 16241.0762 | 16108.7021 | 16429.6774 | 15894.2885 | 15899.7519 | 16260.0424 | 20354.7566 | 19421.2749 | 21672.3993 | 25613.9785 | 25579.1964 | 25560.976 | 24949.1964
QLD1 | Solar PV | 5555.0976 | 7538.3555 | 7674.891 | 7343.985 | 7448.1655 | 7800.5726 | 7893.2139 | 6593.3675 | 7141.387 | 7427.2567 | 7545.9957 | 7657.0414 | 7324.5989 | 7442.0212 | 7808.3698 | 7530.2133 | 6167.2445 | 6692.1942 | 6975.6667 | 7044.2451 | 7178.9953 | 9101.5904 | 8958.7564 | 8886.7084 | 10217.9892 | 12192.3324 | 12593.3151 | 11686.3001 | 13018.0143
QLD1 | Grid Battery | 4.2325e-06 | 29.4027 | 28.6982 | 31.7971 | 35.4128 | 34.6753 | 34.5483 | 34.6765 | 32.0203 | 32.1782 | 31.6913 | 32.2442 | 32.7279 | 33.4867 | 32.4962 | 32.4842 | 389.1756 | 389.1345 | 390.7604 | 459.0102 | 1159.499 | 1533.1426 | 1551.3617 | 2127.6912 | 2115.7363 | 2025.666 | 2069.9814 | 2042.3243 | 2468.289
QLD1 | Pumped Hydro | 41.0053 | 113.3276 | 128.5375 | 406.6676 | 501.2732 | 524.0172 | 450.9876 | 666.7455 | 355.9001 | 416.882 | 437.0413 | 666.3244 | 577.9108 | 663.3514 | 581.3836 | 571.4322 | 664.1356 | 656.1004 | 610.0394 | 544.0547 | 732.7911 | 1458.4263 | 1419.9321 | 1308.1136 | 2394.5269 | 4249.7875 | 4463.7729 | 4267.7807 | 3452.782
QLD1 | VPP | 1.8372 | 2.5258 | 2.798 | 4.2618 | 7.2476 | 8.5945 | 11.1904 | 12.9655 | 13.477 | 14.6495 | 18.6403 | 20.9517 | 24.8715 | 26.8974 | 27.0704 | 28.222 | 27.0594 | 27.4824 | 28.9985 | 29.584 | 25.3767 | 25.5006 | 25.8431 | 25.3652 | 26.2331 | 23.795 | 25.3769 | 21.2254 | 16.8037
Total excluding storage |  | 49711.8809 | 49193.7705 | 53017.0876 | 50589.425 | 53858.8207 | 49802.7498 | 50373.1535 | 48881.9922 | 45052.0515 | 44323.5559 | 39963.7962 | 42280.9783 | 41441.6102 | 42701.4922 | 40990.8825 | 41617.5892 | 46837.3926 | 47331.0868 | 46648.2926 | 46073.7973 | 45306.7311 | 45767.7661 | 46738.8763 | 43493.3454 | 44757.2844 | 48471.9262 | 48348.7332 | 47584.0463 | 47251.8142
Region | Technology | 2021-22 | 2022-23 | 2023-24 | 2024-25 | 2025-26 | 2026-27 | 2027-28 | 2028-29 | 2029-30 | 2030-31 | 2031-32 | 2032-33 | 2033-34 | 2034-35 | 2035-36 | 2036-37 | 2037-38 | 2038-39 | 2039-40 | 2040-41 | 2041-42 | 2042-43 | 2043-44 | 2044-45 | 2045-46 | 2046-47 | 2047-48 | 2048-49 | 2049-50
VIC1 | Black Coal | 0 | 0 | 0 | 0 | 0 | 0 | 0 | 0 | 0 | 0 | 0 | 0 | 0 | 0 | 0 | 0 | 0 | 0 | 0 | 0 | 0 | 0 | 0 | 0 | 0 | 0 | 0 | 0 | 0
VIC1 | Brown Coal | 26120.7051 | 22521.321 | 24726.8249 | 17149.386 | 18041.4411 | 18220.9262 | 16671.9688 | 17157.5261 | 16926.4664 | 17966.1353 | 16806.5533 | 17140.0625 | 17824.0287 | 17701.4784 | 17992.3146 | 17659.2361 | 16946.3272 | 17428.377 | 15524.3121 | 16358.9514 | 17640.5405 | 17493.8828 | 16751.9112 | 16779.031 | 16109.0509 | 17109.4268 | 10451.0412 | 0 | 0
VIC1 | CCGT | 1.3827e-06 | 1.3706e-06 | 1.3721e-06 | 1.5432e-06 | 1.575e-06 | 1.5602e-06 | 1.6568e-06 | 1.7448e-06 | 1.7279e-06 | 1.7338e-06 | 1.7225e-06 | 2.0174e-06 | 1.9905e-06 | 2.1056e-06 | 2.0384e-06 | 2.1106e-06 | 2.9419e-06 | 3.1893e-06 | 3.8241e-06 | 3.8213e-06 | 3.9827e-06 | 4.0297e-06 | 4.8355e-06 | 4.5538e-06 | 4.7597e-06 | 5.0996e-06 | 5.9381e-06 | 1.0056e-05 | 1.0016e-05
VIC1 | Gas - Steam | 1.5403 | 3.3252e-07 | 3.3105 | 5.7289 | 1.151 | 5.6261 | 5.1488 | 7.058 | 4.5453e-07 | 1.5254 | 2.6495 | 8.9939 | 5.1321 | 2.0594 | 16.1661 | 13.5177 | 29.3265 | 17.8089 | 0 | 0 | 0 | 0 | 0 | 0 | 0 | 0 | 0 | 0 | 0
VIC1 | OCGT / Diesel | 0.045755 | 2.4022e-06 | 1.6785 | 0.51332 | 3.074e-06 | 0.10023 | 0.85571 | 3.4965e-06 | 3.3254e-06 | 0.035018 | 0.48271 | 4.4455 | 1.6632 | 4.0498e-06 | 8.8102 | 11.4486 | 12.1665 | 10.9693 | 27.7777 | 34.2308 | 25.3971 | 7.0946 | 20.8939 | 64.1259 | 66.3203 | 29.5953 | 43.2065 | 994.6212 | 994.4076
VIC1 | Hydro | 2699.4261 | 2719.7808 | 2455.7803 | 3014.1805 | 3081.541 | 2904.2961 | 2928.4406 | 3689.3624 | 3038.8499 | 2595.5254 | 2616.0918 | 2357.0278 | 2886.3096 | 2978.6777 | 2812.6375 | 2812.7314 | 3533.5173 | 2925.9746 | 2511.1209 | 2502.4913 | 2271.2918 | 2769.219 | 2866.5936 | 2695.6019 | 2711.3125 | 3386.7089 | 2814.2579 | 2418.0978 | 2413.7998
VIC1 | Wind | 10402.3572 | 12921.8972 | 11138.6592 | 12130.9848 | 12336.6245 | 12552.2754 | 12513.7279 | 11317.5028 | 11681.7417 | 11067.2904 | 12131.8142 | 10440.6335 | 10697.0339 | 10803.6463 | 11386.6705 | 11633.1142 | 10519.9547 | 10159.1354 | 10436.479 | 11583.3535 | 10237.6606 | 10476.4946 | 11173.4346 | 11394.5999 | 12137.9506 | 12310.9706 | 18608.6599 | 24012.9578 | 23422.692
VIC1 | Solar PV | 2655.4241 | 2634.6529 | 2713.7686 | 2624.9491 | 2493.1717 | 2619.7867 | 2675.4356 | 2459.3088 | 2558.1846 | 2560.4558 | 2603.8763 | 2655.4228 | 2537.0237 | 2452.8027 | 2561.1858 | 2641.6712 | 2438.4979 | 2552.1326 | 2621.8783 | 2627.3298 | 2734.4793 | 2622.9162 | 2496.2017 | 2413.8635 | 2383.024 | 2231.282 | 3028.6905 | 6725.1172 | 7376.762
VIC1 | Grid Battery | 61.5841 | 115.7858 | 126.2521 | 196.4941 | 204.1486 | 213.8423 | 210.5765 | 196.577 | 184.4689 | 188.3709 | 190.1196 | 195.6037 | 160.8967 | 155.3455 | 163.086 | 163.5305 | 152.7075 | 156.3948 | 333.4406 | 328.8027 | 674.7981 | 623.4368 | 598.0012 | 1118.5535 | 1110.3271 | 1053.6521 | 1042.7942 | 1978.5426 | 1841.5577
VIC1 | Pumped Hydro | 0 | 0 | 5.5201e-06 | 6.3744e-06 | 6.8439e-06 | 7.1937e-06 | 8.7036e-06 | 8.7166e-06 | 8.7194e-06 | 8.8448e-06 | 9.1175e-06 | 1.3308e-05 | 1.3309e-05 | 1.659e-05 | 1.8937e-05 | 1.8984e-05 | 0.00015605 | 34.9636 | 857.144 | 798.9808 | 815.7491 | 784.2773 | 720.4092 | 748.1742 | 1100.2141 | 1073.3339 | 1490.0795 | 3247.8584 | 3006.902
VIC1 | VPP | 1.5439 | 2.8568 | 3.7664 | 7.9638 | 11.6528 | 14.4071 | 17.7439 | 19.3553 | 21.8239 | 24.3792 | 32.6592 | 40.0157 | 45.9949 | 49.7359 | 52.4275 | 53.7287 | 53.9591 | 57.1422 | 53.3272 | 54.4983 | 48.717 | 50.3167 | 49.0861 | 49.4292 | 50.6998 | 50.3617 | 50.6805 | 39.2903 | 34.6672
Total excluding storage |  | 41879.4986 | 40797.652 | 41040.0219 | 34925.7426 | 35953.9292 | 36303.0107 | 34795.5774 | 34630.7581 | 34205.2426 | 34190.9674 | 34161.4678 | 32606.586 | 33951.1912 | 33938.6645 | 34777.7847 | 34771.7191 | 33479.79 | 33094.3978 | 31121.568 | 33106.3569 | 32909.3694 | 33369.6071 | 33309.0349 | 33347.2221 | 33407.6582 | 35067.9836 | 34945.8561 | 34150.794 | 34207.6614
Region | Technology | 2021-22 | 2022-23 | 2023-24 | 2024-25 | 2025-26 | 2026-27 | 2027-28 | 2028-29 | 2029-30 | 2030-31 | 2031-32 | 2032-33 | 2033-34 | 2034-35 | 2035-36 | 2036-37 | 2037-38 | 2038-39 | 2039-40 | 2040-41 | 2041-42 | 2042-43 | 2043-44 | 2044-45 | 2045-46 | 2046-47 | 2047-48 | 2048-49 | 2049-50
SA1 | Black Coal | 0 | 0 | 0 | 0 | 0 | 0 | 0 | 0 | 0 | 0 | 0 | 0 | 0 | 0 | 0 | 0 | 0 | 0 | 0 | 0 | 0 | 0 | 0 | 0 | 0 | 0 | 0 | 0 | 0
SA1 | Brown Coal | 0 | 0 | 0 | 0 | 0 | 0 | 0 | 0 | 0 | 0 | 0 | 0 | 0 | 0 | 0 | 0 | 0 | 0 | 0 | 0 | 0 | 0 | 0 | 0 | 0 | 0 | 0 | 0 | 0
SA1 | CCGT | 1114.8326 | 1114.8326 | 461.7943 | 449.5019 | 449.5019 | 449.5019 | 450.7334 | 449.5019 | 449.5019 | 449.5019 | 450.7334 | 449.5019 | 449.5019 | 449.5019 | 450.7334 | 449.5019 | 3.2444e-06 | 3.6265e-06 | 4.3811e-06 | 4.5421e-06 | 4.7895e-06 | 4.8712e-06 | 6.3372e-06 | 5.9056e-06 | 6.267e-06 | 6.7322e-06 | 7.0338e-06 | 9.1937e-06 | 9.054e-06
SA1 | Gas - Steam | 632.695 | 658.0945 | 613.2214 | 81.5731 | 81.5731 | 81.5731 | 81.7966 | 81.5731 | 81.5731 | 81.5731 | 81.7966 | 81.5731 | 81.5731 | 81.5731 | 0 | 0 | 0 | 0 | 0 | 0 | 0 | 0 | 0 | 0 | 0 | 0 | 0 | 0 | 0
SA1 | OCGT / Diesel | 23.4175 | 14.1877 | 64.5262 | 6.9435 | 4.144 | 9.0486 | 5.8744 | 12.1581 | 6.3651e-06 | 1.9858 | 1.9779 | 11.0848 | 4.5198 | 4.5371 | 34.7569 | 28.9349 | 90.3982 | 184.9611 | 409.6251 | 531.4813 | 317.9152 | 324.6992 | 813.3746 | 95.0104 | 83.4065 | 109.6477 | 211.5698 | 616.579 | 583.8781
SA1 | Hydro | 0 | 0 | 0 | 0 | 0 | 0 | 0 | 0 | 0 | 0 | 0 | 0 | 0 | 0 | 0 | 0 | 0 | 0 | 0 | 0 | 0 | 0 | 0 | 0 | 0 | 0 | 0 | 0 | 0
SA1 | Wind | 6057.8589 | 6648.9633 | 5959.316 | 6968.1817 | 6816.7214 | 7542.388 | 7509.1346 | 6986.5163 | 6791.8564 | 6528.5649 | 6539.5059 | 5828.1908 | 5698.3317 | 5476.4641 | 5473.0643 | 5017.1382 | 8119.6437 | 10134.1663 | 10627.3368 | 11121.5473 | 10043.969 | 10308.1074 | 9184.3075 | 10573.3833 | 9523.577 | 9802.0055 | 9608.3878 | 9111.1374 | 9569.8128
SA1 | Solar PV | 944.5561 | 1101.4254 | 1098.5286 | 1067.4605 | 1041.4939 | 1066.2819 | 1099.2725 | 1043.3996 | 1086.2876 | 1090.3631 | 1102.6678 | 1113.2431 | 1061.9684 | 1040.5136 | 1057.9544 | 1096.4797 | 1038.7594 | 1084.6572 | 1099.1904 | 1102.067 | 1121.0462 | 1169.9891 | 1634.0563 | 1393.1918 | 1783.8894 | 1631.2998 | 2240.4216 | 2364.0916 | 2155.8922
SA1 | Grid Battery | 85.1103 | 78.9292 | 104.594 | 111.4514 | 117.4173 | 120.3765 | 118.4202 | 113.7009 | 102.1277 | 104.6252 | 102.529 | 102.5444 | 104.9099 | 83.1394 | 83.0115 | 83.7225 | 83.4919 | 84.389 | 80.3343 | 76.1621 | 839.2497 | 833.9951 | 834.3058 | 1084.2479 | 1106.7885 | 1083.9342 | 1076.9054 | 1029.888 | 919.0642
SA1 | Pumped Hydro | 0 | 0 | 4.6063e-06 | 4.3759e-06 | 4.2999e-06 | 4.4677e-06 | 4.6592e-06 | 4.9078e-06 | 4.9137e-06 | 5.0529e-06 | 5.2735e-06 | 6.6291e-06 | 6.6704e-06 | 7.1818e-06 | 8.3364e-06 | 1.3086e-05 | 1.2892e-05 | 1.3033e-05 | 1.439e-05 | 1.4347e-05 | 1.6811e-05 | 1.6417e-05 | 1.6287e-05 | 2.0328e-05 | 2.2864e-05 | 2.2405e-05 | 2.3418e-05 | 2.3744e-05 | 2.3684e-05
SA1 | VPP | 2.4923 | 3.9395 | 6.2678 | 7.9103 | 10.1243 | 12.0454 | 14.185 | 15.6004 | 16.3978 | 17.6202 | 18.3841 | 19.6935 | 21.0941 | 22.1662 | 23.0597 | 24.2021 | 25.6947 | 26.7867 | 26.1576 | 26.5886 | 20.7525 | 21.5143 | 22.0347 | 22.3632 | 24.1562 | 24.1058 | 25.0659 | 21.3519 | 17.7264
Total excluding storage |  | 8773.3601 | 9537.5036 | 8197.3867 | 8573.6606 | 8393.4343 | 9148.7935 | 9146.8115 | 8573.149 | 8409.219 | 8151.9887 | 8176.6816 | 7483.5937 | 7295.8948 | 7052.5898 | 7016.509 | 6592.0545 | 9248.8013 | 11403.7846 | 12136.1522 | 12755.0956 | 11482.9303 | 11802.7958 | 11631.7384 | 12061.5854 | 11390.8728 | 11542.953 | 12060.3792 | 12091.808 | 12309.5831
Region | Technology | 2021-22 | 2022-23 | 2023-24 | 2024-25 | 2025-26 | 2026-27 | 2027-28 | 2028-29 | 2029-30 | 2030-31 | 2031-32 | 2032-33 | 2033-34 | 2034-35 | 2035-36 | 2036-37 | 2037-38 | 2038-39 | 2039-40 | 2040-41 | 2041-42 | 2042-43 | 2043-44 | 2044-45 | 2045-46 | 2046-47 | 2047-48 | 2048-49 | 2049-50
TAS1 | Black Coal | 0 | 0 | 0 | 0 | 0 | 0 | 0 | 0 | 0 | 0 | 0 | 0 | 0 | 0 | 0 | 0 | 0 | 0 | 0 | 0 | 0 | 0 | 0 | 0 | 0 | 0 | 0 | 0 | 0
TAS1 | Brown Coal | 0 | 0 | 0 | 0 | 0 | 0 | 0 | 0 | 0 | 0 | 0 | 0 | 0 | 0 | 0 | 0 | 0 | 0 | 0 | 0 | 0 | 0 | 0 | 0 | 0 | 0 | 0 | 0 | 0
TAS1 | CCGT | 1.173e-06 | 1.1654e-06 | 1.1675e-06 | 1.1654e-06 | 1.1652e-06 | 1.1709e-06 | 1.1884e-06 | 1.2195e-06 | 1.2557e-06 | 1.2864e-06 | 1.32e-06 | 1.3612e-06 | 1.4066e-06 | 1.4423e-06 | 1.4867e-06 | 1.5316e-06 | 1.5918e-06 | 1.6481e-06 | 1.7156e-06 | 1.7673e-06 | 1.8377e-06 | 1.906e-06 | 1.9772e-06 | 2.0452e-06 | 2.1177e-06 | 2.2011e-06 | 2.2857e-06 | 2.3623e-06 | 2.4476e-06
TAS1 | Gas - Steam | 0 | 0 | 0 | 0 | 0 | 0 | 0 | 0 | 0 | 0 | 0 | 0 | 0 | 0 | 0 | 0 | 0 | 0 | 0 | 0 | 0 | 0 | 0 | 0 | 0 | 0 | 0 | 0 | 0
TAS1 | OCGT / Diesel | 9.5872e-07 | 9.3023e-07 | 9.1582e-07 | 9.1949e-07 | 9.223e-07 | 9.5546e-07 | 9.8154e-07 | 1.0104e-06 | 1.0458e-06 | 1.0667e-06 | 1.0896e-06 | 1.124e-06 | 1.1646e-06 | 1.1909e-06 | 1.2247e-06 | 1.2587e-06 | 1.3157e-06 | 1.346e-06 | 1.4003e-06 | 1.166e-06 | 1.2106e-06 | 1.2621e-06 | 1.2962e-06 | 1.3433e-06 | 1.3837e-06 | 1.4518e-06 | 1.5051e-06 | 1.5607e-06 | 1.6036e-06
TAS1 | Hydro | 7691.4307 | 7603.5423 | 7624.4117 | 9638.8584 | 9465.6849 | 5848.3125 | 5193.1167 | 5196.1981 | 4753.2839 | 4535.6523 | 3623.7802 | 3831.2376 | 3615.5756 | 3301.5295 | 3049.4501 | 2711.8977 | 3052.155 | 2850.6744 | 2977.4114 | 2560.7666 | 2892.2886 | 2769.3133 | 2553.6163 | 2584.3295 | 2305.8717 | 2664.2043 | 2309.3811 | 2259.5449 | 2104.1434
TAS1 | Wind | 1326.1481 | 1602.6799 | 2016.8736 | 2591.977 | 3299.3277 | 3761.0336 | 4330.4332 | 4566.7743 | 5014.6449 | 5193.4447 | 5893.3811 | 5813.921 | 6050.0363 | 6526.3239 | 6737.7514 | 7120.6483 | 6993.3417 | 7082.2335 | 6984.677 | 7343.0827 | 7132.4459 | 7019.4403 | 7229.6354 | 7215.0618 | 7318.5686 | 6904.7961 | 6618.8101 | 5574.1604 | 5496.6558
TAS1 | Solar PV | 2.7147e-07 | 4.0329e-07 | 6.9902e-07 | 7.8666e-07 | 6.8105e-07 | 8.1246e-07 | 9.3475e-07 | 1.0252e-06 | 1.3934e-06 | 1.7734e-06 | 2.5746e-06 | 2.5846e-06 | 2.608e-06 | 2.3107e-06 | 2.4832e-06 | 2.3942e-06 | 2.8795e-06 | 3.5171e-06 | 3.7452e-06 | 5.3171e-06 | 5.3408e-06 | 5.3739e-06 | 4.7719e-06 | 5.143e-06 | 4.9143e-06 | 4.9677e-06 | 5.1849e-06 | 5.0467e-06 | 4.9471e-06
TAS1 | Grid Battery | 4.4274e-06 | 4.4885e-06 | 4.4747e-06 | 4.4686e-06 | 4.5623e-06 | 4.7592e-06 | 5.2196e-06 | 6.1284e-06 | 8.8317e-06 | 9.3787e-06 | 9.8119e-06 | 1.0716e-05 | 1.0966e-05 | 1.2126e-05 | 1.2761e-05 | 1.3706e-05 | 1.4458e-05 | 1.5144e-05 | 1.6307e-05 | 1.8151e-05 | 1.8651e-05 | 1.9712e-05 | 2.1288e-05 | 2.2392e-05 | 2.3418e-05 | 2.488e-05 | 2.6384e-05 | 2.7672e-05 | 2.9605e-05
TAS1 | Pumped Hydro | 0 | 0 | 1.2812e-05 | 1.3103e-05 | 1.4478e-05 | 1.5718e-05 | 1.6597e-05 | 1.7223e-05 | 1.8087e-05 | 1.889e-05 | 2.0169e-05 | 2.0936e-05 | 2.1978e-05 | 2.3052e-05 | 2.4377e-05 | 2.5398e-05 | 2.634e-05 | 2.7512e-05 | 2.8654e-05 | 2.9996e-05 | 3.1062e-05 | 3.2317e-05 | 3.3979e-05 | 3.5336e-05 | 3.6911e-05 | 3.8212e-05 | 4.0123e-05 | 4.1814e-05 | 4.3851e-05
TAS1 | VPP | 0.046836 | 0.12705 | 0.11576 | 0.10308 | 0.30472 | 0.60012 | 0.9485 | 1.0968 | 1.275 | 1.5338 | 2.5651 | 2.7217 | 3.0882 | 3.086 | 3.1059 | 3.1739 | 3.0332 | 3.1713 | 3.2182 | 3.0641 | 3.2917 | 3.2668 | 3.1926 | 3.1248 | 3.2434 | 3.5647 | 3.8083 | 3.4461 | 2.9521
Total excluding storage |  | 9017.5788 | 9206.2222 | 9641.2852 | 12230.8355 | 12765.0126 | 9609.3461 | 9523.5499 | 9762.9723 | 9767.9288 | 9729.0969 | 9517.1613 | 9645.1587 | 9665.612 | 9827.8535 | 9787.2015 | 9832.546 | 10045.4968 | 9932.9079 | 9962.0884 | 9903.8493 | 10024.7345 | 9788.7536 | 9783.2517 | 9799.3913 | 9624.4404 | 9569.0004 | 8928.1912 | 7833.7053 | 7600.7993
Explicitly modelled pumping
Region | Technology | 2021-22 | 2022-23 | 2023-24 | 2024-25 | 2025-26 | 2026-27 | 2027-28 | 2028-29 | 2029-30 | 2030-31 | 2031-32 | 2032-33 | 2033-34 | 2034-35 | 2035-36 | 2036-37 | 2037-38 | 2038-39 | 2039-40 | 2040-41 | 2041-42 | 2042-43 | 2043-44 | 2044-45 | 2045-46 | 2046-47 | 2047-48 | 2048-49 | 2049-50
NEM | Grid Battery pump | 180.3397 | 277.5532 | 320.0508 | 419.7403 | 439.8452 | 455.4003 | 449.7209 | 424.9698 | 394.1719 | 400.6321 | 401.2894 | 407.022 | 369.2823 | 335.0464 | 343.9428 | 345.3546 | 752.3648 | 756.4949 | 960.5175 | 1030.0946 | 3150.5727 | 3525.6174 | 3716.0044 | 5646.6422 | 5707.9036 | 5488.2229 | 5523.3653 | 6532.8837 | 6719.6594
NEM | Pumped Hydro Pump | 268.8469 | 682.1522 | 746.2329 | 2395.9004 | 6473.4683 | 7208.6109 | 7447.874 | 8143.7985 | 10106.704 | 10954.2946 | 13685.5331 | 14783.4986 | 14360.4804 | 14297.594 | 14913.9626 | 14922.6134 | 14495.6949 | 13789.6041 | 14940.6832 | 14274.6787 | 15093.7185 | 16334.9183 | 15772.1976 | 16781.0597 | 18326.1531 | 21624.788 | 21427.3939 | 23916.0822 | 20755.8391
NEM | VPP pump | 14.1207 | 20.9286 | 25.4886 | 38.2547 | 55.3299 | 68.6045 | 84.7352 | 94.475 | 101.5769 | 109.6648 | 134.8923 | 156.5862 | 180.1642 | 192.3499 | 198.4717 | 206.0007 | 206.8947 | 212.0853 | 211.4826 | 213.8381 | 198.939 | 203.48 | 200.1098 | 201.717 | 206.0099 | 204.1393 | 206.1429 | 169.1514 | 149.2506
Region | Technology | 2021-22 | 2022-23 | 2023-24 | 2024-25 | 2025-26 | 2026-27 | 2027-28 | 2028-29 | 2029-30 | 2030-31 | 2031-32 | 2032-33 | 2033-34 | 2034-35 | 2035-36 | 2036-37 | 2037-38 | 2038-39 | 2039-40 | 2040-41 | 2041-42 | 2042-43 | 2043-44 | 2044-45 | 2045-46 | 2046-47 | 2047-48 | 2048-49 | 2049-50
NSW1 | Grid Battery pump | 7.3832e-06 | 7.4822e-06 | 7.4384e-06 | 7.3639e-06 | 7.1232e-06 | 7.3018e-06 | 8.3971e-06 | 8.8621e-06 | 2.6907e-05 | 2.7776e-05 | 3.0962e-05 | 3.131e-05 | 3.2052e-05 | 3.199e-05 | 3.4937e-05 | 3.5412e-05 | 3.3836e-05 | 3.4086e-05 | 3.971e-05 | 3.9829e-05 | 7.9795e-05 | 7.9798e-05 | 205.8194 | 545.9813 | 602.6454 | 590.6139 | 587.0867 | 594.5692 | 565.3311
NSW1 | Pumped Hydro Pump | 211.3094 | 518.8431 | 560.6679 | 1812.7236 | 5751.5192 | 6457.0447 | 6797.7794 | 7187.5222 | 9595.2155 | 10355.1649 | 13056.7146 | 13826.5945 | 13529.9251 | 13344.2461 | 14078.4162 | 14101.369 | 13538.0516 | 12805.9494 | 12992.7155 | 12490.0008 | 13060.633 | 13440.6869 | 13026.129 | 14150.6331 | 13898.8212 | 14940.1897 | 13946.5747 | 14489.8764 | 12685.8154
NSW1 | VPP pump | 7.0149 | 9.558 | 9.9627 | 13.9386 | 20.1524 | 25.834 | 31.7658 | 35.7194 | 37.9028 | 39.925 | 48.0164 | 56.6594 | 65.917 | 70.2276 | 71.6603 | 74.7724 | 75.1087 | 74.4226 | 77.6237 | 77.0987 | 81.377 | 82.4935 | 80.1424 | 81.2658 | 80.6022 | 82.1499 | 79.9555 | 67.0197 | 62.6844
Region | Technology | 2021-22 | 2022-23 | 2023-24 | 2024-25 | 2025-26 | 2026-27 | 2027-28 | 2028-29 | 2029-30 | 2030-31 | 2031-32 | 2032-33 | 2033-34 | 2034-35 | 2035-36 | 2036-37 | 2037-38 | 2038-39 | 2039-40 | 2040-41 | 2041-42 | 2042-43 | 2043-44 | 2044-45 | 2045-46 | 2046-47 | 2047-48 | 2048-49 | 2049-50
QLD1 | Grid Battery pump | 4.9813e-06 | 36.2703 | 35.3605 | 39.2557 | 43.7441 | 42.7844 | 42.6582 | 42.8046 | 39.5313 | 39.7261 | 39.1898 | 39.7429 | 40.4048 | 41.3416 | 40.1188 | 40.1039 | 460.7606 | 458.5098 | 461.5307 | 540.0744 | 1364.0541 | 1803.7233 | 1825.3961 | 2504.4348 | 2487.5417 | 2386.4644 | 2431.944 | 2402.788 | 2903.8157
QLD1 | Pumped Hydro Pump | 57.5375 | 163.3091 | 185.5651 | 583.1768 | 721.949 | 751.5662 | 650.0946 | 956.2763 | 511.4884 | 599.1297 | 628.8185 | 956.9041 | 830.5552 | 953.3478 | 835.5463 | 821.2443 | 957.6431 | 939.7586 | 876.7293 | 781.8984 | 1017.4525 | 1909.9065 | 1849.5353 | 1694.8772 | 3045.1406 | 5350.1861 | 5608.5993 | 5376.0033 | 4311.3962
QLD1 | VPP pump | 2.2051 | 3.0348 | 3.355 | 5.1151 | 8.7133 | 10.301 | 13.4314 | 15.5614 | 16.1756 | 17.5828 | 22.4184 | 25.1015 | 29.8517 | 32.2833 | 32.4909 | 33.8731 | 32.5523 | 32.9109 | 34.8051 | 35.509 | 30.4572 | 30.6085 | 31.0166 | 30.4939 | 31.4357 | 28.6103 | 30.4076 | 25.5058 | 20.1382
Region | Technology | 2021-22 | 2022-23 | 2023-24 | 2024-25 | 2025-26 | 2026-27 | 2027-28 | 2028-29 | 2029-30 | 2030-31 | 2031-32 | 2032-33 | 2033-34 | 2034-35 | 2035-36 | 2036-37 | 2037-38 | 2038-39 | 2039-40 | 2040-41 | 2041-42 | 2042-43 | 2043-44 | 2044-45 | 2045-46 | 2046-47 | 2047-48 | 2048-49 | 2049-50
VIC1 | Grid Battery pump | 75.5701 | 143.5345 | 155.8668 | 242.5853 | 251.4463 | 264.0029 | 260.56 | 242.0987 | 228.2761 | 232.02 | 235.3046 | 240.897 | 199.1281 | 191.2943 | 201.3407 | 201.8895 | 188.5278 | 193.5702 | 400.0395 | 395.762 | 795.8096 | 735.3851 | 701.6006 | 1315.9452 | 1309.7444 | 1236.1134 | 1230.294 | 2324.22 | 2166.5383
VIC1 | Pumped Hydro Pump | 0 | 0 | 6.9184e-06 | 7.97e-06 | 8.5439e-06 | 8.9834e-06 | 1.0918e-05 | 1.0858e-05 | 1.0927e-05 | 1.1034e-05 | 1.1411e-05 | 1.6624e-05 | 1.6687e-05 | 2.0683e-05 | 2.3668e-05 | 2.3768e-05 | 0.00019502 | 43.8961 | 1071.2384 | 1002.7795 | 1015.6329 | 984.3248 | 896.5333 | 935.5494 | 1382.1912 | 1334.4122 | 1872.2198 | 4050.2024 | 3758.6274
VIC1 | VPP pump | 1.8531 | 3.4408 | 4.5231 | 9.5635 | 13.9665 | 17.292 | 21.3375 | 23.1903 | 26.2443 | 29.2103 | 39.2812 | 47.9459 | 55.3173 | 59.5823 | 62.9255 | 64.4872 | 64.7637 | 68.7255 | 63.8639 | 65.563 | 58.3198 | 60.5552 | 58.7517 | 59.3268 | 61.0322 | 60.2656 | 61.0195 | 46.9668 | 41.6089
Region | Technology | 2021-22 | 2022-23 | 2023-24 | 2024-25 | 2025-26 | 2026-27 | 2027-28 | 2028-29 | 2029-30 | 2030-31 | 2031-32 | 2032-33 | 2033-34 | 2034-35 | 2035-36 | 2036-37 | 2037-38 | 2038-39 | 2039-40 | 2040-41 | 2041-42 | 2042-43 | 2043-44 | 2044-45 | 2045-46 | 2046-47 | 2047-48 | 2048-49 | 2049-50
SA1 | Grid Battery pump | 104.7696 | 97.7484 | 128.8234 | 137.8993 | 144.6547 | 148.613 | 146.5027 | 140.0666 | 126.3645 | 128.886 | 126.7951 | 126.382 | 129.7493 | 102.4104 | 102.4833 | 103.3611 | 103.0764 | 104.4148 | 98.9473 | 94.2582 | 990.7089 | 986.5088 | 983.1882 | 1280.2808 | 1307.972 | 1275.0312 | 1274.0405 | 1211.3065 | 1083.9742
SA1 | Pumped Hydro Pump | 0 | 0 | 5.7589e-06 | 5.4825e-06 | 5.3677e-06 | 5.5793e-06 | 5.8431e-06 | 6.1164e-06 | 6.157e-06 | 6.307e-06 | 6.5956e-06 | 8.2829e-06 | 8.3538e-06 | 8.957e-06 | 1.0423e-05 | 1.6361e-05 | 1.6107e-05 | 1.6345e-05 | 1.7935e-05 | 1.8001e-05 | 2.0946e-05 | 2.0582e-05 | 2.0305e-05 | 2.5451e-05 | 2.8635e-05 | 2.7903e-05 | 2.9385e-05 | 2.9567e-05 | 2.9653e-05
SA1 | VPP pump | 2.9914 | 4.7413 | 7.5099 | 9.5137 | 12.1321 | 14.4573 | 17.058 | 18.6916 | 19.7212 | 21.1085 | 22.0941 | 23.608 | 25.3711 | 26.5515 | 27.6771 | 29.0482 | 30.8398 | 32.2161 | 31.3297 | 31.9836 | 24.837 | 25.8988 | 26.3703 | 26.8827 | 29.0375 | 28.8469 | 30.1773 | 25.5351 | 21.2758
Region | Technology | 2021-22 | 2022-23 | 2023-24 | 2024-25 | 2025-26 | 2026-27 | 2027-28 | 2028-29 | 2029-30 | 2030-31 | 2031-32 | 2032-33 | 2033-34 | 2034-35 | 2035-36 | 2036-37 | 2037-38 | 2038-39 | 2039-40 | 2040-41 | 2041-42 | 2042-43 | 2043-44 | 2044-45 | 2045-46 | 2046-47 | 2047-48 | 2048-49 | 2049-50
TAS1 | Grid Battery pump | 5.2106e-06 | 5.2819e-06 | 5.2642e-06 | 5.2574e-06 | 5.3679e-06 | 5.5992e-06 | 6.1422e-06 | 7.2109e-06 | 1.0393e-05 | 1.1034e-05 | 1.1546e-05 | 1.2611e-05 | 1.2902e-05 | 1.427e-05 | 1.5011e-05 | 1.6132e-05 | 1.7007e-05 | 1.7822e-05 | 1.9187e-05 | 2.1358e-05 | 2.1944e-05 | 2.3193e-05 | 2.5047e-05 | 2.6345e-05 | 2.7561e-05 | 2.9259e-05 | 3.1057e-05 | 3.2542e-05 | 3.4838e-05
TAS1 | Pumped Hydro Pump | 0 | 0 | 1.6057e-05 | 1.6382e-05 | 1.81e-05 | 1.9646e-05 | 2.0762e-05 | 2.1518e-05 | 2.2622e-05 | 2.3601e-05 | 2.5221e-05 | 2.6183e-05 | 2.7461e-05 | 2.8835e-05 | 3.0441e-05 | 3.1797e-05 | 3.2887e-05 | 3.441e-05 | 3.5804e-05 | 3.7541e-05 | 3.8817e-05 | 4.0409e-05 | 4.2463e-05 | 4.4147e-05 | 4.6216e-05 | 4.7675e-05 | 5.0251e-05 | 5.2175e-05 | 5.4852e-05
TAS1 | VPP pump | 0.056215 | 0.15371 | 0.13792 | 0.12377 | 0.36552 | 0.72026 | 1.1425 | 1.3123 | 1.533 | 1.8382 | 3.0821 | 3.2715 | 3.707 | 3.7052 | 3.7178 | 3.8198 | 3.6301 | 3.8103 | 3.8603 | 3.6838 | 3.948 | 3.9241 | 3.8287 | 3.748 | 3.9024 | 4.2666 | 4.5829 | 4.1241 | 3.5433
Non-controllable capacity
Region | Technology | 2021-22 | 2022-23 | 2023-24 | 2024-25 | 2025-26 | 2026-27 | 2027-28 | 2028-29 | 2029-30 | 2030-31 | 2031-32 | 2032-33 | 2033-34 | 2034-35 | 2035-36 | 2036-37 | 2037-38 | 2038-39 | 2039-40 | 2040-41 | 2041-42 | 2042-43 | 2043-44 | 2044-45 | 2045-46 | 2046-47 | 2047-48 | 2048-49 | 2049-50
NEM | Distributed PV | 16737.0059 | 18361.571 | 19508.4436 | 19877.6171 | 20062.7432 | 22312.6922 | 23279.7968 | 21912.3307 | 23663.3386 | 25057.5989 | 25874.3008 | 26713.8603 | 26540.3547 | 26277.3752 | 28710.541 | 29388.3875 | 27089.9154 | 29052.9711 | 30877.804 | 31962.719 | 32852.8929 | 32633.0762 | 32314.9744 | 35306.7879 | 36000.0822 | 33090.6491 | 35501.6025 | 37705.2638 | 38929.3699
NEM | Behind the meter battery | 262.9766 | 299.5507 | 300.5513 | 344.0103 | 390.8049 | 429.6842 | 466.3019 | 490.0167 | 514.6045 | 532.9694 | 645.2154 | 694.4484 | 765.8001 | 795.7359 | 804.5875 | 802.6458 | 800.2245 | 800.683 | 805.6941 | 805.7001 | 807.025 | 808.7188 | 814.3631 | 815.1575 | 816.7385 | 816.0384 | 818.3358 | 815.5272 | 814.7913
NEM | Behind the meter battery pump | 223.4523 | 254.5041 | 255.3304 | 292.2517 | 332.1268 | 364.9912 | 396.0636 | 416.1389 | 437.141 | 452.6149 | 548.2776 | 590.0759 | 650.6574 | 675.9031 | 683.4142 | 681.9738 | 679.6417 | 680.0057 | 684.6009 | 684.3123 | 685.3843 | 686.9178 | 691.7186 | 692.4172 | 693.9858 | 693.193 | 694.9927 | 692.5685 | 692.1674
Region | Technology | 2021-22 | 2022-23 | 2023-24 | 2024-25 | 2025-26 | 2026-27 | 2027-28 | 2028-29 | 2029-30 | 2030-31 | 2031-32 | 2032-33 | 2033-34 | 2034-35 | 2035-36 | 2036-37 | 2037-38 | 2038-39 | 2039-40 | 2040-41 | 2041-42 | 2042-43 | 2043-44 | 2044-45 | 2045-46 | 2046-47 | 2047-48 | 2048-49 | 2049-50
NSW1 | Distributed PV | 4800.4033 | 5212.4059 | 5194.9088 | 5255.658 | 5186.6024 | 5846.7416 | 5921.0778 | 5425.2839 | 5726.7934 | 6225.4269 | 6684.9079 | 6684.1941 | 6781.8193 | 6722.0215 | 7600.6685 | 7698.119 | 7026.4939 | 7404.5059 | 8066.2344 | 8660.1049 | 8621.766 | 8721.863 | 8634.2534 | 9741.2559 | 9797.8063 | 8904.1049 | 9373.1744 | 10184.1971 | 10848.0981
NSW1 | Behind the meter battery | 101.9375 | 109.9772 | 109.068 | 134.2603 | 152.5399 | 169.5078 | 182.1253 | 191.8128 | 199.9418 | 206.5781 | 249.9382 | 272.9224 | 298.9952 | 310.1396 | 312.1459 | 309.6359 | 306.9485 | 304.8934 | 305.1092 | 303.3689 | 302.262 | 301.0712 | 301.4303 | 300.2186 | 299.112 | 297.1721 | 296.191 | 293.2775 | 291.2444
NSW1 | Behind the meter battery pump | 86.635 | 93.4199 | 92.6108 | 114.0675 | 129.6535 | 144.0135 | 154.6551 | 162.8964 | 169.8316 | 175.4217 | 212.3548 | 231.9584 | 254.0437 | 263.383 | 265.0713 | 263.0993 | 260.6552 | 258.8861 | 259.3394 | 257.7266 | 256.6808 | 255.7628 | 255.8987 | 254.9971 | 254.2353 | 252.4792 | 251.5664 | 248.9519 | 247.366
Region | Technology | 2021-22 | 2022-23 | 2023-24 | 2024-25 | 2025-26 | 2026-27 | 2027-28 | 2028-29 | 2029-30 | 2030-31 | 2031-32 | 2032-33 | 2033-34 | 2034-35 | 2035-36 | 2036-37 | 2037-38 | 2038-39 | 2039-40 | 2040-41 | 2041-42 | 2042-43 | 2043-44 | 2044-45 | 2045-46 | 2046-47 | 2047-48 | 2048-49 | 2049-50
QLD1 | Distributed PV | 5374.2791 | 5906.0531 | 6042.3739 | 5947.9488 | 6122.8463 | 6640.8799 | 6821.616 | 5861.7431 | 6490.5234 | 6871.0109 | 7419.6268 | 7537.6798 | 7431.5402 | 7706.3452 | 8403.2251 | 8624.6551 | 7452.3218 | 8297.4802 | 8814.7778 | 9478.5346 | 9602.8198 | 9461.3415 | 9792.0316 | 10630.4055 | 10893.9146 | 9401.0252 | 10467.097 | 11080.8863 | 11897.3532
QLD1 | Behind the meter battery | 40.129 | 39.9785 | 39.5664 | 45.2536 | 56.5248 | 63.281 | 71.1065 | 74.9792 | 79.1794 | 82.3221 | 105.3549 | 110.9052 | 123.2441 | 128.2838 | 129.4652 | 128.8778 | 128.6424 | 128.8998 | 129.8129 | 129.4208 | 128.8569 | 128.4654 | 129.0406 | 128.7848 | 128.5776 | 128.1314 | 127.8054 | 126.7827 | 126.1531
QLD1 | Behind the meter battery pump | 34.0947 | 33.9614 | 33.6262 | 38.4327 | 48.0431 | 53.77 | 60.4138 | 63.687 | 67.2731 | 69.903 | 89.4989 | 94.2393 | 104.7276 | 108.9306 | 110.0086 | 109.5365 | 109.2974 | 109.4708 | 110.2337 | 109.949 | 109.4416 | 109.1478 | 109.6518 | 109.4398 | 109.1587 | 108.8375 | 108.497 | 107.6859 | 107.1786
Region | Technology | 2021-22 | 2022-23 | 2023-24 | 2024-25 | 2025-26 | 2026-27 | 2027-28 | 2028-29 | 2029-30 | 2030-31 | 2031-32 | 2032-33 | 2033-34 | 2034-35 | 2035-36 | 2036-37 | 2037-38 | 2038-39 | 2039-40 | 2040-41 | 2041-42 | 2042-43 | 2043-44 | 2044-45 | 2045-46 | 2046-47 | 2047-48 | 2048-49 | 2049-50
VIC1 | Distributed PV | 3879.7556 | 4388.1139 | 5245.1201 | 5684.2844 | 5889.8067 | 6804.8804 | 7385.9103 | 7562.8858 | 8188.113 | 8601.6107 | 8357.9111 | 8917.7817 | 8789.5548 | 8438.7924 | 9099.4261 | 9276.7513 | 8934.0426 | 9458.7205 | 9985.5605 | 9741.7849 | 10367.8212 | 10261.4445 | 9855.1068 | 10657.4086 | 10830.8677 | 10463.7296 | 11087.1995 | 11715.6476 | 11391.6324
VIC1 | Behind the meter battery | 59.5016 | 68.4598 | 68.6119 | 78.5085 | 92.2418 | 101.1558 | 111.8234 | 117.9551 | 125.847 | 132.5853 | 173.3994 | 191.8598 | 221.1059 | 231.9104 | 236.1269 | 236.9038 | 237.0442 | 238.2917 | 240.8856 | 242.3885 | 244.1818 | 246.4043 | 249.3836 | 250.7552 | 252.3952 | 253.0385 | 254.8243 | 255.0565 | 255.5706
VIC1 | Behind the meter battery pump | 50.5545 | 58.1646 | 58.3148 | 66.6984 | 78.3592 | 85.9017 | 94.9916 | 100.1569 | 106.8665 | 112.6244 | 147.3851 | 163.0248 | 187.8895 | 197.0389 | 200.5628 | 201.2413 | 201.3297 | 202.4298 | 204.6464 | 205.7914 | 207.3945 | 209.2718 | 211.9212 | 212.9635 | 214.5115 | 214.9525 | 216.3763 | 216.6969 | 217.1884
Region | Technology | 2021-22 | 2022-23 | 2023-24 | 2024-25 | 2025-26 | 2026-27 | 2027-28 | 2028-29 | 2029-30 | 2030-31 | 2031-32 | 2032-33 | 2033-34 | 2034-35 | 2035-36 | 2036-37 | 2037-38 | 2038-39 | 2039-40 | 2040-41 | 2041-42 | 2042-43 | 2043-44 | 2044-45 | 2045-46 | 2046-47 | 2047-48 | 2048-49 | 2049-50
SA1 | Distributed PV | 2452.8377 | 2621.3874 | 2781.4576 | 2739.5431 | 2624.4365 | 2761.5876 | 2888.898 | 2806.4625 | 2998.6786 | 3092.5954 | 3145.146 | 3295.7862 | 3255.7426 | 3139.586 | 3316.4955 | 3492.4901 | 3386.5922 | 3597.4961 | 3706.7025 | 3776.2267 | 3942.2149 | 3867.5354 | 3725.0699 | 3944.3171 | 4139.1353 | 3991.4896 | 4238.2439 | 4375.494 | 4443.1368
SA1 | Behind the meter battery | 54.489 | 74.2714 | 76.5958 | 78.3283 | 80.738 | 85.7641 | 90.0697 | 93.6476 | 97.4206 | 98.8256 | 100.616 | 102.187 | 104.2884 | 106.5727 | 108.0367 | 108.7207 | 109.3608 | 110.6671 | 112.1008 | 112.96 | 114.3678 | 115.6258 | 117.4851 | 118.6453 | 120.1416 | 121.4696 | 123.5177 | 124.7391 | 126.4257
SA1 | Behind the meter battery pump | 46.288 | 63.1309 | 65.0781 | 66.5469 | 68.6255 | 72.8271 | 76.5114 | 79.5217 | 82.7873 | 83.9142 | 85.5206 | 86.7758 | 88.567 | 90.5492 | 91.7937 | 92.3705 | 92.8655 | 93.9948 | 95.2818 | 95.9265 | 97.1312 | 98.1684 | 99.7899 | 100.7877 | 102.0504 | 103.1456 | 104.9633 | 105.9131 | 107.362
Region | Technology | 2021-22 | 2022-23 | 2023-24 | 2024-25 | 2025-26 | 2026-27 | 2027-28 | 2028-29 | 2029-30 | 2030-31 | 2031-32 | 2032-33 | 2033-34 | 2034-35 | 2035-36 | 2036-37 | 2037-38 | 2038-39 | 2039-40 | 2040-41 | 2041-42 | 2042-43 | 2043-44 | 2044-45 | 2045-46 | 2046-47 | 2047-48 | 2048-49 | 2049-50
TAS1 | Distributed PV | 229.7301 | 233.6107 | 244.5832 | 250.1828 | 239.0513 | 258.6028 | 262.2947 | 255.9554 | 259.2302 | 266.9549 | 266.709 | 278.4185 | 281.698 | 270.6302 | 290.7257 | 296.3721 | 290.465 | 294.7684 | 304.5288 | 306.0679 | 318.271 | 320.8917 | 308.5126 | 333.4009 | 338.3584 | 330.2999 | 335.8877 | 349.0389 | 349.1495
TAS1 | Behind the meter battery | 6.9195 | 6.8638 | 6.7092 | 7.6595 | 8.7605 | 9.9755 | 11.1771 | 11.6221 | 12.2156 | 12.6582 | 15.9068 | 16.574 | 18.1666 | 18.8293 | 18.8128 | 18.5076 | 18.2286 | 17.9311 | 17.7857 | 17.562 | 17.3566 | 17.1522 | 17.0236 | 16.7536 | 16.512 | 16.2267 | 15.9974 | 15.6713 | 15.3975
TAS1 | Behind the meter battery pump | 5.8801 | 5.8272 | 5.7004 | 6.5061 | 7.4456 | 8.479 | 9.4917 | 9.8769 | 10.3824 | 10.7515 | 13.5182 | 14.0776 | 15.4296 | 16.0015 | 15.9778 | 15.7262 | 15.4938 | 15.2242 | 15.0996 | 14.9189 | 14.7362 | 14.5671 | 14.457 | 14.2291 | 14.0299 | 13.7782 | 13.5896 | 13.3207 | 13.0725

## BaseCase_Capacity
Installed capacity by technology (MW) - BaseCase, Slow Change Scenario
Capacity calculated on 1 July. In early study years some wind and solar projects enter later in the financial year and are therefore reflected in the following financial year's capacity.
Explicitly modelled generation
Region | Technology | 2021-22 | 2022-23 | 2023-24 | 2024-25 | 2025-26 | 2026-27 | 2027-28 | 2028-29 | 2029-30 | 2030-31 | 2031-32 | 2032-33 | 2033-34 | 2034-35 | 2035-36 | 2036-37 | 2037-38 | 2038-39 | 2039-40 | 2040-41 | 2041-42 | 2042-43 | 2043-44 | 2044-45 | 2045-46 | 2046-47 | 2047-48 | 2048-49 | 2049-50
NEM | Black Coal | 18366 | 17891 | 16416 | 12972.6777 | 10577.7959 | 9749.0082 | 9745.8195 | 9045.8195 | 6923.8636 | 6281.4717 | 5611.7521 | 5611.7521 | 5611.7521 | 5611.7521 | 5373.8362 | 5318.3093 | 5164.9408 | 5164.9408 | 5164.9408 | 5164.9408 | 5164.9408 | 3070.9408 | 2787 | 2422 | 2057 | 1692 | 1692 | 1692 | 1692
NEM | Brown Coal | 4790 | 4790 | 4790 | 3031.4729 | 3031.4729 | 3031.4729 | 3031.4729 | 3031.4729 | 3031.4729 | 3031.4729 | 3031.4729 | 3031.4729 | 3031.4729 | 3031.4729 | 3031.4729 | 3031.4729 | 3031.4729 | 3031.4729 | 3031.4729 | 3031.4729 | 3031.4729 | 3031.4729 | 3031.4729 | 3031.4729 | 3031.4729 | 3031.4729 | 1916.4729 | 0 | 0
NEM | CCGT | 3054.9 | 3054.9 | 2874.9 | 2874.9 | 2874.9 | 2874.9 | 2874.9 | 2874.9 | 2874.9 | 2874.9 | 2874.9 | 2874.9 | 2874.9 | 2874.9 | 2874.9 | 2489.9 | 1960.9 | 1960.9 | 1817.5 | 1817.5 | 1817.5 | 1817.5 | 1377.5 | 1192.5 | 548 | 388 | 388 | 388 | 388
NEM | Gas - Steam | 1384 | 1384 | 1384 | 1384 | 1384 | 1384 | 1384 | 1384 | 1384 | 1384 | 1384 | 1384 | 1384 | 1384 | 584 | 584 | 584 | 584 | 84 | 84 | 84 | 84 | 84 | 84 | 84 | 0 | 0 | 0 | 0
NEM | OCGT / Diesel | 6863.14 | 6863.14 | 6863.14 | 6863.14 | 6863.14 | 6863.14 | 6863.14 | 6863.14 | 6863.14 | 6480.64 | 6480.64 | 6211.3 | 5749.3 | 5632.3 | 5502.3 | 5502.3 | 5502.3 | 5502.3 | 5062.3 | 4942.3 | 4942.3 | 4848.3 | 4848.3 | 4369.665 | 4369.665 | 4439.9114 | 3855.9114 | 5173.2128 | 4654.2128
NEM | Hydro | 7365.3 | 7365.3 | 7365.3 | 7365.3 | 7365.3 | 7365.3 | 7365.3 | 7365.3 | 7365.3 | 7365.3 | 7365.3 | 7365.3 | 7365.3 | 7365.3 | 7365.3 | 7365.3 | 7278.9 | 7278.9 | 7278.9 | 7278.9 | 7278.9 | 7212.9 | 7212.9 | 7212.9 | 7212.9 | 7212.9 | 7212.9 | 7212.9 | 7212.9
NEM | Wind | 8952.838 | 11245.3614 | 11995.5818 | 13345.6037 | 14095.5606 | 14776.0881 | 15793.6905 | 16504.7626 | 16551.1681 | 16580.4957 | 18115.7876 | 18258.3553 | 18249.7233 | 18392.2911 | 18312.9588 | 18224.2267 | 20806.39 | 21034.5078 | 21440.0732 | 21090.3616 | 23280.8251 | 26397.0791 | 26845.549 | 25974.4834 | 26036.1876 | 27544.8193 | 29834.6976 | 32582.2386 | 32947.1776
NEM | Solar PV | 5599.971 | 6959.156 | 6959.156 | 6959.156 | 6959.156 | 7059.156 | 7347.9866 | 7653.0426 | 8424.2661 | 9195.4897 | 11789.2279 | 11789.2279 | 11789.2279 | 11789.2279 | 11789.2279 | 11668.2279 | 11618.2279 | 11467.9279 | 11467.9279 | 11467.9279 | 11467.9279 | 13298.3778 | 13464.1048 | 13045.4848 | 14008.7559 | 17813.2453 | 19129.0239 | 20707.4347 | 21494.2816
NEM | Grid Battery | 260.33 | 600.33 | 600.33 | 600.33 | 600.33 | 600.33 | 600.33 | 600.33 | 600.33 | 570.33 | 570.33 | 570.33 | 515 | 490 | 490 | 490 | 729.2416 | 729.2416 | 859.3487 | 904.6325 | 2363.4998 | 2360.7352 | 2490.6296 | 3795.1933 | 3838.2853 | 3838.2853 | 3838.2853 | 4726.2463 | 5122.4854
NEM | Pumped Hydro | 810 | 810 | 810 | 810 | 2850 | 2850 | 2850 | 2850 | 4850 | 4850 | 4850 | 4850 | 4850 | 4850 | 4850 | 4850 | 4850.0001 | 4862.7739 | 5175.7474 | 5175.7683 | 5248.7524 | 5575.5126 | 5575.5126 | 5575.5126 | 6279.674 | 7413.7906 | 7571.4873 | 8559.5151 | 8559.5151
NEM | VPP | 16.664 | 23.784 | 29.264 | 39.576 | 51.967 | 65.293 | 79.86 | 94.306 | 109.741 | 119.148 | 146.679 | 164.379 | 187.385 | 202.9 | 213.633 | 223.149 | 232.423 | 242.169 | 252.817 | 263.667 | 274.382 | 285.466 | 297.338 | 309.263 | 321.064 | 332.771 | 344.395 | 356.261 | 368.479
Total excluding storage |  | 56376.149 | 59552.8573 | 58648.0778 | 54796.2503 | 53151.3253 | 53103.0651 | 54406.3095 | 54722.4376 | 53418.1106 | 53193.7699 | 56653.0804 | 56526.3082 | 56055.6762 | 56081.2439 | 54833.9957 | 54183.7368 | 55947.1316 | 56024.9493 | 55347.1148 | 54877.4032 | 57067.8667 | 59760.5706 | 59650.8267 | 57332.5061 | 57347.9815 | 62122.3488 | 64029.0057 | 67755.7861 | 68388.572
Region | Technology | 2021-22 | 2022-23 | 2023-24 | 2024-25 | 2025-26 | 2026-27 | 2027-28 | 2028-29 | 2029-30 | 2030-31 | 2031-32 | 2032-33 | 2033-34 | 2034-35 | 2035-36 | 2036-37 | 2037-38 | 2038-39 | 2039-40 | 2040-41 | 2041-42 | 2042-43 | 2043-44 | 2044-45 | 2045-46 | 2046-47 | 2047-48 | 2048-49 | 2049-50
NSW1 | Black Coal | 10240 | 9765 | 8290 | 7097.8901 | 4703.0082 | 4703.0082 | 4703.0082 | 4703.0082 | 2662.1115 | 2019.7196 | 1350 | 1350 | 1350 | 1350 | 1350 | 1350 | 1350 | 1350 | 1350 | 1350 | 1350 | 0 | 0 | 0 | 0 | 0 | 0 | 0 | 0
NSW1 | Brown Coal | 0 | 0 | 0 | 0 | 0 | 0 | 0 | 0 | 0 | 0 | 0 | 0 | 0 | 0 | 0 | 0 | 0 | 0 | 0 | 0 | 0 | 0 | 0 | 0 | 0 | 0 | 0 | 0 | 0
NSW1 | CCGT | 625 | 625 | 625 | 625 | 625 | 625 | 625 | 625 | 625 | 625 | 625 | 625 | 625 | 625 | 625 | 625 | 625 | 625 | 625 | 625 | 625 | 625 | 185 | 0 | 0 | 0 | 0 | 0 | 0
NSW1 | Gas - Steam | 0 | 0 | 0 | 0 | 0 | 0 | 0 | 0 | 0 | 0 | 0 | 0 | 0 | 0 | 0 | 0 | 0 | 0 | 0 | 0 | 0 | 0 | 0 | 0 | 0 | 0 | 0 | 0 | 0
NSW1 | OCGT / Diesel | 1438 | 1438 | 1438 | 1438 | 1438 | 1438 | 1438 | 1438 | 1438 | 1438 | 1438 | 1438 | 1438 | 1438 | 1388 | 1388 | 1388 | 1388 | 1388 | 1388 | 1388 | 1388 | 1388 | 1308.5649 | 1308.5649 | 1308.5649 | 1308.5649 | 1639.493 | 1639.493
NSW1 | Hydro | 2585 | 2585 | 2585 | 2585 | 2585 | 2585 | 2585 | 2585 | 2585 | 2585 | 2585 | 2585 | 2585 | 2585 | 2585 | 2585 | 2585 | 2585 | 2585 | 2585 | 2585 | 2585 | 2585 | 2585 | 2585 | 2585 | 2585 | 2585 | 2585
NSW1 | Wind | 2220.73 | 2829.0934 | 3437.658 | 4046.0238 | 4654.5887 | 5197.9601 | 5597.1618 | 5984.2856 | 5984.2856 | 5984.2856 | 7377.7737 | 7377.7737 | 7377.7737 | 7377.7737 | 7377.7737 | 7331.2737 | 7061.2737 | 6958.7937 | 6958.7937 | 6604.854 | 8515.003 | 10550.5463 | 10490.557 | 10490.557 | 10490.557 | 10660.507 | 10772.4337 | 10772.4337 | 10659.244
NSW1 | Solar PV | 2130.363 | 2600.363 | 2600.363 | 2600.363 | 2600.363 | 2700.363 | 2989.1936 | 3294.2496 | 4065.4731 | 4836.6967 | 7430.4349 | 7430.4349 | 7430.4349 | 7430.4349 | 7430.4349 | 7430.4349 | 7430.4349 | 7280.1349 | 7280.1349 | 7280.1349 | 7280.1349 | 8092.636 | 8084.9746 | 8084.9746 | 8414.6619 | 10603.2443 | 11203.8942 | 11153.8942 | 11009.7965
NSW1 | Grid Battery | 0 | 0 | 0 | 0 | 0 | 0 | 0 | 0 | 0 | 0 | 0 | 0 | 0 | 0 | 0 | 0 | 0 | 0 | 0 | 0 | 0 | 0 | 129.8944 | 340.1549 | 383.2469 | 383.2469 | 383.2469 | 383.2469 | 383.2469
NSW1 | Pumped Hydro | 240 | 240 | 240 | 240 | 2280 | 2280 | 2280 | 2280 | 4280 | 4280 | 4280 | 4280 | 4280 | 4280 | 4280 | 4280 | 4280 | 4280 | 4280 | 4280.0209 | 4280 | 4280 | 4280 | 4280 | 4280 | 4280 | 4280 | 4280 | 4280
NSW1 | VPP | 6.558 | 8.786 | 10.68 | 15.384 | 20.217 | 25.635 | 31.095 | 36.873 | 42.845 | 46.41 | 57.069 | 64.706 | 73.35 | 79.327 | 83.166 | 86.441 | 89.566 | 92.826 | 96.448 | 100.138 | 103.729 | 107.422 | 111.417 | 115.418 | 119.319 | 123.127 | 126.856 | 130.617 | 134.472
Total excluding storage |  | 19239.093 | 19842.4564 | 18976.021 | 18392.2769 | 16605.9599 | 17249.3313 | 17937.3636 | 18629.5435 | 17359.8702 | 17488.7019 | 20806.2086 | 20806.2086 | 20806.2086 | 20806.2086 | 20756.2086 | 20709.7086 | 20439.7086 | 20186.9286 | 20186.9286 | 19832.9889 | 21743.1379 | 23241.1823 | 22733.5316 | 22469.0965 | 22798.7838 | 25157.3163 | 25869.8929 | 26150.8209 | 25893.5335
Region | Technology | 2021-22 | 2022-23 | 2023-24 | 2024-25 | 2025-26 | 2026-27 | 2027-28 | 2028-29 | 2029-30 | 2030-31 | 2031-32 | 2032-33 | 2033-34 | 2034-35 | 2035-36 | 2036-37 | 2037-38 | 2038-39 | 2039-40 | 2040-41 | 2041-42 | 2042-43 | 2043-44 | 2044-45 | 2045-46 | 2046-47 | 2047-48 | 2048-49 | 2049-50
QLD1 | Black Coal | 8126 | 8126 | 8126 | 5874.7876 | 5874.7876 | 5046 | 5042.8112 | 4342.8112 | 4261.7521 | 4261.7521 | 4261.7521 | 4261.7521 | 4261.7521 | 4261.7521 | 4023.8362 | 3968.3093 | 3814.9408 | 3814.9408 | 3814.9408 | 3814.9408 | 3814.9408 | 3070.9408 | 2787 | 2422 | 2057 | 1692 | 1692 | 1692 | 1692
QLD1 | Brown Coal | 0 | 0 | 0 | 0 | 0 | 0 | 0 | 0 | 0 | 0 | 0 | 0 | 0 | 0 | 0 | 0 | 0 | 0 | 0 | 0 | 0 | 0 | 0 | 0 | 0 | 0 | 0 | 0 | 0
QLD1 | CCGT | 1512.9 | 1512.9 | 1512.9 | 1512.9 | 1512.9 | 1512.9 | 1512.9 | 1512.9 | 1512.9 | 1512.9 | 1512.9 | 1512.9 | 1512.9 | 1512.9 | 1512.9 | 1127.9 | 1127.9 | 1127.9 | 984.5 | 984.5 | 984.5 | 984.5 | 984.5 | 984.5 | 340 | 180 | 180 | 180 | 180
QLD1 | Gas - Steam | 84 | 84 | 84 | 84 | 84 | 84 | 84 | 84 | 84 | 84 | 84 | 84 | 84 | 84 | 84 | 84 | 84 | 84 | 84 | 84 | 84 | 84 | 84 | 84 | 84 | 0 | 0 | 0 | 0
QLD1 | OCGT / Diesel | 1910 | 1910 | 1910 | 1910 | 1910 | 1910 | 1910 | 1910 | 1910 | 1910 | 1910 | 1910 | 1618 | 1501 | 1501 | 1501 | 1501 | 1501 | 1501 | 1501 | 1501 | 1501 | 1501 | 1369 | 1369 | 1439.2464 | 1439.2464 | 2097.6191 | 1578.6191
QLD1 | Hydro | 152.4 | 152.4 | 152.4 | 152.4 | 152.4 | 152.4 | 152.4 | 152.4 | 152.4 | 152.4 | 152.4 | 152.4 | 152.4 | 152.4 | 152.4 | 152.4 | 66 | 66 | 66 | 66 | 66 | 0 | 0 | 0 | 0 | 0 | 0 | 0 | 0
QLD1 | Wind | 676.608 | 1176.608 | 1176.608 | 1776.608 | 1776.608 | 1776.6087 | 2290.8538 | 2477.6466 | 2477.6466 | 2477.6466 | 2477.6466 | 2477.6466 | 2477.6466 | 2477.6466 | 2477.6466 | 2477.6466 | 4253.8859 | 4253.8859 | 4253.8859 | 4292.5564 | 4572.8709 | 5375.5704 | 5769.5804 | 5316.6904 | 5596.4224 | 6551.8535 | 6551.8535 | 6551.8535 | 7070.951
QLD1 | Solar PV | 2017.635 | 2827.62 | 2827.62 | 2827.62 | 2827.62 | 2827.62 | 2827.62 | 2827.62 | 2827.62 | 2827.62 | 2827.62 | 2827.62 | 2827.62 | 2827.62 | 2827.62 | 2706.62 | 2656.62 | 2656.62 | 2656.62 | 2656.62 | 2656.62 | 3629.347 | 3564.2839 | 3363.1839 | 3854.4643 | 5470.3705 | 5359.9705 | 4829.0705 | 5437.7558
QLD1 | Grid Battery | 0 | 20 | 20 | 20 | 20 | 20 | 20 | 20 | 20 | 20 | 20 | 20 | 20 | 20 | 20 | 20 | 259.2416 | 259.2416 | 259.2416 | 304.5254 | 845.6899 | 1142.9253 | 1142.9253 | 1649.5109 | 1649.5109 | 1649.5109 | 1649.5109 | 1649.5109 | 2045.75
QLD1 | Pumped Hydro | 570 | 570 | 570 | 570 | 570 | 570 | 570 | 570 | 570 | 570 | 570 | 570 | 570 | 570 | 570 | 570 | 570.0001 | 570.0001 | 570.0001 | 570.0001 | 643.0051 | 969.7653 | 969.7653 | 969.7653 | 1516.0008 | 2650.1174 | 2650.1174 | 2650.1174 | 2650.1174
QLD1 | VPP | 2.603 | 3.317 | 4.026 | 5.403 | 7.677 | 9.803 | 12.359 | 14.691 | 17.29 | 18.852 | 24.22 | 26.67 | 30.579 | 33.136 | 34.83 | 36.323 | 37.834 | 39.483 | 41.237 | 42.889 | 44.434 | 46.046 | 47.854 | 49.667 | 51.432 | 53.152 | 54.833 | 56.545 | 58.297
Total excluding storage |  | 14479.543 | 15789.528 | 15789.528 | 14138.3157 | 14138.3157 | 13309.5286 | 13820.585 | 13307.3779 | 13226.3187 | 13226.3187 | 13226.3187 | 13226.3187 | 12934.3187 | 12817.3187 | 12579.4028 | 12017.8759 | 13504.3467 | 13504.3467 | 13360.9467 | 13399.6172 | 13679.9317 | 14645.3583 | 14690.3643 | 13539.3742 | 13300.8867 | 15333.4704 | 15223.0704 | 15350.5431 | 15959.3258
Region | Technology | 2021-22 | 2022-23 | 2023-24 | 2024-25 | 2025-26 | 2026-27 | 2027-28 | 2028-29 | 2029-30 | 2030-31 | 2031-32 | 2032-33 | 2033-34 | 2034-35 | 2035-36 | 2036-37 | 2037-38 | 2038-39 | 2039-40 | 2040-41 | 2041-42 | 2042-43 | 2043-44 | 2044-45 | 2045-46 | 2046-47 | 2047-48 | 2048-49 | 2049-50
VIC1 | Black Coal | 0 | 0 | 0 | 0 | 0 | 0 | 0 | 0 | 0 | 0 | 0 | 0 | 0 | 0 | 0 | 0 | 0 | 0 | 0 | 0 | 0 | 0 | 0 | 0 | 0 | 0 | 0 | 0 | 0
VIC1 | Brown Coal | 4790 | 4790 | 4790 | 3031.4729 | 3031.4729 | 3031.4729 | 3031.4729 | 3031.4729 | 3031.4729 | 3031.4729 | 3031.4729 | 3031.4729 | 3031.4729 | 3031.4729 | 3031.4729 | 3031.4729 | 3031.4729 | 3031.4729 | 3031.4729 | 3031.4729 | 3031.4729 | 3031.4729 | 3031.4729 | 3031.4729 | 3031.4729 | 3031.4729 | 1916.4729 | 0 | 0
VIC1 | CCGT | 0 | 0 | 0 | 0 | 0 | 0 | 0 | 0 | 0 | 0 | 0 | 0 | 0 | 0 | 0 | 0 | 0 | 0 | 0 | 0 | 0 | 0 | 0 | 0 | 0 | 0 | 0 | 0 | 0
VIC1 | Gas - Steam | 500 | 500 | 500 | 500 | 500 | 500 | 500 | 500 | 500 | 500 | 500 | 500 | 500 | 500 | 500 | 500 | 500 | 500 | 0 | 0 | 0 | 0 | 0 | 0 | 0 | 0 | 0 | 0 | 0
VIC1 | OCGT / Diesel | 1900 | 1900 | 1900 | 1900 | 1900 | 1900 | 1900 | 1900 | 1900 | 1900 | 1900 | 1900 | 1730 | 1730 | 1730 | 1730 | 1730 | 1730 | 1290 | 1290 | 1290 | 1196 | 1196 | 1196 | 1196 | 1196 | 612 | 772.6688 | 772.6688
VIC1 | Hydro | 2219 | 2219 | 2219 | 2219 | 2219 | 2219 | 2219 | 2219 | 2219 | 2219 | 2219 | 2219 | 2219 | 2219 | 2219 | 2219 | 2219 | 2219 | 2219 | 2219 | 2219 | 2219 | 2219 | 2219 | 2219 | 2219 | 2219 | 2219 | 2219
VIC1 | Wind | 3434.44 | 4322.2 | 4322.2 | 4322.2 | 4322.2 | 4322.2 | 4322.2 | 4322.2 | 4322.2 | 4322.2 | 4322.2 | 4322.2 | 4269.7 | 4269.7 | 4269.7 | 4269.7 | 4202.5 | 3785.97 | 3901.6386 | 3758.4608 | 3758.4608 | 3835.8626 | 4164.1718 | 3852.1718 | 3977.344 | 4211.7745 | 6314.1968 | 8919.8215 | 8820.7691
VIC1 | Solar PV | 1098.973 | 1098.973 | 1098.973 | 1098.973 | 1098.973 | 1098.973 | 1098.973 | 1098.973 | 1098.973 | 1098.973 | 1098.973 | 1098.973 | 1098.973 | 1098.973 | 1098.973 | 1098.973 | 1098.973 | 1098.973 | 1098.973 | 1098.973 | 1098.973 | 1098.973 | 1098.973 | 991.453 | 960.35 | 960.3507 | 1340.35 | 3288.45 | 3718.7094
VIC1 | Grid Battery | 55.33 | 375.33 | 375.33 | 375.33 | 375.33 | 375.33 | 375.33 | 375.33 | 375.33 | 375.33 | 375.33 | 375.33 | 320 | 320 | 320 | 320 | 320 | 320 | 450.1071 | 450.1071 | 766.0821 | 466.0821 | 466.0821 | 839.678 | 839.678 | 839.678 | 839.678 | 1727.639 | 1727.639
VIC1 | Pumped Hydro | 0 | 0 | 0 | 0 | 0 | 0 | 0 | 0 | 0 | 0 | 0 | 0 | 0 | 0 | 0 | 0 | 0 | 12.7738 | 325.7473 | 325.7473 | 325.7473 | 325.7473 | 325.7473 | 325.7473 | 483.6732 | 483.6732 | 641.3699 | 1629.3977 | 1629.3977
VIC1 | VPP | 3.731 | 5.337 | 6.562 | 8.868 | 11.994 | 15.011 | 18.664 | 22.177 | 26.3 | 29 | 38.307 | 44.082 | 52.345 | 57.273 | 60.753 | 63.832 | 66.791 | 69.883 | 73.295 | 76.876 | 80.486 | 84.222 | 88.149 | 92.06 | 95.945 | 99.82 | 103.664 | 107.599 | 111.657
Total excluding storage |  | 13942.413 | 14830.173 | 14830.173 | 13071.6458 | 13071.6458 | 13071.6458 | 13071.6458 | 13071.6458 | 13071.6458 | 13071.6458 | 13071.6458 | 13071.6458 | 12849.1458 | 12849.1458 | 12849.1458 | 12849.1458 | 12781.9458 | 12365.4158 | 11541.0844 | 11397.9066 | 11397.9066 | 11381.3084 | 11709.6176 | 11290.0976 | 11384.1669 | 11618.598 | 12402.0196 | 15199.9403 | 15531.1473
Region | Technology | 2021-22 | 2022-23 | 2023-24 | 2024-25 | 2025-26 | 2026-27 | 2027-28 | 2028-29 | 2029-30 | 2030-31 | 2031-32 | 2032-33 | 2033-34 | 2034-35 | 2035-36 | 2036-37 | 2037-38 | 2038-39 | 2039-40 | 2040-41 | 2041-42 | 2042-43 | 2043-44 | 2044-45 | 2045-46 | 2046-47 | 2047-48 | 2048-49 | 2049-50
SA1 | Black Coal | 0 | 0 | 0 | 0 | 0 | 0 | 0 | 0 | 0 | 0 | 0 | 0 | 0 | 0 | 0 | 0 | 0 | 0 | 0 | 0 | 0 | 0 | 0 | 0 | 0 | 0 | 0 | 0 | 0
SA1 | Brown Coal | 0 | 0 | 0 | 0 | 0 | 0 | 0 | 0 | 0 | 0 | 0 | 0 | 0 | 0 | 0 | 0 | 0 | 0 | 0 | 0 | 0 | 0 | 0 | 0 | 0 | 0 | 0 | 0 | 0
SA1 | CCGT | 709 | 709 | 529 | 529 | 529 | 529 | 529 | 529 | 529 | 529 | 529 | 529 | 529 | 529 | 529 | 529 | 0 | 0 | 0 | 0 | 0 | 0 | 0 | 0 | 0 | 0 | 0 | 0 | 0
SA1 | Gas - Steam | 800 | 800 | 800 | 800 | 800 | 800 | 800 | 800 | 800 | 800 | 800 | 800 | 800 | 800 | 0 | 0 | 0 | 0 | 0 | 0 | 0 | 0 | 0 | 0 | 0 | 0 | 0 | 0 | 0
SA1 | OCGT / Diesel | 1437.14 | 1437.14 | 1437.14 | 1437.14 | 1437.14 | 1437.14 | 1437.14 | 1437.14 | 1437.14 | 1054.64 | 1054.64 | 785.3 | 785.3 | 785.3 | 705.3 | 705.3 | 705.3 | 705.3 | 705.3 | 705.3 | 705.3 | 705.3 | 705.3 | 438.1001 | 438.1001 | 438.1001 | 438.1001 | 605.4319 | 605.4319
SA1 | Hydro | 0 | 0 | 0 | 0 | 0 | 0 | 0 | 0 | 0 | 0 | 0 | 0 | 0 | 0 | 0 | 0 | 0 | 0 | 0 | 0 | 0 | 0 | 0 | 0 | 0 | 0 | 0 | 0 | 0
SA1 | Wind | 2053.31 | 2349.71 | 2349.71 | 2349.71 | 2349.71 | 2349.71 | 2316.71 | 2316.71 | 2225.96 | 2113.96 | 2113.96 | 2113.96 | 2015.26 | 2015.26 | 1793.36 | 1608.56 | 2609.1163 | 3213.5157 | 3355.677 | 3316.677 | 3316.677 | 3517.2864 | 3303.4264 | 3345.6507 | 3002.4507 | 3151.2708 | 3226.8001 | 3368.7164 | 3426.8001
SA1 | Solar PV | 353 | 432.2 | 432.2 | 432.2 | 432.2 | 432.2 | 432.2 | 432.2 | 432.2 | 432.2 | 432.2 | 432.2 | 432.2 | 432.2 | 432.2 | 432.2 | 432.2 | 432.2 | 432.2 | 432.2 | 432.2 | 477.4218 | 715.8734 | 605.8734 | 779.2797 | 779.2797 | 1224.8091 | 1436.0199 | 1328.0199
SA1 | Grid Battery | 205 | 205 | 205 | 205 | 205 | 205 | 205 | 205 | 205 | 175 | 175 | 175 | 175 | 150 | 150 | 150 | 150 | 150 | 150 | 150 | 751.7278 | 751.7278 | 751.7278 | 965.8495 | 965.8495 | 965.8495 | 965.8495 | 965.8495 | 965.8495
SA1 | Pumped Hydro | 0 | 0 | 0 | 0 | 0 | 0 | 0 | 0 | 0 | 0 | 0 | 0 | 0 | 0 | 0 | 0 | 0 | 0 | 0 | 0 | 0 | 0 | 0 | 0 | 0 | 0 | 0 | 0 | 0
SA1 | VPP | 3.332 | 5.788 | 7.33 | 9.022 | 10.892 | 13.305 | 15.805 | 18.292 | 20.649 | 22.005 | 23.441 | 24.951 | 26.615 | 28.315 | 29.831 | 31.335 | 32.863 | 34.455 | 36.142 | 37.889 | 39.684 | 41.551 | 43.511 | 45.537 | 47.623 | 49.772 | 51.99 | 54.295 | 56.693
Total excluding storage |  | 5352.45 | 5728.05 | 5548.05 | 5548.05 | 5548.05 | 5548.05 | 5515.05 | 5515.05 | 5424.3 | 4929.8 | 4929.8 | 4660.46 | 4561.76 | 4561.76 | 3459.86 | 3275.06 | 3746.6163 | 4351.0157 | 4493.177 | 4454.177 | 4454.177 | 4700.0081 | 4724.5997 | 4389.6242 | 4219.8306 | 4368.6507 | 4889.7093 | 5410.1683 | 5360.252
Region | Technology | 2021-22 | 2022-23 | 2023-24 | 2024-25 | 2025-26 | 2026-27 | 2027-28 | 2028-29 | 2029-30 | 2030-31 | 2031-32 | 2032-33 | 2033-34 | 2034-35 | 2035-36 | 2036-37 | 2037-38 | 2038-39 | 2039-40 | 2040-41 | 2041-42 | 2042-43 | 2043-44 | 2044-45 | 2045-46 | 2046-47 | 2047-48 | 2048-49 | 2049-50
TAS1 | Black Coal | 0 | 0 | 0 | 0 | 0 | 0 | 0 | 0 | 0 | 0 | 0 | 0 | 0 | 0 | 0 | 0 | 0 | 0 | 0 | 0 | 0 | 0 | 0 | 0 | 0 | 0 | 0 | 0 | 0
TAS1 | Brown Coal | 0 | 0 | 0 | 0 | 0 | 0 | 0 | 0 | 0 | 0 | 0 | 0 | 0 | 0 | 0 | 0 | 0 | 0 | 0 | 0 | 0 | 0 | 0 | 0 | 0 | 0 | 0 | 0 | 0
TAS1 | CCGT | 208 | 208 | 208 | 208 | 208 | 208 | 208 | 208 | 208 | 208 | 208 | 208 | 208 | 208 | 208 | 208 | 208 | 208 | 208 | 208 | 208 | 208 | 208 | 208 | 208 | 208 | 208 | 208 | 208
TAS1 | Gas - Steam | 0 | 0 | 0 | 0 | 0 | 0 | 0 | 0 | 0 | 0 | 0 | 0 | 0 | 0 | 0 | 0 | 0 | 0 | 0 | 0 | 0 | 0 | 0 | 0 | 0 | 0 | 0 | 0 | 0
TAS1 | OCGT / Diesel | 178 | 178 | 178 | 178 | 178 | 178 | 178 | 178 | 178 | 178 | 178 | 178 | 178 | 178 | 178 | 178 | 178 | 178 | 178 | 58 | 58 | 58 | 58 | 58 | 58 | 58 | 58 | 58 | 58
TAS1 | Hydro | 2408.9 | 2408.9 | 2408.9 | 2408.9 | 2408.9 | 2408.9 | 2408.9 | 2408.9 | 2408.9 | 2408.9 | 2408.9 | 2408.9 | 2408.9 | 2408.9 | 2408.9 | 2408.9 | 2408.9 | 2408.9 | 2408.9 | 2408.9 | 2408.9 | 2408.9 | 2408.9 | 2408.9 | 2408.9 | 2408.9 | 2408.9 | 2408.9 | 2408.9
TAS1 | Wind | 567.75 | 567.75 | 709.4058 | 851.0618 | 992.4539 | 1129.6093 | 1266.765 | 1403.9204 | 1541.0759 | 1682.4035 | 1824.2073 | 1966.775 | 2109.343 | 2251.9108 | 2394.4785 | 2537.0464 | 2679.6142 | 2822.3426 | 2970.0781 | 3117.8135 | 3117.8135 | 3117.8135 | 3117.8135 | 2969.4135 | 2969.4135 | 2969.4135 | 2969.4135 | 2969.4135 | 2969.4135
TAS1 | Solar PV | 0 | 0 | 0 | 0 | 0 | 0 | 0 | 0 | 0 | 0 | 0 | 0 | 0 | 0 | 0 | 0 | 0 | 0 | 0 | 0 | 0 | 0 | 0 | 0 | 0 | 0 | 0 | 0 | 0
TAS1 | Grid Battery | 0 | 0 | 0 | 0 | 0 | 0 | 0 | 0 | 0 | 0 | 0 | 0 | 0 | 0 | 0 | 0 | 0 | 0 | 0 | 0 | 0 | 0 | 0 | 0 | 0 | 0 | 0 | 0 | 0
TAS1 | Pumped Hydro | 0 | 0 | 0 | 0 | 0 | 0 | 0 | 0 | 0 | 0 | 0 | 0 | 0 | 0 | 0 | 0 | 0 | 0 | 0 | 0 | 0 | 0 | 0 | 0 | 0 | 0 | 0 | 0 | 0
TAS1 | VPP | 0.44 | 0.556 | 0.666 | 0.899 | 1.187 | 1.539 | 1.937 | 2.273 | 2.657 | 2.881 | 3.642 | 3.97 | 4.496 | 4.849 | 5.053 | 5.218 | 5.369 | 5.522 | 5.695 | 5.875 | 6.049 | 6.225 | 6.407 | 6.581 | 6.745 | 6.9 | 7.052 | 7.205 | 7.36
Total excluding storage |  | 3362.65 | 3362.65 | 3504.3058 | 3645.9618 | 3787.3539 | 3924.5093 | 4061.665 | 4198.8204 | 4335.9758 | 4477.3035 | 4619.1073 | 4761.675 | 4904.243 | 5046.8107 | 5189.3785 | 5331.9464 | 5474.5142 | 5617.2426 | 5764.9781 | 5792.7135 | 5792.7135 | 5792.7135 | 5792.7135 | 5644.3135 | 5644.3135 | 5644.3135 | 5644.3135 | 5644.3135 | 5644.3135
Explicitly modelled pumping
Region | Technology | 2021-22 | 2022-23 | 2023-24 | 2024-25 | 2025-26 | 2026-27 | 2027-28 | 2028-29 | 2029-30 | 2030-31 | 2031-32 | 2032-33 | 2033-34 | 2034-35 | 2035-36 | 2036-37 | 2037-38 | 2038-39 | 2039-40 | 2040-41 | 2041-42 | 2042-43 | 2043-44 | 2044-45 | 2045-46 | 2046-47 | 2047-48 | 2048-49 | 2049-50
NEM | Grid Battery pump | 260.33 | 600.33 | 600.33 | 600.33 | 600.33 | 600.33 | 600.33 | 600.33 | 600.33 | 570.33 | 570.33 | 570.33 | 515 | 490 | 490 | 490 | 729.2416 | 729.2416 | 859.3487 | 904.6325 | 2363.4998 | 2360.7352 | 2490.6296 | 3795.1933 | 3838.2853 | 3838.2853 | 3838.2853 | 4726.2463 | 5122.4854
NEM | Pumped Hydro Pump | 1330 | 1330 | 1330 | 1330 | 3370 | 3370 | 3370 | 3370 | 5370 | 5370 | 5370 | 5370 | 5370 | 5370 | 5370 | 5370 | 5370.0001 | 5382.7739 | 5695.7474 | 5695.7683 | 5768.7524 | 6095.5126 | 6095.5126 | 6095.5126 | 6799.674 | 7933.7906 | 8091.4873 | 9079.5151 | 9079.5151
NEM | VPP pump | 16.664 | 23.784 | 29.264 | 39.576 | 51.967 | 65.293 | 79.86 | 94.306 | 109.741 | 119.148 | 146.679 | 164.379 | 187.385 | 202.9 | 213.633 | 223.149 | 232.423 | 242.169 | 252.817 | 263.667 | 274.382 | 285.466 | 297.338 | 309.263 | 321.064 | 332.771 | 344.395 | 356.261 | 368.479
Region | Technology | 2021-22 | 2022-23 | 2023-24 | 2024-25 | 2025-26 | 2026-27 | 2027-28 | 2028-29 | 2029-30 | 2030-31 | 2031-32 | 2032-33 | 2033-34 | 2034-35 | 2035-36 | 2036-37 | 2037-38 | 2038-39 | 2039-40 | 2040-41 | 2041-42 | 2042-43 | 2043-44 | 2044-45 | 2045-46 | 2046-47 | 2047-48 | 2048-49 | 2049-50
NSW1 | Grid Battery pump | 0 | 0 | 0 | 0 | 0 | 0 | 0 | 0 | 0 | 0 | 0 | 0 | 0 | 0 | 0 | 0 | 0 | 0 | 0 | 0 | 0 | 0 | 129.8944 | 340.1549 | 383.2469 | 383.2469 | 383.2469 | 383.2469 | 383.2469
NSW1 | Pumped Hydro Pump | 840 | 840 | 840 | 840 | 2880 | 2880 | 2880 | 2880 | 4880 | 4880 | 4880 | 4880 | 4880 | 4880 | 4880 | 4880 | 4880 | 4880 | 4880 | 4880.0209 | 4880 | 4880 | 4880 | 4880 | 4880 | 4880 | 4880 | 4880 | 4880
NSW1 | VPP pump | 6.558 | 8.786 | 10.68 | 15.384 | 20.217 | 25.635 | 31.095 | 36.873 | 42.845 | 46.41 | 57.069 | 64.706 | 73.35 | 79.327 | 83.166 | 86.441 | 89.566 | 92.826 | 96.448 | 100.138 | 103.729 | 107.422 | 111.417 | 115.418 | 119.319 | 123.127 | 126.856 | 130.617 | 134.472
Region | Technology | 2021-22 | 2022-23 | 2023-24 | 2024-25 | 2025-26 | 2026-27 | 2027-28 | 2028-29 | 2029-30 | 2030-31 | 2031-32 | 2032-33 | 2033-34 | 2034-35 | 2035-36 | 2036-37 | 2037-38 | 2038-39 | 2039-40 | 2040-41 | 2041-42 | 2042-43 | 2043-44 | 2044-45 | 2045-46 | 2046-47 | 2047-48 | 2048-49 | 2049-50
QLD1 | Grid Battery pump | 0 | 20 | 20 | 20 | 20 | 20 | 20 | 20 | 20 | 20 | 20 | 20 | 20 | 20 | 20 | 20 | 259.2416 | 259.2416 | 259.2416 | 304.5254 | 845.6899 | 1142.9253 | 1142.9253 | 1649.5109 | 1649.5109 | 1649.5109 | 1649.5109 | 1649.5109 | 2045.75
QLD1 | Pumped Hydro Pump | 490 | 490 | 490 | 490 | 490 | 490 | 490 | 490 | 490 | 490 | 490 | 490 | 490 | 490 | 490 | 490 | 490.0001 | 490.0001 | 490.0001 | 490.0001 | 563.0051 | 889.7653 | 889.7653 | 889.7653 | 1436.0008 | 2570.1174 | 2570.1174 | 2570.1174 | 2570.1174
QLD1 | VPP pump | 2.603 | 3.317 | 4.026 | 5.403 | 7.677 | 9.803 | 12.359 | 14.691 | 17.29 | 18.852 | 24.22 | 26.67 | 30.579 | 33.136 | 34.83 | 36.323 | 37.834 | 39.483 | 41.237 | 42.889 | 44.434 | 46.046 | 47.854 | 49.667 | 51.432 | 53.152 | 54.833 | 56.545 | 58.297
Region | Technology | 2021-22 | 2022-23 | 2023-24 | 2024-25 | 2025-26 | 2026-27 | 2027-28 | 2028-29 | 2029-30 | 2030-31 | 2031-32 | 2032-33 | 2033-34 | 2034-35 | 2035-36 | 2036-37 | 2037-38 | 2038-39 | 2039-40 | 2040-41 | 2041-42 | 2042-43 | 2043-44 | 2044-45 | 2045-46 | 2046-47 | 2047-48 | 2048-49 | 2049-50
VIC1 | Grid Battery pump | 55.33 | 375.33 | 375.33 | 375.33 | 375.33 | 375.33 | 375.33 | 375.33 | 375.33 | 375.33 | 375.33 | 375.33 | 320 | 320 | 320 | 320 | 320 | 320 | 450.1071 | 450.1071 | 766.0821 | 466.0821 | 466.0821 | 839.678 | 839.678 | 839.678 | 839.678 | 1727.639 | 1727.639
VIC1 | Pumped Hydro Pump | 0 | 0 | 0 | 0 | 0 | 0 | 0 | 0 | 0 | 0 | 0 | 0 | 0 | 0 | 0 | 0 | 0 | 12.7738 | 325.7473 | 325.7473 | 325.7473 | 325.7473 | 325.7473 | 325.7473 | 483.6732 | 483.6732 | 641.3699 | 1629.3977 | 1629.3977
VIC1 | VPP pump | 3.731 | 5.337 | 6.562 | 8.868 | 11.994 | 15.011 | 18.664 | 22.177 | 26.3 | 29 | 38.307 | 44.082 | 52.345 | 57.273 | 60.753 | 63.832 | 66.791 | 69.883 | 73.295 | 76.876 | 80.486 | 84.222 | 88.149 | 92.06 | 95.945 | 99.82 | 103.664 | 107.599 | 111.657
Region | Technology | 2021-22 | 2022-23 | 2023-24 | 2024-25 | 2025-26 | 2026-27 | 2027-28 | 2028-29 | 2029-30 | 2030-31 | 2031-32 | 2032-33 | 2033-34 | 2034-35 | 2035-36 | 2036-37 | 2037-38 | 2038-39 | 2039-40 | 2040-41 | 2041-42 | 2042-43 | 2043-44 | 2044-45 | 2045-46 | 2046-47 | 2047-48 | 2048-49 | 2049-50
SA1 | Grid Battery pump | 205 | 205 | 205 | 205 | 205 | 205 | 205 | 205 | 205 | 175 | 175 | 175 | 175 | 150 | 150 | 150 | 150 | 150 | 150 | 150 | 751.7278 | 751.7278 | 751.7278 | 965.8495 | 965.8495 | 965.8495 | 965.8495 | 965.8495 | 965.8495
SA1 | Pumped Hydro Pump | 0 | 0 | 0 | 0 | 0 | 0 | 0 | 0 | 0 | 0 | 0 | 0 | 0 | 0 | 0 | 0 | 0 | 0 | 0 | 0 | 0 | 0 | 0 | 0 | 0 | 0 | 0 | 0 | 0
SA1 | VPP pump | 3.332 | 5.788 | 7.33 | 9.022 | 10.892 | 13.305 | 15.805 | 18.292 | 20.649 | 22.005 | 23.441 | 24.951 | 26.615 | 28.315 | 29.831 | 31.335 | 32.863 | 34.455 | 36.142 | 37.889 | 39.684 | 41.551 | 43.511 | 45.537 | 47.623 | 49.772 | 51.99 | 54.295 | 56.693
Region | Technology | 2021-22 | 2022-23 | 2023-24 | 2024-25 | 2025-26 | 2026-27 | 2027-28 | 2028-29 | 2029-30 | 2030-31 | 2031-32 | 2032-33 | 2033-34 | 2034-35 | 2035-36 | 2036-37 | 2037-38 | 2038-39 | 2039-40 | 2040-41 | 2041-42 | 2042-43 | 2043-44 | 2044-45 | 2045-46 | 2046-47 | 2047-48 | 2048-49 | 2049-50
TAS1 | Grid Battery pump | 0 | 0 | 0 | 0 | 0 | 0 | 0 | 0 | 0 | 0 | 0 | 0 | 0 | 0 | 0 | 0 | 0 | 0 | 0 | 0 | 0 | 0 | 0 | 0 | 0 | 0 | 0 | 0 | 0
TAS1 | Pumped Hydro Pump | 0 | 0 | 0 | 0 | 0 | 0 | 0 | 0 | 0 | 0 | 0 | 0 | 0 | 0 | 0 | 0 | 0 | 0 | 0 | 0 | 0 | 0 | 0 | 0 | 0 | 0 | 0 | 0 | 0
TAS1 | VPP pump | 0.44 | 0.556 | 0.666 | 0.899 | 1.187 | 1.539 | 1.937 | 2.273 | 2.657 | 2.881 | 3.642 | 3.97 | 4.496 | 4.849 | 5.053 | 5.218 | 5.369 | 5.522 | 5.695 | 5.875 | 6.049 | 6.225 | 6.407 | 6.581 | 6.745 | 6.9 | 7.052 | 7.205 | 7.36
Non-controllable capacity
Region | Technology | 2021-22 | 2022-23 | 2023-24 | 2024-25 | 2025-26 | 2026-27 | 2027-28 | 2028-29 | 2029-30 | 2030-31 | 2031-32 | 2032-33 | 2033-34 | 2034-35 | 2035-36 | 2036-37 | 2037-38 | 2038-39 | 2039-40 | 2040-41 | 2041-42 | 2042-43 | 2043-44 | 2044-45 | 2045-46 | 2046-47 | 2047-48 | 2048-49 | 2049-50
NEM | Distributed PV | 12071.9601 | 12836.0361 | 13523.7203 | 14178.8822 | 14835.3555 | 15512.5326 | 16239.5508 | 16947.0386 | 17304.9306 | 17661.8011 | 18071.8312 | 18473.5992 | 18889.9324 | 19279.6463 | 19731.7674 | 20174.5607 | 20632.9484 | 21060.8571 | 21555.5786 | 22035.2366 | 22529.408 | 22994.5294 | 23523.7678 | 24037.3582 | 24568.6893 | 25073.3722 | 25638.2168 | 26197.5392 | 26773.1224
NEM | Behind the meter battery | 514.2 | 585.4 | 595.3 | 686 | 782.7 | 866.9 | 945.3 | 1004.4 | 1060.4 | 1110.7 | 1327.7 | 1440 | 1591.4 | 1670 | 1705.2 | 1728.8 | 1748.8 | 1771.3 | 1798.9 | 1826 | 1850.6 | 1875.9 | 1904.8 | 1932 | 1957.1 | 1979.7 | 2000.5 | 2021.5 | 2042.8
NEM | Behind the meter battery pump | 514.2 | 585.4 | 595.3 | 686 | 782.7 | 866.9 | 945.3 | 1004.4 | 1060.4 | 1110.7 | 1327.7 | 1440 | 1591.4 | 1670 | 1705.2 | 1728.8 | 1748.8 | 1771.3 | 1798.9 | 1826 | 1850.6 | 1875.9 | 1904.8 | 1932 | 1957.1 | 1979.7 | 2000.5 | 2021.5 | 2042.8
Region | Technology | 2021-22 | 2022-23 | 2023-24 | 2024-25 | 2025-26 | 2026-27 | 2027-28 | 2028-29 | 2029-30 | 2030-31 | 2031-32 | 2032-33 | 2033-34 | 2034-35 | 2035-36 | 2036-37 | 2037-38 | 2038-39 | 2039-40 | 2040-41 | 2041-42 | 2042-43 | 2043-44 | 2044-45 | 2045-46 | 2046-47 | 2047-48 | 2048-49 | 2049-50
NSW1 | Distributed PV | 3430.8612 | 3527.2651 | 3614.3143 | 3699.3742 | 3789.5904 | 3891.8215 | 4014.3248 | 4133.0652 | 4245.4669 | 4356.5247 | 4487.0786 | 4613.9457 | 4737.3366 | 4858.6192 | 5000.9756 | 5145.5395 | 5282.184 | 5417.1154 | 5576.6413 | 5731.6154 | 5876.7806 | 6020.8082 | 6185.689 | 6344.5854 | 6498.3271 | 6651.7908 | 6826.6012 | 6999.4085 | 7167.53
NSW1 | Behind the meter battery | 201.8 | 215.1 | 216 | 265.7 | 303.3 | 339.1 | 366.6 | 391.3 | 412.5 | 431 | 514.9 | 565.5 | 621.4 | 651.4 | 662.3 | 668.2 | 672.5 | 677.5 | 684.8 | 692 | 698 | 704.3 | 712.1 | 719.4 | 725.6 | 730.8 | 735.1 | 739.4 | 743.7
NSW1 | Behind the meter battery pump | 201.8 | 215.1 | 216 | 265.7 | 303.3 | 339.1 | 366.6 | 391.3 | 412.5 | 431 | 514.9 | 565.5 | 621.4 | 651.4 | 662.3 | 668.2 | 672.5 | 677.5 | 684.8 | 692 | 698 | 704.3 | 712.1 | 719.4 | 725.6 | 730.8 | 735.1 | 739.4 | 743.7
Region | Technology | 2021-22 | 2022-23 | 2023-24 | 2024-25 | 2025-26 | 2026-27 | 2027-28 | 2028-29 | 2029-30 | 2030-31 | 2031-32 | 2032-33 | 2033-34 | 2034-35 | 2035-36 | 2036-37 | 2037-38 | 2038-39 | 2039-40 | 2040-41 | 2041-42 | 2042-43 | 2043-44 | 2044-45 | 2045-46 | 2046-47 | 2047-48 | 2048-49 | 2049-50
QLD1 | Distributed PV | 3741.7238 | 3869.0981 | 3973.6735 | 4075.8552 | 4172.314 | 4278.4141 | 4391.7895 | 4494.34 | 4600.5328 | 4727.8011 | 4862.3166 | 4995.4091 | 5135.1279 | 5271.4915 | 5416.5844 | 5560.3624 | 5711.0651 | 5858.7107 | 6015.515 | 6171.571 | 6334.8512 | 6495.4532 | 6665.5414 | 6835.2177 | 7012.493 | 7187.5078 | 7372.4627 | 7557.1951 | 7749.9919
QLD1 | Behind the meter battery | 79.2 | 80.1 | 80.3 | 92 | 113.9 | 128.2 | 144.3 | 154.2 | 164.6 | 173.1 | 216.9 | 231 | 257 | 270.1 | 275.5 | 278.8 | 282.2 | 286.3 | 291 | 294.6 | 297.3 | 300.2 | 304.1 | 307.9 | 311.2 | 313.8 | 316.2 | 318.6 | 320.9
QLD1 | Behind the meter battery pump | 79.2 | 80.1 | 80.3 | 92 | 113.9 | 128.2 | 144.3 | 154.2 | 164.6 | 173.1 | 216.9 | 231 | 257 | 270.1 | 275.5 | 278.8 | 282.2 | 286.3 | 291 | 294.6 | 297.3 | 300.2 | 304.1 | 307.9 | 311.2 | 313.8 | 316.2 | 318.6 | 320.9
Region | Technology | 2021-22 | 2022-23 | 2023-24 | 2024-25 | 2025-26 | 2026-27 | 2027-28 | 2028-29 | 2029-30 | 2030-31 | 2031-32 | 2032-33 | 2033-34 | 2034-35 | 2035-36 | 2036-37 | 2037-38 | 2038-39 | 2039-40 | 2040-41 | 2041-42 | 2042-43 | 2043-44 | 2044-45 | 2045-46 | 2046-47 | 2047-48 | 2048-49 | 2049-50
VIC1 | Distributed PV | 3041.4624 | 3518.1757 | 3971.6673 | 4412.0893 | 4853.275 | 5291.2838 | 5750.236 | 6186.4027 | 6286.932 | 6368.0063 | 6473.0152 | 6560.8448 | 6673.5508 | 6766.6424 | 6889.6154 | 6988.2177 | 7116.9713 | 7221.569 | 7356.466 | 7467.3854 | 7608.9017 | 7726.6891 | 7875.322 | 8000.5227 | 8154.3054 | 8285.5073 | 8442.7184 | 8582.5143 | 8748.4613
VIC1 | Behind the meter battery | 115.8 | 132 | 134 | 154.3 | 181.6 | 200.5 | 222.3 | 237.7 | 255.9 | 272.2 | 349.4 | 389.1 | 448 | 474.7 | 488.1 | 497.5 | 505.4 | 513.9 | 524.2 | 535 | 545.4 | 556 | 567.3 | 577.6 | 587.3 | 596.3 | 604.5 | 612.8 | 621.3
VIC1 | Behind the meter battery pump | 115.8 | 132 | 134 | 154.3 | 181.6 | 200.5 | 222.3 | 237.7 | 255.9 | 272.2 | 349.4 | 389.1 | 448 | 474.7 | 488.1 | 497.5 | 505.4 | 513.9 | 524.2 | 535 | 545.4 | 556 | 567.3 | 577.6 | 587.3 | 596.3 | 604.5 | 612.8 | 621.3
Region | Technology | 2021-22 | 2022-23 | 2023-24 | 2024-25 | 2025-26 | 2026-27 | 2027-28 | 2028-29 | 2029-30 | 2030-31 | 2031-32 | 2032-33 | 2033-34 | 2034-35 | 2035-36 | 2036-37 | 2037-38 | 2038-39 | 2039-40 | 2040-41 | 2041-42 | 2042-43 | 2043-44 | 2044-45 | 2045-46 | 2046-47 | 2047-48 | 2048-49 | 2049-50
SA1 | Distributed PV | 1673.4667 | 1732.8694 | 1772.1978 | 1795.6398 | 1822.1359 | 1849.3844 | 1879.1234 | 1926.8971 | 1963.3836 | 1998.2747 | 2035.4872 | 2084.6971 | 2122.6241 | 2158.9148 | 2197.706 | 2248.5938 | 2288.0676 | 2325.98 | 2366.3689 | 2418.8952 | 2460.0783 | 2499.7339 | 2542.0457 | 2596.5163 | 2639.7737 | 2681.556 | 2725.882 | 2782.2745 | 2827.4561
SA1 | Behind the meter battery | 103.9 | 144.7 | 151.6 | 158.6 | 166.2 | 178.9 | 189.4 | 197.3 | 202.1 | 207.8 | 213.7 | 219.9 | 227 | 234 | 239.2 | 244 | 248.5 | 253.4 | 258.6 | 263.9 | 269.2 | 274.6 | 280.4 | 286.2 | 292 | 297.9 | 303.9 | 310 | 316.3
SA1 | Behind the meter battery pump | 103.9 | 144.7 | 151.6 | 158.6 | 166.2 | 178.9 | 189.4 | 197.3 | 202.1 | 207.8 | 213.7 | 219.9 | 227 | 234 | 239.2 | 244 | 248.5 | 253.4 | 258.6 | 263.9 | 269.2 | 274.6 | 280.4 | 286.2 | 292 | 297.9 | 303.9 | 310 | 316.3
Region | Technology | 2021-22 | 2022-23 | 2023-24 | 2024-25 | 2025-26 | 2026-27 | 2027-28 | 2028-29 | 2029-30 | 2030-31 | 2031-32 | 2032-33 | 2033-34 | 2034-35 | 2035-36 | 2036-37 | 2037-38 | 2038-39 | 2039-40 | 2040-41 | 2041-42 | 2042-43 | 2043-44 | 2044-45 | 2045-46 | 2046-47 | 2047-48 | 2048-49 | 2049-50
TAS1 | Distributed PV | 184.446 | 188.6279 | 191.8675 | 195.9237 | 198.0401 | 201.6287 | 204.0771 | 206.3336 | 208.6153 | 211.1944 | 213.9334 | 218.7025 | 221.2929 | 223.9783 | 226.886 | 231.8473 | 234.6604 | 237.482 | 240.5874 | 245.7697 | 248.7962 | 251.845 | 255.1696 | 260.5161 | 263.7902 | 267.0104 | 270.5525 | 276.1467 | 279.6832
TAS1 | Behind the meter battery | 13.5 | 13.5 | 13.4 | 15.4 | 17.7 | 20.2 | 22.7 | 23.9 | 25.3 | 26.6 | 32.8 | 34.5 | 38 | 39.8 | 40.1 | 40.3 | 40.2 | 40.2 | 40.3 | 40.5 | 40.7 | 40.8 | 40.9 | 40.9 | 41 | 40.9 | 40.8 | 40.7 | 40.6
TAS1 | Behind the meter battery pump | 13.5 | 13.5 | 13.4 | 15.4 | 17.7 | 20.2 | 22.7 | 23.9 | 25.3 | 26.6 | 32.8 | 34.5 | 38 | 39.8 | 40.1 | 40.3 | 40.2 | 40.2 | 40.3 | 40.5 | 40.7 | 40.8 | 40.9 | 40.9 | 41 | 40.9 | 40.8 | 40.7 | 40.6

## BaseCase_VOM Cost
VOM cost by technology ($000s) - Base Case, Slow Change Scenario
VOM | Real June 2020 dollars discounted to 1 July 2020
Explicitly modelled generation
Region | Technology | 2021-22 | 2022-23 | 2023-24 | 2024-25 | 2025-26 | 2026-27 | 2027-28 | 2028-29 | 2029-30 | 2030-31 | 2031-32 | 2032-33 | 2033-34 | 2034-35 | 2035-36 | 2036-37 | 2037-38 | 2038-39 | 2039-40 | 2040-41 | 2041-42 | 2042-43 | 2043-44 | 2044-45 | 2045-46 | 2046-47 | 2047-48 | 2048-49 | 2049-50
NEM | Black Coal | 323163.8149 | 279744.186 | 265177.6078 | 254614.8362 | 230299.117 | 200741.5701 | 182823.0183 | 181126.8765 | 127987.5501 | 107943.5872 | 75073.4198 | 78700.673 | 82768.074 | 75952.6769 | 65947.6425 | 68384.28 | 68534.0992 | 65485.3595 | 57957.2451 | 53689.7148 | 48578.6998 | 32680.2101 | 25884.1707 | 20929.6843 | 17704.2779 | 13686.1004 | 12427.6564 | 11303.0531 | 9980.4248
NEM | Brown Coal | 105318.7815 | 87405.841 | 92487.8465 | 61863.5928 | 62627.0653 | 60917.3198 | 53688.9108 | 53248.7263 | 50591.9627 | 51772.9101 | 46631.7325 | 45830.4525 | 45880.933 | 43922.0278 | 43002.797 | 40664.1205 | 37582.595 | 37221.6447 | 31964.3748 | 32461.0568 | 33681.5015 | 32203.7677 | 29696.4508 | 28654.602 | 26507.105 | 27122.8505 | 15953.6847 | 0 | 0
NEM | CCGT | 15859.7042 | 15240.7081 | 11718.5501 | 11377.3986 | 10430.3598 | 11371.7634 | 10392.8211 | 15502.8612 | 8925.4285 | 8605.5757 | 8493.4746 | 9329.8593 | 8327.4764 | 8964.6483 | 7404.3272 | 7100.474 | 6066.7901 | 8953.6382 | 10727.5773 | 10468.4403 | 8074.984 | 11738.5697 | 7588.3086 | 7384.2488 | 3732.265 | 2661.5062 | 2570.0958 | 2468.8371 | 2378.9532
NEM | Gas - Steam | 1675.4216 | 1665.1592 | 1756.184 | 637.3537 | 598.8687 | 588.2081 | 563.5268 | 868.7582 | 513.6004 | 499.2069 | 482.1859 | 470.8392 | 452.4927 | 429.3727 | 326.6808 | 308.3773 | 318.1437 | 291.7014 | 264.9968 | 258.2686 | 241.8587 | 349.7453 | 392.5068 | 364.1661 | 499.1818 | 0 | 0 | 0 | 0
NEM | OCGT / Diesel | 251.3488 | 146.9945 | 685.4849 | 547.4867 | 143.1779 | 444.7323 | 217.6919 | 1432.3178 | 28.0744 | 20.2071 | 28.7795 | 389.9921 | 224.9002 | 87.5343 | 483.093 | 421.4715 | 1024.2874 | 1307.5099 | 3587.1112 | 3990.0123 | 2775.5749 | 2383.2524 | 8328.3161 | 3052.5661 | 4276.8713 | 3538.8189 | 6614.1349 | 9688.745 | 9384.3531
NEM | Hydro | 90433.4665 | 87366.629 | 81323.252 | 97963.0275 | 94061.8831 | 67937.0639 | 61404.8138 | 68599.0917 | 55179.1211 | 49016.1013 | 43517.9959 | 42925.5155 | 43485.8391 | 42549.2037 | 37541.2216 | 34335.0292 | 39721.6617 | 32841.6419 | 28993.4556 | 26188.1157 | 24928.3409 | 26687.7992 | 25705.8926 | 23733.368 | 22048.3824 | 26502.6319 | 21268.8928 | 18302.0922 | 16746.1209
NEM | Wind | 66817.2229 | 78927.2762 | 68709.9262 | 70145.9614 | 70038.6646 | 70177.6696 | 67855.2009 | 58476.7473 | 55288.8105 | 52262.206 | 52091.5766 | 45245.0886 | 43138.8121 | 42541.1665 | 41858.6027 | 40362.96 | 33889.6013 | 29885.5809 | 27175.7326 | 26035.1441 | 23196.4423 | 21482.4472 | 16909.2306 | 15834.1505 | 10570.104 | 8183.1565 | 6577.9799 | 4590.5544 | 2892.5576
NEM | Solar PV | 13.7055 | 16.2002 | 15.8302 | 14.6652 | 13.8273 | 16.2329 | 21.7282 | 23.5453 | 36.6329 | 50.606 | 92.7172 | 87.7558 | 82.2684 | 76.9116 | 79.4288 | 76.492 | 65.7818 | 65.3664 | 67.0783 | 66.343 | 62.8364 | 79.2045 | 78.7171 | 80.4005 | 87.7525 | 106.6312 | 113.4849 | 127.9715 | 138.8849
NEM | Grid Battery | 0.13854 | 0.20463 | 0.22796 | 0.28754 | 0.29087 | 0.2896 | 0.27489 | 0.25121 | 0.22358 | 0.21984 | 0.21128 | 0.20741 | 0.18041 | 0.15846 | 0.1563 | 0.15116 | 0.54522 | 0.52666 | 0.70187 | 0.75613 | 2.5521 | 2.7822 | 2.8299 | 4.156 | 4.0462 | 3.7509 | 3.6329 | 4.1505 | 4.1144
NEM | Pumped Hydro | 585.7679 | 1400.8401 | 1563.1016 | 3330.9852 | 3350.2784 | 3451.6718 | 2936.7089 | 4088.2168 | 2032.7416 | 2418.6415 | 2668.5979 | 4300.2065 | 3514.9774 | 3621.3669 | 3339.4745 | 3149.8975 | 3382.0707 | 3159.5629 | 2915.3699 | 2414.9287 | 2382.0604 | 2037.1948 | 1614.9986 | 1369.001 | 1075.3064 | 1004.6246 | 912.8488 | 787.5177 | 490.1308
NEM | VPP | 0.11126 | 0.15851 | 0.18667 | 0.26935 | 0.37559 | 0.44879 | 0.53321 | 0.57367 | 0.5931 | 0.61818 | 0.73038 | 0.81983 | 0.90605 | 0.93354 | 0.92787 | 0.92706 | 0.8962 | 0.8855 | 0.85245 | 0.82744 | 0.74452 | 0.73141 | 0.69468 | 0.67336 | 0.66218 | 0.63366 | 0.61421 | 0.48772 | 0.41329
Total excluding storage |  | 603533.466 | 550512.9941 | 521874.6816 | 497164.3221 | 468212.9636 | 412194.56 | 376967.7119 | 379278.9242 | 298551.1806 | 270170.4002 | 226411.8819 | 222980.1761 | 224360.7959 | 214523.5419 | 196643.7936 | 191653.2045 | 187202.9603 | 176052.4428 | 160737.5716 | 153157.0956 | 141540.2385 | 127604.996 | 114583.5933 | 100033.1864 | 85425.9398 | 81801.6956 | 65525.9294 | 46481.2532 | 41521.2946
Region | Technology | 2021-22 | 2022-23 | 2023-24 | 2024-25 | 2025-26 | 2026-27 | 2027-28 | 2028-29 | 2029-30 | 2030-31 | 2031-32 | 2032-33 | 2033-34 | 2034-35 | 2035-36 | 2036-37 | 2037-38 | 2038-39 | 2039-40 | 2040-41 | 2041-42 | 2042-43 | 2043-44 | 2044-45 | 2045-46 | 2046-47 | 2047-48 | 2048-49 | 2049-50
NSW1 | Black Coal | 161021.7645 | 138928.8835 | 116294.0135 | 126431.647 | 99176.009 | 90679.2417 | 82546.072 | 89777.619 | 48646.5404 | 34927.9696 | 15461.3578 | 14885.7436 | 19524.2551 | 16360.2631 | 12497.599 | 16207.3835 | 18484.997 | 17670.064 | 14927.573 | 12336.202 | 10165.4575 | 0 | 0 | 0 | 0 | 0 | 0 | 0 | 0
NSW1 | Brown Coal | 0 | 0 | 0 | 0 | 0 | 0 | 0 | 0 | 0 | 0 | 0 | 0 | 0 | 0 | 0 | 0 | 0 | 0 | 0 | 0 | 0 | 0 | 0 | 0 | 0 | 0 | 0 | 0 | 0
NSW1 | CCGT | 233.3041 | 225.59 | 653.1457 | 406.8895 | 385.6405 | 373.8635 | 360.6593 | 348.1848 | 326.9575 | 318.347 | 305.3 | 293.6862 | 285.2128 | 389.0268 | 268.6224 | 253.138 | 250.1126 | 2182.9812 | 3832.9689 | 3939.6336 | 2476.4305 | 3866.7308 | 2.8407 | 1.1677e-05 | 1.156e-05 | 1.4549e-05 | 1.4544e-05 | 1.3713e-05 | 1.2954e-05
NSW1 | Gas - Steam | 0 | 0 | 0 | 0 | 0 | 0 | 0 | 0 | 0 | 0 | 0 | 0 | 0 | 0 | 0 | 0 | 0 | 0 | 0 | 0 | 0 | 0 | 0 | 0 | 0 | 0 | 0 | 0 | 0
NSW1 | OCGT / Diesel | 1.0904e-05 | 1.0421e-05 | 29.7929 | 303.4418 | 49.7592 | 106.699 | 44.9496 | 88.0114 | 1.065e-05 | 1.0551e-05 | 9.6819e-06 | 88.505 | 16.9146 | 23.5701 | 75.3744 | 39.9737 | 113.1003 | 34.8284 | 620.1583 | 685.2273 | 518.3576 | 380.2648 | 3427.0802 | 1080.5546 | 1141.3089 | 839.4005 | 3710.7672 | 3333.9596 | 4371.5914
NSW1 | Hydro | 14179.2441 | 14423.8525 | 12567.7806 | 15860.0884 | 15720.6505 | 14129.1305 | 13111.8749 | 17974.6014 | 12033.165 | 10789.1141 | 10982.3035 | 11792.6188 | 12004.1859 | 13308.953 | 11034.3132 | 10184.7011 | 13835.7723 | 10866.9036 | 8887.2742 | 8306.1087 | 7328.7793 | 9230.1758 | 9307.32 | 8343.5769 | 7967.1098 | 10118.405 | 7892.618 | 6568.8143 | 5836.3595
NSW1 | Wind | 15956.4284 | 17989.4379 | 16313.7791 | 15623.3515 | 15730.9604 | 16077.6597 | 15353.2313 | 12140.4093 | 10929.0532 | 11339.8625 | 11963.1604 | 10946.6388 | 10471.2142 | 10445.8064 | 10317.919 | 9800.3725 | 6992.5848 | 5251.6886 | 5512.4579 | 5131.834 | 4594.2382 | 4297.9972 | 3083.1637 | 3250.6526 | 2945.7941 | 1629.3008 | 1351.3034 | 1007.2196 | 888.8692
NSW1 | Solar PV | 5.0514 | 5.9237 | 5.7448 | 5.3285 | 4.8812 | 7.2176 | 12.9041 | 16.1929 | 29.062 | 43.1162 | 85.3864 | 80.5854 | 75.6629 | 70.5447 | 73.0179 | 70.4004 | 60.7625 | 60.1851 | 61.91 | 61.327 | 57.8875 | 63.2668 | 59.5929 | 61.3681 | 62.5405 | 71.7715 | 74.1337 | 75.2258 | 75.3164
NSW1 | Grid Battery | 1.2864e-08 | 1.2561e-08 | 1.2033e-08 | 1.1473e-08 | 1.0692e-08 | 1.056e-08 | 1.1697e-08 | 1.1894e-08 | 3.4666e-08 | 3.4485e-08 | 3.7021e-08 | 3.6113e-08 | 3.5583e-08 | 3.423e-08 | 3.6027e-08 | 3.5175e-08 | 3.2368e-08 | 3.1436e-08 | 3.5324e-08 | 3.4107e-08 | 6.6035e-08 | 6.3665e-08 | 0.15844 | 0.40489 | 0.43047 | 0.40656 | 0.38875 | 0.38016 | 0.34791
NSW1 | Pumped Hydro | 302.5831 | 645.2678 | 737.2156 | 818.5314 | 378.3712 | 455.3366 | 453.5671 | 554.3776 | 214.8026 | 364.8264 | 594.1863 | 1257.8023 | 969.3189 | 811.0057 | 963.8617 | 900.241 | 865.8969 | 764.9522 | 769.1682 | 570.8636 | 632.7922 | 599.0567 | 420.0558 | 404.6989 | 405.8865 | 502.5848 | 427.8268 | 413.3812 | 272.8038
NSW1 | VPP | 0.055248 | 0.072318 | 0.072994 | 0.098185 | 0.13668 | 0.16902 | 0.20005 | 0.21674 | 0.2215 | 0.22489 | 0.25981 | 0.29666 | 0.33177 | 0.34018 | 0.33518 | 0.33645 | 0.325 | 0.31108 | 0.31286 | 0.2981 | 0.30457 | 0.29686 | 0.27787 | 0.27136 | 0.25924 | 0.25472 | 0.23813 | 0.19328 | 0.17358
Total excluding storage |  | 191395.7926 | 171573.6876 | 145864.2566 | 158630.7466 | 131067.9007 | 121373.8121 | 111429.6912 | 120345.0188 | 71964.7781 | 57418.4094 | 38797.5081 | 38087.7778 | 42377.4456 | 40598.1641 | 34266.846 | 36555.9692 | 39737.3294 | 36066.651 | 33842.3423 | 30460.3327 | 25141.1505 | 17838.4354 | 15879.9975 | 12736.1522 | 12116.7533 | 12658.8778 | 13028.8223 | 10985.2193 | 11172.1364
Region | Technology | 2021-22 | 2022-23 | 2023-24 | 2024-25 | 2025-26 | 2026-27 | 2027-28 | 2028-29 | 2029-30 | 2030-31 | 2031-32 | 2032-33 | 2033-34 | 2034-35 | 2035-36 | 2036-37 | 2037-38 | 2038-39 | 2039-40 | 2040-41 | 2041-42 | 2042-43 | 2043-44 | 2044-45 | 2045-46 | 2046-47 | 2047-48 | 2048-49 | 2049-50
QLD1 | Black Coal | 162142.0504 | 140815.3025 | 148883.5943 | 128183.1892 | 131123.108 | 110062.3284 | 100276.9463 | 91349.2575 | 79341.0098 | 73015.6177 | 59612.062 | 63814.9294 | 63243.8189 | 59592.4137 | 53450.0435 | 52176.8965 | 50049.1022 | 47815.2955 | 43029.6721 | 41353.5128 | 38413.2423 | 32680.2101 | 25884.1707 | 20929.6843 | 17704.2779 | 13686.1004 | 12427.6564 | 11303.0531 | 9980.4248
QLD1 | Brown Coal | 0 | 0 | 0 | 0 | 0 | 0 | 0 | 0 | 0 | 0 | 0 | 0 | 0 | 0 | 0 | 0 | 0 | 0 | 0 | 0 | 0 | 0 | 0 | 0 | 0 | 0 | 0 | 0 | 0
QLD1 | CCGT | 7779.5601 | 7479.0746 | 8043.2436 | 8128.0633 | 7326.2881 | 8369.3894 | 7505.9559 | 12704.6391 | 6251.025 | 6029.3866 | 6014.7177 | 6950.8577 | 6012.1338 | 6633.2884 | 5254.3622 | 5052.6484 | 5816.6775 | 6770.657 | 6894.6084 | 6528.8067 | 5598.5535 | 7871.8388 | 7585.4679 | 7384.2488 | 3732.265 | 2661.5062 | 2570.0958 | 2468.837 | 2378.9532
QLD1 | Gas - Steam | 261.4149 | 251.6153 | 478.6228 | 461.2483 | 440.7283 | 427.186 | 410.323 | 715.2457 | 379.5124 | 367.1098 | 353.5555 | 338.2995 | 327.9086 | 315.87 | 305.4553 | 291.2503 | 281.8632 | 270.6646 | 264.9968 | 258.2686 | 241.8587 | 349.7453 | 392.5068 | 364.1661 | 499.1818 | 0 | 0 | 0 | 0
QLD1 | OCGT / Diesel | 2.1266e-05 | 2.0502e-05 | 2.0656e-05 | 173.152 | 55.7336 | 258.3864 | 117.3083 | 1243.4802 | 28.0744 | 4.8325 | 10.8617 | 195.5579 | 166.4126 | 34.7443 | 140.5104 | 143.4375 | 316.932 | 173.025 | 610.0245 | 383.9632 | 547.0048 | 391.023 | 1064.341 | 1408.8155 | 2612.2261 | 2255.9162 | 2143.5551 | 2554.1028 | 1481.5727
QLD1 | Hydro | 4661.4252 | 4471.4565 | 4299.379 | 4101.7158 | 3927.7766 | 3770.1835 | 3623.6934 | 3460.4302 | 3313.1543 | 3136.6967 | 3045.9806 | 2910.6535 | 2786.9017 | 2670.3125 | 2566.7799 | 2449.6189 | 883.1183 | 848.0604 | 813.5236 | 776.8212 | 744.7715 | 0 | 0 | 0 | 0 | 0 | 0 | 0 | 0
QLD1 | Wind | 5433.6388 | 8786.9076 | 8426.761 | 7575.8777 | 8659.416 | 8391.0323 | 8703.2766 | 8051.2026 | 7253.9416 | 7239.1175 | 5905.2461 | 5639.5513 | 4968.1488 | 5662.3752 | 5262.9435 | 5610.3754 | 5121.5034 | 4754.127 | 4727.5632 | 4059.1803 | 3924.9114 | 3386.0874 | 3112.0724 | 1754.9478 | 1868.2115 | 1605.7323 | 1446.8557 | 1135.0786 | 689.2224
QLD1 | Solar PV | 5.2511 | 6.872 | 6.7387 | 6.2134 | 6.0678 | 6.1227 | 5.9702 | 4.8016 | 5.0135 | 5.0224 | 4.9163 | 4.8054 | 4.4292 | 4.3335 | 4.3809 | 4.0713 | 3.2097 | 3.3577 | 3.3711 | 3.28 | 3.2199 | 13.9001 | 13.9287 | 14.0726 | 18.9838 | 29.3997 | 29.4063 | 28.9499 | 35.5672
QLD1 | Grid Battery | 8.713e-09 | 0.026778 | 0.025194 | 0.026886 | 0.02884 | 0.027208 | 0.026116 | 0.025246 | 0.022457 | 0.02175 | 0.02064 | 0.02022 | 0.019775 | 0.01949 | 0.018223 | 0.017545 | 0.42226 | 0.40592 | 0.39313 | 0.46482 | 1.1313 | 1.4411 | 1.4051 | 1.8565 | 1.7777 | 1.6416 | 1.6135 | 1.5347 | 1.7868
QLD1 | Pumped Hydro | 283.1848 | 755.5723 | 825.8861 | 2512.4538 | 2971.9072 | 2996.3352 | 2483.1418 | 3533.8392 | 1817.939 | 2053.8151 | 2074.4116 | 3042.4042 | 2545.6585 | 2810.3612 | 2375.6128 | 2249.6565 | 2516.1738 | 2394.5712 | 2145.2698 | 1843.2261 | 1748.4468 | 1437.3741 | 1194.2698 | 963.6269 | 668.4607 | 501.1435 | 483.8165 | 371.6152 | 215.0761
QLD1 | VPP | 0.017368 | 0.022991 | 0.024555 | 0.036027 | 0.059022 | 0.067432 | 0.084581 | 0.094382 | 0.094508 | 0.099016 | 0.12139 | 0.1314 | 0.15023 | 0.15654 | 0.15182 | 0.15242 | 0.14085 | 0.13779 | 0.1401 | 0.13763 | 0.11377 | 0.11014 | 0.10754 | 0.10167 | 0.10132 | 0.088538 | 0.090958 | 0.073231 | 0.055849
Total excluding storage |  | 180283.3405 | 161811.2285 | 170138.3395 | 148629.4596 | 151539.1182 | 131284.6287 | 120643.4737 | 117529.0569 | 96571.7309 | 89797.7832 | 74947.3399 | 79854.6548 | 77509.7537 | 74913.3377 | 66984.4757 | 65728.2984 | 62472.4064 | 60635.1872 | 56343.7598 | 53363.8328 | 49473.5621 | 44692.8047 | 38052.4875 | 31855.935 | 26435.146 | 20238.6548 | 18617.5692 | 17490.0214 | 14565.7403
Region | Technology | 2021-22 | 2022-23 | 2023-24 | 2024-25 | 2025-26 | 2026-27 | 2027-28 | 2028-29 | 2029-30 | 2030-31 | 2031-32 | 2032-33 | 2033-34 | 2034-35 | 2035-36 | 2036-37 | 2037-38 | 2038-39 | 2039-40 | 2040-41 | 2041-42 | 2042-43 | 2043-44 | 2044-45 | 2045-46 | 2046-47 | 2047-48 | 2048-49 | 2049-50
VIC1 | Black Coal | 0 | 0 | 0 | 0 | 0 | 0 | 0 | 0 | 0 | 0 | 0 | 0 | 0 | 0 | 0 | 0 | 0 | 0 | 0 | 0 | 0 | 0 | 0 | 0 | 0 | 0 | 0 | 0 | 0
VIC1 | Brown Coal | 105318.7815 | 87405.841 | 92487.8465 | 61863.5928 | 62627.0653 | 60917.3198 | 53688.9108 | 53248.7263 | 50591.9627 | 51772.9101 | 46631.7325 | 45830.4525 | 45880.933 | 43922.0278 | 43002.797 | 40664.1205 | 37582.595 | 37221.6447 | 31964.3748 | 32461.0568 | 33681.5015 | 32203.7677 | 29696.4508 | 28654.602 | 26507.105 | 27122.8505 | 15953.6847 | 0 | 0
VIC1 | CCGT | 4.8382e-06 | 4.62e-06 | 4.4556e-06 | 4.8278e-06 | 4.7465e-06 | 4.53e-06 | 4.6338e-06 | 4.7014e-06 | 4.4852e-06 | 4.3358e-06 | 4.1494e-06 | 4.6813e-06 | 4.4505e-06 | 4.5347e-06 | 4.2294e-06 | 4.2186e-06 | 5.6654e-06 | 5.9168e-06 | 6.8329e-06 | 6.5757e-06 | 6.6051e-06 | 6.4386e-06 | 7.4404e-06 | 6.7514e-06 | 6.7971e-06 | 7.017e-06 | 7.8713e-06 | 1.2836e-05 | 1.2314e-05
VIC1 | Gas - Steam | 3.4093 | 7.153e-07 | 6.8221 | 11.5203 | 2.1696 | 10.2547 | 9.043 | 12.2703 | 7.5246e-07 | 2.4136 | 4.0605 | 13.2685 | 7.3611 | 2.7753 | 21.2255 | 17.127 | 36.2805 | 21.0367 | 0 | 0 | 0 | 0 | 0 | 0 | 0 | 0 | 0 | 0 | 0
VIC1 | OCGT / Diesel | 0.4577 | 1.8963e-05 | 15.6857 | 4.5927 | 2.2074e-05 | 0.83648 | 6.8171 | 2.2512e-05 | 2.0626e-05 | 0.25046 | 3.3454 | 29.2708 | 10.6402 | 2.0408e-05 | 52.3195 | 65.6016 | 68.1122 | 58.9091 | 142.4917 | 170.1339 | 121.2542 | 32.5628 | 91.846 | 270.4675 | 271.2697 | 118.4479 | 164.1761 | 2654.7378 | 2498.3566
VIC1 | Hydro | 18584.2841 | 18009.5308 | 15710.9688 | 18582.4142 | 18253.1142 | 16601.9846 | 16077.6627 | 19603.2297 | 15525.2642 | 12763.2794 | 12333.285 | 10716.4239 | 12743.5175 | 12576.521 | 11469.0854 | 11016.5361 | 13408.6292 | 10688.8469 | 8799.9448 | 8432.9969 | 7393.3358 | 8720.8665 | 8657.554 | 7836.634 | 7584.6402 | 9156.5051 | 7332.4156 | 6047.425 | 5824.2247
VIC1 | Wind | 26568.1658 | 31829.6629 | 26400.4 | 27693.0838 | 27186.9929 | 26621.6856 | 25569.8743 | 22263.2885 | 22132.9524 | 20211.7834 | 21344.6048 | 17685.446 | 17444.9173 | 17014.6323 | 17254.4453 | 16981.8302 | 14787.8839 | 13745.01 | 12307.8872 | 12433.2019 | 10586.0533 | 9965.1389 | 8034.3269 | 7784.2017 | 3853.8423 | 3328.6798 | 2416.0103 | 1481.5814 | 503.0883
VIC1 | Solar PV | 2.5104 | 2.4008 | 2.3823 | 2.2203 | 2.0301 | 2.0558 | 2.0228 | 1.7909 | 1.7951 | 1.7303 | 1.6962 | 1.6664 | 1.534 | 1.4276 | 1.4367 | 1.4277 | 1.269 | 1.2798 | 1.2662 | 1.223 | 1.2263 | 1.1334 | 1.0383 | 0.96768 | 0.92041 | 0.83008 | 3.3876 | 17.0624 | 21.4626
VIC1 | Grid Battery | 0.058001 | 0.10584 | 0.11096 | 0.16634 | 0.16638 | 0.16791 | 0.15926 | 0.14318 | 0.12945 | 0.12737 | 0.12386 | 0.12283 | 0.097254 | 0.090534 | 0.091522 | 0.088392 | 0.079493 | 0.078438 | 0.26993 | 0.25585 | 0.63445 | 0.58693 | 0.54081 | 0.9759 | 0.93458 | 0.85213 | 0.81472 | 1.486 | 1.3329
VIC1 | Pumped Hydro | 0 | 0 | 1.0917e-08 | 1.213e-08 | 1.2536e-08 | 1.2695e-08 | 1.4834e-08 | 1.4256e-08 | 1.3784e-08 | 1.3438e-08 | 1.3369e-08 | 1.8782e-08 | 1.8127e-08 | 2.1712e-08 | 2.3898e-08 | 2.3102e-08 | 1.8272e-07 | 0.039542 | 0.93192 | 0.83894 | 0.82139 | 0.76398 | 0.67309 | 0.67511 | 0.9592 | 0.89625 | 1.2055 | 2.5214 | 2.251
VIC1 | VPP | 0.014607 | 0.026104 | 0.03309 | 0.06736 | 0.094916 | 0.11308 | 0.13415 | 0.14094 | 0.15309 | 0.16478 | 0.21271 | 0.25111 | 0.27792 | 0.28971 | 0.29412 | 0.29032 | 0.28082 | 0.28644 | 0.25757 | 0.25369 | 0.21837 | 0.21731 | 0.20431 | 0.19814 | 0.1958 | 0.18745 | 0.18164 | 0.13565 | 0.11516
Total excluding storage |  | 150477.6088 | 137247.4355 | 134624.1055 | 108157.424 | 108071.3722 | 104154.1371 | 95354.3307 | 95129.3058 | 88251.9743 | 84752.3672 | 80318.7243 | 74276.5281 | 76088.9029 | 73517.384 | 71801.3093 | 68746.6431 | 65884.7698 | 61736.7271 | 53215.9647 | 53498.6125 | 51783.3711 | 50923.4693 | 46481.2161 | 44546.8729 | 38217.7775 | 39727.3133 | 25869.6744 | 10200.8066 | 8847.1322
Region | Technology | 2021-22 | 2022-23 | 2023-24 | 2024-25 | 2025-26 | 2026-27 | 2027-28 | 2028-29 | 2029-30 | 2030-31 | 2031-32 | 2032-33 | 2033-34 | 2034-35 | 2035-36 | 2036-37 | 2037-38 | 2038-39 | 2039-40 | 2040-41 | 2041-42 | 2042-43 | 2043-44 | 2044-45 | 2045-46 | 2046-47 | 2047-48 | 2048-49 | 2049-50
SA1 | Black Coal | 0 | 0 | 0 | 0 | 0 | 0 | 0 | 0 | 0 | 0 | 0 | 0 | 0 | 0 | 0 | 0 | 0 | 0 | 0 | 0 | 0 | 0 | 0 | 0 | 0 | 0 | 0 | 0 | 0
SA1 | Brown Coal | 0 | 0 | 0 | 0 | 0 | 0 | 0 | 0 | 0 | 0 | 0 | 0 | 0 | 0 | 0 | 0 | 0 | 0 | 0 | 0 | 0 | 0 | 0 | 0 | 0 | 0 | 0 | 0 | 0
SA1 | CCGT | 7846.84 | 7536.0435 | 3022.1608 | 2842.4458 | 2718.4312 | 2628.5105 | 2526.206 | 2450.0372 | 2347.446 | 2257.842 | 2173.4568 | 2085.3154 | 2030.1298 | 1942.3331 | 1881.3425 | 1794.6875 | 6.3104e-06 | 6.7949e-06 | 7.9062e-06 | 7.8936e-06 | 8.0216e-06 | 7.8608e-06 | 9.8473e-06 | 8.8426e-06 | 9.0379e-06 | 9.3549e-06 | 9.4164e-06 | 1.1854e-05 | 1.1243e-05
SA1 | Gas - Steam | 1410.5974 | 1413.5439 | 1270.739 | 164.5851 | 155.9709 | 150.7673 | 144.1608 | 141.2422 | 134.088 | 129.6836 | 124.5699 | 119.2712 | 117.2231 | 110.7274 | 0 | 0 | 0 | 0 | 0 | 0 | 0 | 0 | 0 | 0 | 0 | 0 | 0 | 0 | 0
SA1 | OCGT / Diesel | 250.8911 | 146.9945 | 640.0062 | 66.3002 | 37.6851 | 78.8104 | 48.6169 | 100.8262 | 4.3769e-05 | 15.124 | 14.5725 | 76.6583 | 30.9328 | 29.2199 | 214.8887 | 172.4587 | 526.1429 | 1040.7474 | 2214.4367 | 2750.6879 | 1588.9583 | 1579.4017 | 3745.0488 | 292.7285 | 252.0666 | 325.0544 | 595.6364 | 1145.9448 | 1032.8324
SA1 | Hydro | 0 | 0 | 0 | 0 | 0 | 0 | 0 | 0 | 0 | 0 | 0 | 0 | 0 | 0 | 0 | 0 | 0 | 0 | 0 | 0 | 0 | 0 | 0 | 0 | 0 | 0 | 0 | 0 | 0
SA1 | Wind | 15467.2863 | 16366.4806 | 14129.0562 | 15904.5344 | 15021.364 | 15998.9345 | 15342.7565 | 13742.1582 | 12865.3337 | 11921.636 | 11505.2431 | 9877.521 | 9293.1286 | 8625.6079 | 8294.7783 | 7324.3773 | 6484.9967 | 5651.1589 | 4211.8417 | 4032.8466 | 3710.5734 | 3484.3051 | 2361.021 | 2750.9427 | 1637.9772 | 1399.5786 | 1158.3402 | 805.2839 | 657.578
SA1 | Solar PV | 0.89262 | 1.0037 | 0.96442 | 0.90304 | 0.84827 | 0.8367 | 0.83107 | 0.7599 | 0.76231 | 0.73707 | 0.71831 | 0.6986 | 0.64223 | 0.60579 | 0.5934 | 0.59256 | 0.54061 | 0.54394 | 0.53098 | 0.51303 | 0.50275 | 0.90429 | 4.1572 | 3.9921 | 5.3077 | 4.6299 | 6.5573 | 6.7334 | 6.5388
SA1 | Grid Battery | 0.080538 | 0.072012 | 0.091803 | 0.094318 | 0.09565 | 0.094482 | 0.089519 | 0.082791 | 0.071665 | 0.070723 | 0.066778 | 0.064358 | 0.063378 | 0.048434 | 0.046553 | 0.045221 | 0.043465 | 0.042311 | 0.038808 | 0.035462 | 0.78635 | 0.75413 | 0.72559 | 0.91868 | 0.90345 | 0.85063 | 0.81594 | 0.74964 | 0.6468
SA1 | Pumped Hydro | 0 | 0 | 9.097e-09 | 8.336e-09 | 7.876e-09 | 7.8843e-09 | 7.9403e-09 | 8.0284e-09 | 7.7672e-09 | 7.6787e-09 | 7.7297e-09 | 9.3567e-09 | 9.0793e-09 | 9.3996e-09 | 1.0522e-08 | 1.5913e-08 | 1.5095e-08 | 1.4733e-08 | 1.5619e-08 | 1.5064e-08 | 1.6931e-08 | 1.5986e-08 | 1.5236e-08 | 1.8357e-08 | 1.9898e-08 | 1.8725e-08 | 1.893e-08 | 1.8415e-08 | 1.7757e-08
SA1 | VPP | 0.023586 | 0.035933 | 0.055012 | 0.066911 | 0.082479 | 0.094544 | 0.10725 | 0.11361 | 0.11505 | 0.11912 | 0.11974 | 0.12358 | 0.12745 | 0.12914 | 0.12932 | 0.13072 | 0.13375 | 0.13428 | 0.12639 | 0.12377 | 0.093043 | 0.092974 | 0.091686 | 0.089667 | 0.093292 | 0.089684 | 0.089843 | 0.073667 | 0.058894
Total excluding storage |  | 24976.5075 | 25464.0662 | 19062.9267 | 18978.7685 | 17934.2994 | 18857.8594 | 18062.5712 | 16435.0236 | 15347.6301 | 14325.0227 | 13818.5606 | 12159.4645 | 11472.0565 | 10708.494 | 10391.6029 | 9292.116 | 7011.6803 | 6692.4502 | 6426.8094 | 6784.0476 | 5300.0344 | 5064.6111 | 6110.227 | 3047.6633 | 1895.3515 | 1729.2629 | 1760.5339 | 1957.9621 | 1696.9491
Region | Technology | 2021-22 | 2022-23 | 2023-24 | 2024-25 | 2025-26 | 2026-27 | 2027-28 | 2028-29 | 2029-30 | 2030-31 | 2031-32 | 2032-33 | 2033-34 | 2034-35 | 2035-36 | 2036-37 | 2037-38 | 2038-39 | 2039-40 | 2040-41 | 2041-42 | 2042-43 | 2043-44 | 2044-45 | 2045-46 | 2046-47 | 2047-48 | 2048-49 | 2049-50
TAS1 | Black Coal | 0 | 0 | 0 | 0 | 0 | 0 | 0 | 0 | 0 | 0 | 0 | 0 | 0 | 0 | 0 | 0 | 0 | 0 | 0 | 0 | 0 | 0 | 0 | 0 | 0 | 0 | 0 | 0 | 0
TAS1 | Brown Coal | 0 | 0 | 0 | 0 | 0 | 0 | 0 | 0 | 0 | 0 | 0 | 0 | 0 | 0 | 0 | 0 | 0 | 0 | 0 | 0 | 0 | 0 | 0 | 0 | 0 | 0 | 0 | 0 | 0
TAS1 | CCGT | 4.3097e-06 | 4.1246e-06 | 3.9807e-06 | 3.8279e-06 | 3.6872e-06 | 3.5696e-06 | 3.4902e-06 | 3.4501e-06 | 3.4224e-06 | 3.3778e-06 | 3.339e-06 | 3.3169e-06 | 3.3023e-06 | 3.2619e-06 | 3.2392e-06 | 3.2146e-06 | 3.2188e-06 | 3.2106e-06 | 3.2194e-06 | 3.1949e-06 | 3.2006e-06 | 3.1981e-06 | 3.1959e-06 | 3.1846e-06 | 3.1768e-06 | 3.1811e-06 | 3.1822e-06 | 3.1682e-06 | 3.1625e-06
TAS1 | Gas - Steam | 0 | 0 | 0 | 0 | 0 | 0 | 0 | 0 | 0 | 0 | 0 | 0 | 0 | 0 | 0 | 0 | 0 | 0 | 0 | 0 | 0 | 0 | 0 | 0 | 0 | 0 | 0 | 0 | 0
TAS1 | OCGT / Diesel | 5.5593e-06 | 5.2178e-06 | 4.9344e-06 | 4.787e-06 | 4.6111e-06 | 4.6287e-06 | 4.5635e-06 | 4.5339e-06 | 4.5498e-06 | 4.4622e-06 | 4.3777e-06 | 4.3555e-06 | 4.3556e-06 | 4.2828e-06 | 4.2417e-06 | 4.1895e-06 | 4.2408e-06 | 4.1429e-06 | 4.154e-06 | 2.7442e-06 | 2.7461e-06 | 2.775e-06 | 2.7138e-06 | 2.7167e-06 | 2.68e-06 | 2.7411e-06 | 2.7329e-06 | 2.741e-06 | 2.691e-06
TAS1 | Hydro | 53008.513 | 50461.7892 | 48745.1236 | 59418.809 | 56160.3418 | 33435.7652 | 28591.5828 | 27560.8304 | 24307.5376 | 22327.0111 | 17156.4267 | 17505.8194 | 15951.234 | 13993.4172 | 12471.0431 | 10684.1732 | 11594.1418 | 10437.8309 | 10492.713 | 8672.1888 | 9461.4544 | 8736.757 | 7741.0186 | 7553.1571 | 6496.6324 | 7227.7217 | 6043.8592 | 5685.8529 | 5085.5367
TAS1 | Wind | 3391.7036 | 3954.7871 | 3439.9298 | 3349.1142 | 3439.9313 | 3088.3576 | 2886.0623 | 2279.6887 | 2107.5295 | 1549.8066 | 1373.3222 | 1095.9316 | 961.4032 | 792.7448 | 728.5166 | 646.0047 | 502.6326 | 483.5965 | 415.9825 | 378.0811 | 380.6661 | 348.9186 | 318.6466 | 293.4058 | 264.279 | 219.865 | 205.4704 | 161.3909 | 153.7997
TAS1 | Solar PV | 2.5662e-09 | 3.6738e-09 | 6.1365e-09 | 6.6569e-09 | 5.5481e-09 | 6.3768e-09 | 7.068e-09 | 7.4676e-09 | 9.7825e-09 | 1.1984e-08 | 1.6765e-08 | 1.622e-08 | 1.5777e-08 | 1.3456e-08 | 1.3932e-08 | 1.2942e-08 | 1.4988e-08 | 1.7644e-08 | 1.8084e-08 | 2.4739e-08 | 2.395e-08 | 2.3229e-08 | 1.9856e-08 | 2.0618e-08 | 1.8983e-08 | 1.8484e-08 | 1.8595e-08 | 1.742e-08 | 1.6457e-08
TAS1 | Grid Battery | 9.1143e-09 | 8.9019e-09 | 8.5472e-09 | 8.2224e-09 | 8.0883e-09 | 8.1282e-09 | 8.5887e-09 | 9.7139e-09 | 1.3487e-08 | 1.3797e-08 | 1.3907e-08 | 1.4631e-08 | 1.4422e-08 | 1.5368e-08 | 1.5575e-08 | 1.612e-08 | 1.6377e-08 | 1.653e-08 | 1.7145e-08 | 1.8387e-08 | 1.8199e-08 | 1.853e-08 | 1.9279e-08 | 1.9534e-08 | 1.9685e-08 | 2.014e-08 | 2.0584e-08 | 2.0788e-08 | 2.1435e-08
TAS1 | Pumped Hydro | 0 | 0 | 2.5338e-08 | 2.4926e-08 | 2.6536e-08 | 2.7749e-08 | 2.8241e-08 | 2.8212e-08 | 2.856e-08 | 2.872e-08 | 2.9555e-08 | 2.9555e-08 | 2.9873e-08 | 3.0208e-08 | 3.0743e-08 | 3.09e-08 | 3.0826e-08 | 3.1048e-08 | 3.1136e-08 | 3.143e-08 | 3.1326e-08 | 3.1408e-08 | 3.1806e-08 | 3.1857e-08 | 3.2098e-08 | 3.195e-08 | 3.2386e-08 | 3.2448e-08 | 3.2829e-08
TAS1 | VPP | 0.00044555 | 0.0011677 | 0.001019 | 0.00087063 | 0.0024917 | 0.0047112 | 0.0071773 | 0.0079967 | 0.0089529 | 0.010379 | 0.016732 | 0.017081 | 0.018679 | 0.017979 | 0.017433 | 0.017152 | 0.015777 | 0.015897 | 0.015541 | 0.014256 | 0.01476 | 0.014123 | 0.013282 | 0.012529 | 0.012521 | 0.013261 | 0.013643 | 0.011893 | 0.0098091
Total excluding storage |  | 56400.2167 | 54416.5763 | 52185.0534 | 62767.9232 | 59600.2731 | 36524.1228 | 31477.6451 | 29840.5192 | 26415.0672 | 23876.8177 | 18529.749 | 18601.7509 | 16912.6373 | 14786.162 | 13199.5598 | 11330.1778 | 12096.7744 | 10921.4274 | 10908.6955 | 9050.27 | 9842.1204 | 9085.6756 | 8059.6652 | 7846.5629 | 6760.9114 | 7447.5867 | 6249.3296 | 5847.2438 | 5239.3365
Explicitly modelled pumping
Region | Technology | 2021-22 | 2022-23 | 2023-24 | 2024-25 | 2025-26 | 2026-27 | 2027-28 | 2028-29 | 2029-30 | 2030-31 | 2031-32 | 2032-33 | 2033-34 | 2034-35 | 2035-36 | 2036-37 | 2037-38 | 2038-39 | 2039-40 | 2040-41 | 2041-42 | 2042-43 | 2043-44 | 2044-45 | 2045-46 | 2046-47 | 2047-48 | 2048-49 | 2049-50
NEM | Grid Battery pump | 0.17031 | 0.25341 | 0.28108 | 0.35523 | 0.35838 | 0.35752 | 0.34005 | 0.30948 | 0.27659 | 0.27086 | 0.26141 | 0.25551 | 0.22316 | 0.19521 | 0.19297 | 0.18662 | 0.17196 | 0.16849 | 0.15087 | 0.12539 | 0.059434 | 0.032357 | 0.030653 | 0.029211 | 0.029021 | 0.026985 | 0.026617 | 0.024003 | 0.019241
NEM | Pumped Hydro Pump | 1843.6606 | 4520.1863 | 4757.2426 | 8139.0818 | 6783.7363 | 6974.8461 | 6552.7582 | 8183.5781 | 4071.4204 | 5165.8417 | 7618.7968 | 11904.1155 | 9355.9208 | 10046.9292 | 8569.1278 | 8128.4628 | 9291.0337 | 8584.2379 | 7717.5256 | 6728.0839 | 6963.5794 | 7172.2334 | 6142.6774 | 5803.1819 | 5334.4123 | 5860.8722 | 5003.8536 | 4674.261 | 3274.1143
NEM | VPP pump | 0.13089 | 0.18692 | 0.21932 | 0.31722 | 0.44164 | 0.5278 | 0.62789 | 0.67435 | 0.69842 | 0.72666 | 0.86105 | 0.96283 | 1.067 | 1.0979 | 1.0911 | 1.0907 | 1.0556 | 1.042 | 1.0014 | 0.97537 | 0.87406 | 0.86153 | 0.81629 | 0.79257 | 0.77986 | 0.74454 | 0.72423 | 0.57214 | 0.48615
Region | Technology | 2021-22 | 2022-23 | 2023-24 | 2024-25 | 2025-26 | 2026-27 | 2027-28 | 2028-29 | 2029-30 | 2030-31 | 2031-32 | 2032-33 | 2033-34 | 2034-35 | 2035-36 | 2036-37 | 2037-38 | 2038-39 | 2039-40 | 2040-41 | 2041-42 | 2042-43 | 2043-44 | 2044-45 | 2045-46 | 2046-47 | 2047-48 | 2048-49 | 2049-50
NSW1 | Grid Battery pump | 0 | 0 | 0 | 0 | 0 | 0 | 0 | 0 | 0 | 0 | 0 | 0 | 0 | 0 | 0 | 0 | 0 | 0 | 0 | 0 | 0 | 0 | 0 | 0 | 0 | 0 | 0 | 0 | 0
NSW1 | Pumped Hydro Pump | 1448.5504 | 3437.6419 | 3571.9944 | 4557.4876 | 2529.0223 | 2702.9796 | 2994.691 | 3145.4726 | 1474.1032 | 2231.5877 | 4651.8108 | 7560.9405 | 5719.0713 | 6031.941 | 5175.2066 | 4914.4863 | 5684.6199 | 5174.9739 | 4652.6984 | 4094.7491 | 4465.3864 | 5116.7403 | 4438.7202 | 4430.6694 | 4382.0124 | 5145.2894 | 4321.8654 | 4140.9865 | 2977.2388
NSW1 | VPP pump | 0.065 | 0.085252 | 0.085708 | 0.11564 | 0.16077 | 0.19876 | 0.23536 | 0.25499 | 0.2606 | 0.26459 | 0.30641 | 0.34827 | 0.39035 | 0.40072 | 0.39383 | 0.39583 | 0.38324 | 0.3656 | 0.3676 | 0.35157 | 0.35748 | 0.34926 | 0.32692 | 0.31926 | 0.30513 | 0.29956 | 0.28093 | 0.22663 | 0.20422
Region | Technology | 2021-22 | 2022-23 | 2023-24 | 2024-25 | 2025-26 | 2026-27 | 2027-28 | 2028-29 | 2029-30 | 2030-31 | 2031-32 | 2032-33 | 2033-34 | 2034-35 | 2035-36 | 2036-37 | 2037-38 | 2038-39 | 2039-40 | 2040-41 | 2041-42 | 2042-43 | 2043-44 | 2044-45 | 2045-46 | 2046-47 | 2047-48 | 2048-49 | 2049-50
QLD1 | Grid Battery pump | 0 | 0.03303 | 0.031043 | 0.033193 | 0.035626 | 0.033571 | 0.032247 | 0.031164 | 0.027726 | 0.026853 | 0.025524 | 0.024922 | 0.024414 | 0.024063 | 0.022498 | 0.021661 | 0.020153 | 0.019063 | 0.018609 | 0 | 0 | 0 | 0 | 0 | 0 | 0 | 0 | 0 | 0
QLD1 | Pumped Hydro Pump | 395.1102 | 1082.5444 | 1185.2482 | 3581.5942 | 4254.714 | 4271.8665 | 3558.0672 | 5038.1055 | 2597.3172 | 2934.254 | 2966.986 | 4343.175 | 3636.8495 | 4014.9882 | 3393.9212 | 3213.9765 | 3606.4138 | 3409.264 | 3064.8272 | 2633.3348 | 2498.193 | 2055.4931 | 1703.9572 | 1372.5125 | 952.3999 | 715.5828 | 681.9882 | 533.2745 | 296.8755
QLD1 | VPP pump | 0.020434 | 0.027078 | 0.02886 | 0.042386 | 0.069553 | 0.079221 | 0.099512 | 0.11104 | 0.11119 | 0.11649 | 0.1431 | 0.1543 | 0.17675 | 0.18417 | 0.17861 | 0.17933 | 0.16609 | 0.16174 | 0.16482 | 0.16192 | 0.13385 | 0.12959 | 0.12652 | 0.11981 | 0.11901 | 0.10435 | 0.10683 | 0.086261 | 0.06561
Region | Technology | 2021-22 | 2022-23 | 2023-24 | 2024-25 | 2025-26 | 2026-27 | 2027-28 | 2028-29 | 2029-30 | 2030-31 | 2031-32 | 2032-33 | 2033-34 | 2034-35 | 2035-36 | 2036-37 | 2037-38 | 2038-39 | 2039-40 | 2040-41 | 2041-42 | 2042-43 | 2043-44 | 2044-45 | 2045-46 | 2046-47 | 2047-48 | 2048-49 | 2049-50
VIC1 | Grid Battery pump | 0.071172 | 0.1312 | 0.13697 | 0.20534 | 0.20492 | 0.2073 | 0.19706 | 0.17633 | 0.1602 | 0.15688 | 0.1533 | 0.15127 | 0.12036 | 0.11148 | 0.11299 | 0.10913 | 0.098142 | 0.097081 | 0.084459 | 0.081499 | 0.025357 | 0 | 0 | 0 | 0 | 0 | 0 | 0 | 0
VIC1 | Pumped Hydro Pump | 0 | 0 | 0 | 0 | 0 | 0 | 0 | 0 | 0 | 0 | 0 | 0 | 0 | 0 | 0 | 0 | 0 | 0 | 0 | 0 | 0 | 0 | 0 | 0 | 0 | 0 | 0 | 0 | 0
VIC1 | VPP pump | 0.017186 | 0.030818 | 0.038949 | 0.079286 | 0.11151 | 0.13304 | 0.15812 | 0.16552 | 0.18046 | 0.19352 | 0.25077 | 0.29492 | 0.32762 | 0.34018 | 0.34603 | 0.34156 | 0.33039 | 0.33768 | 0.30235 | 0.29915 | 0.25624 | 0.25635 | 0.23969 | 0.23312 | 0.23103 | 0.21987 | 0.21436 | 0.15894 | 0.13549
Region | Technology | 2021-22 | 2022-23 | 2023-24 | 2024-25 | 2025-26 | 2026-27 | 2027-28 | 2028-29 | 2029-30 | 2030-31 | 2031-32 | 2032-33 | 2033-34 | 2034-35 | 2035-36 | 2036-37 | 2037-38 | 2038-39 | 2039-40 | 2040-41 | 2041-42 | 2042-43 | 2043-44 | 2044-45 | 2045-46 | 2046-47 | 2047-48 | 2048-49 | 2049-50
SA1 | Grid Battery pump | 0.09914 | 0.08918 | 0.11307 | 0.1167 | 0.11784 | 0.11665 | 0.11075 | 0.10199 | 0.088672 | 0.087122 | 0.082583 | 0.079319 | 0.078384 | 0.05966 | 0.057474 | 0.05583 | 0.053661 | 0.052351 | 0.047799 | 0.043887 | 0.034077 | 0.032357 | 0.030653 | 0.029211 | 0.029021 | 0.026985 | 0.026617 | 0.024003 | 0.019241
SA1 | Pumped Hydro Pump | 0 | 0 | 0 | 0 | 0 | 0 | 0 | 0 | 0 | 0 | 0 | 0 | 0 | 0 | 0 | 0 | 0 | 0 | 0 | 0 | 0 | 0 | 0 | 0 | 0 | 0 | 0 | 0 | 0
SA1 | VPP pump | 0.02775 | 0.042389 | 0.064609 | 0.07888 | 0.096878 | 0.11123 | 0.12641 | 0.13342 | 0.13562 | 0.13987 | 0.14105 | 0.14522 | 0.15025 | 0.15162 | 0.15215 | 0.15379 | 0.15736 | 0.1583 | 0.14838 | 0.14593 | 0.10915 | 0.1097 | 0.10755 | 0.10566 | 0.10992 | 0.1052 | 0.10602 | 0.086354 | 0.069292
Region | Technology | 2021-22 | 2022-23 | 2023-24 | 2024-25 | 2025-26 | 2026-27 | 2027-28 | 2028-29 | 2029-30 | 2030-31 | 2031-32 | 2032-33 | 2033-34 | 2034-35 | 2035-36 | 2036-37 | 2037-38 | 2038-39 | 2039-40 | 2040-41 | 2041-42 | 2042-43 | 2043-44 | 2044-45 | 2045-46 | 2046-47 | 2047-48 | 2048-49 | 2049-50
TAS1 | Grid Battery pump | 0 | 0 | 0 | 0 | 0 | 0 | 0 | 0 | 0 | 0 | 0 | 0 | 0 | 0 | 0 | 0 | 0 | 0 | 0 | 0 | 0 | 0 | 0 | 0 | 0 | 0 | 0 | 0 | 0
TAS1 | Pumped Hydro Pump | 0 | 0 | 0 | 0 | 0 | 0 | 0 | 0 | 0 | 0 | 0 | 0 | 0 | 0 | 0 | 0 | 0 | 0 | 0 | 0 | 0 | 0 | 0 | 0 | 0 | 0 | 0 | 0 | 0
TAS1 | VPP pump | 0.00052431 | 0.0013845 | 0.0011899 | 0.0010248 | 0.0029298 | 0.0055427 | 0.008474 | 0.0093785 | 0.010551 | 0.012194 | 0.019707 | 0.020125 | 0.021977 | 0.021158 | 0.020455 | 0.020234 | 0.018508 | 0.018722 | 0.018273 | 0.0168 | 0.017352 | 0.016628 | 0.015612 | 0.01473 | 0.014766 | 0.015557 | 0.016092 | 0.013951 | 0.011541

## BaseCase_FOM Cost
FOM cost by technology ($000s) - Base Case, Slow Change Scenario
FOM | Real June 2020 dollars discounted to 1 July 2020. For new entrant capacity, the FOM is incurred annually in modelling. For existing capacity, FOM is considered to be a sunk cost, since the fixed retirement dates are assumed to be the same in the Base Case and the case with Marinus Link. As such, early retirements are presented as an annual FOM saving, or negative cost, that continues until the assumed fixed date retirement.
Explicitly modelled generation
Region | Technology | 2021-22 | 2022-23 | 2023-24 | 2024-25 | 2025-26 | 2026-27 | 2027-28 | 2028-29 | 2029-30 | 2030-31 | 2031-32 | 2032-33 | 2033-34 | 2034-35 | 2035-36 | 2036-37 | 2037-38 | 2038-39 | 2039-40 | 2040-41 | 2041-42 | 2042-43 | 2043-44 | 2044-45 | 2045-46 | 2046-47 | 2047-48 | 2048-49 | 2049-50
NEM | Black Coal | 0 | 0 | 0 | -153888.3511 | -251368.003 | -276543.3922 | -136623.2049 | -256762.6632 | -277103.3129 | -289909.7714 | 122947.244 | 312228.3396 | 133680.4327 | -181689.7277 | -51192.8041 | -30776.6147 | -2230.1377 | -2148.4949 | -2075.4057 | -1993.8627 | 291447.2575 | -1850.548 | -3.9414e-05 | -1.6385e-05 | -6.4464e-06 | 0 | 0 | 0 | 0
NEM | Brown Coal | 0 | 0 | 0 | -221940.7287 | -213815.7311 | -205988.1806 | 127027.0074 | 348613.7684 | -147268.3365 | -106331.5944 | -65925.5326 | -27991.9552 | -26967.2016 | -25979.963 | -25096.1562 | -24110.1241 | 201223.355 | 349287.8707 | -21615.9049 | -20766.6125 | -20006.3704 | -19273.9599 | -18618.2832 | -17886.7678 | -17231.9536 | -16601.1114 | -16036.3604 | 0 | 0
NEM | CCGT | 1.376e-05 | 1.3256e-05 | 1.2805e-05 | 1.2302e-05 | 1.1851e-05 | 1.1418e-05 | 1.1029e-05 | 1.0596e-05 | 1.0208e-05 | 9.8342e-06 | 9.4997e-06 | 9.1264e-06 | 8.7923e-06 | 8.4705e-06 | 8.1823e-06 | 7.8608e-06 | 1.0744e-05 | 1.1088e-05 | 1.1953e-05 | 1.1484e-05 | 1.1654e-05 | 1.2305e-05 | 1.5124e-05 | 1.453e-05 | 1.5983e-05 | 1.7043e-05 | 1.6975e-05 | 2.0364e-05 | 1.9619e-05
NEM | Gas - Steam | 0 | 0 | 0 | 0 | 0 | 0 | 0 | 0 | 0 | 0 | 0 | 0 | 0 | 0 | 0 | 0 | 0 | 0 | 0 | 0 | 0 | 0 | 0 | 0 | 0 | 0 | 0 | 0 | 0
NEM | OCGT / Diesel | 7.2375e-05 | 6.9726e-05 | 6.7354e-05 | 6.4707e-05 | 6.2339e-05 | 6.0056e-05 | 5.8013e-05 | 5.5734e-05 | 5.3694e-05 | 5.1728e-05 | 4.9968e-05 | 4.8005e-05 | 4.6248e-05 | 4.4555e-05 | 4.3039e-05 | 4.6743e-05 | 4.5032e-05 | 4.3383e-05 | 5.3604e-05 | 5.3804e-05 | 9.278e-05 | 9.0878e-05 | 0.00013626 | 2937.3158 | 2829.784 | 5014.3544 | 4843.7721 | 9519.7057 | 9171.2001
NEM | Hydro | 0 | 0 | 0 | 0 | 0 | 0 | 0 | 0 | 0 | 0 | 0 | 0 | 0 | 0 | 0 | 0 | 0 | 0 | 0 | 0 | 0 | 0 | 0 | 0 | 0 | 0 | 0 | 0 | 0
NEM | Wind | 0.0015557 | 15773.1207 | 33690.1175 | 63408.0867 | 78169.4425 | 90204.8005 | 108575.9922 | 118563.9768 | 116829.997 | 115022.8623 | 138720.1084 | 135573.6103 | 132829.9151 | 130105.4064 | 127744.8811 | 124710.1167 | 159968.813 | 167325.3372 | 172870.7843 | 170120.2432 | 193472.9105 | 223409.9266 | 231912.7521 | 223270.0876 | 230818.4951 | 239530.3875 | 254251.4547 | 268243.8756 | 268645.1845
NEM | Solar PV | 0.000119 | 0.00018576 | 0.00018679 | 0.00020057 | 0.00020124 | 1596.3479 | 5995.9296 | 10090.9328 | 20182.2707 | 29521.2199 | 61817.0896 | 59388.2861 | 57214.1486 | 55119.6037 | 53244.5016 | 51152.5165 | 49279.8812 | 47475.8009 | 45860.7318 | 44058.8565 | 42445.9119 | 57768.6993 | 59910.716 | 57556.8143 | 62994.1131 | 88724.8294 | 95138.8876 | 105275.9203 | 115419.6398
NEM | Grid Battery | 0.00013792 | 0.00013287 | 0.00012835 | 0.00012331 | 0.0001188 | 0.00011445 | 0.00012806 | 0.00015747 | 0.00035789 | 0.00034832 | 0.00033647 | 0.00037384 | 0.0003753 | 0.00039314 | 0.00045053 | 0.00069284 | 2515.7831 | 2423.6831 | 3531.1729 | 4006.2022 | 16749.5127 | 18729.9482 | 19249.0472 | 28857.1541 | 28155.7518 | 27125.0018 | 26202.2421 | 30960.9387 | 32490.0115
NEM | Pumped Hydro | 0 | 0 | 0.00016621 | 0.00017268 | 0.00017201 | 0.00017346 | 0.0001762 | 0.00018189 | 25199.0206 | 24276.5131 | 23450.6556 | 22529.2756 | 21704.5044 | 20909.9272 | 20198.5969 | 19404.9907 | 18694.5977 | 18112.0052 | 19905.1325 | 19123.0566 | 18979.5409 | 20684.601 | 19980.936 | 19195.8818 | 23049.0698 | 29379.6466 | 29280.7915 | 33551.2614 | 32322.9879
NEM | VPP | 0 | 0 | 0 | 0 | 0 | 0 | 0 | 0 | 0 | 0 | 0 | 0 | 0 | 0 | 0 | 0 | 0 | 0 | 0 | 0 | 0 | 0 | 0 | 0 | 0 | 0 | 0 | 0 | 0
Total excluding storage |  | 0.0017608 | 15773.121 | 33690.1178 | -312420.9927 | -387014.2914 | -390730.4244 | 104975.7243 | 220506.0149 | -287359.3816 | -251697.2835 | 257558.9094 | 479198.2809 | 296757.2948 | -22444.6805 | 104700.4225 | 120975.8944 | 408241.9116 | 561940.514 | 195040.2056 | 191418.6247 | 507359.7097 | 260054.118 | 273205.1851 | 265877.4498 | 279410.4386 | 316668.4599 | 338197.754 | 383039.5016 | 393236.0244
Region | Technology | 2021-22 | 2022-23 | 2023-24 | 2024-25 | 2025-26 | 2026-27 | 2027-28 | 2028-29 | 2029-30 | 2030-31 | 2031-32 | 2032-33 | 2033-34 | 2034-35 | 2035-36 | 2036-37 | 2037-38 | 2038-39 | 2039-40 | 2040-41 | 2041-42 | 2042-43 | 2043-44 | 2044-45 | 2045-46 | 2046-47 | 2047-48 | 2048-49 | 2049-50
NSW1 | Black Coal | 0 | 0 | 0 | -53277.5684 | -154440.4666 | -148786.5768 | -143725.0379 | -138078.0578 | -159757.546 | -176859.8995 | -193956.6049 | 236652.8733 | -87521.2902 | -84317.2354 | -0.00064094 | -0.00061575 | -0.00059321 | -0.0005715 | -0.00055205 | -0.00053036 | -0.00051095 | 0 | 0 | 0 | 0 | 0 | 0 | 0 | 0
NSW1 | Brown Coal | 0 | 0 | 0 | 0 | 0 | 0 | 0 | 0 | 0 | 0 | 0 | 0 | 0 | 0 | 0 | 0 | 0 | 0 | 0 | 0 | 0 | 0 | 0 | 0 | 0 | 0 | 0 | 0 | 0
NSW1 | CCGT | 3.1751e-06 | 3.0589e-06 | 2.9548e-06 | 2.8387e-06 | 2.7348e-06 | 2.6347e-06 | 2.5451e-06 | 2.4451e-06 | 2.3556e-06 | 2.2693e-06 | 2.1921e-06 | 2.106e-06 | 2.0289e-06 | 1.9546e-06 | 1.8881e-06 | 1.8139e-06 | 2.69e-06 | 3.3289e-06 | 3.2156e-06 | 3.0893e-06 | 3.567e-06 | 3.4364e-06 | 4.9835e-06 | 4.7877e-06 | 4.6125e-06 | 6.0881e-06 | 5.881e-06 | 5.6499e-06 | 5.4431e-06
NSW1 | Gas - Steam | 0 | 0 | 0 | 0 | 0 | 0 | 0 | 0 | 0 | 0 | 0 | 0 | 0 | 0 | 0 | 0 | 0 | 0 | 0 | 0 | 0 | 0 | 0 | 0 | 0 | 0 | 0 | 0 | 0
NSW1 | OCGT / Diesel | 1.5055e-05 | 1.4504e-05 | 1.401e-05 | 1.346e-05 | 1.2967e-05 | 1.2492e-05 | 1.2068e-05 | 1.1593e-05 | 1.1169e-05 | 1.076e-05 | 1.0394e-05 | 9.9856e-06 | 9.6201e-06 | 9.2679e-06 | 8.9526e-06 | 8.6009e-06 | 8.286e-06 | 7.9827e-06 | 1.0593e-05 | 1.0177e-05 | 2.6452e-05 | 2.5484e-05 | 6.6325e-05 | 2650.3993 | 2553.3712 | 2459.8952 | 2376.2125 | 3575.1953 | 3444.3115
NSW1 | Hydro | 0 | 0 | 0 | 0 | 0 | 0 | 0 | 0 | 0 | 0 | 0 | 0 | 0 | 0 | 0 | 0 | 0 | 0 | 0 | 0 | 0 | 0 | 0 | 0 | 0 | 0 | 0 | 0 | 0
NSW1 | Wind | 0.0002794 | 15773.1195 | 30478.3767 | 43918.8306 | 56417.9345 | 66334.19 | 72467.4202 | 77597.3161 | 74756.5667 | 72019.8138 | 94794.7649 | 91070.2632 | 87736.2845 | 84524.359 | 81648.9428 | 78440.9425 | 75569.3089 | 74303.7748 | 71776.0504 | 69047.3389 | 92800.9921 | 113778.2667 | 112842.3314 | 108408.7378 | 104440.0176 | 104708.6362 | 102261.7103 | 98243.8311 | 94647.2387
NSW1 | Solar PV | 2.8204e-05 | 6.3052e-05 | 6.2786e-05 | 7.0913e-05 | 7.6332e-05 | 1596.3478 | 5995.9295 | 10090.9326 | 20182.2706 | 29521.2197 | 61817.0894 | 59388.2859 | 57214.1484 | 55119.6035 | 53244.5014 | 51152.5163 | 49279.8809 | 47475.8005 | 45860.7314 | 44058.8558 | 42445.9112 | 48927.0606 | 47817.1579 | 45938.414 | 46846.4115 | 62078.2983 | 64357.3185 | 61828.709 | 62557.3565
NSW1 | Grid Battery | 4.7604e-05 | 4.5861e-05 | 4.4301e-05 | 4.2561e-05 | 4.1003e-05 | 3.9502e-05 | 4.1563e-05 | 3.993e-05 | 0.00020707 | 0.00019949 | 0.0001927 | 0.0001934 | 0.00018632 | 0.00018349 | 0.00017725 | 0.00017334 | 0.00017451 | 0.00017163 | 0.00018152 | 0.00017438 | 0.00035978 | 0.00034661 | 1156.2694 | 2908.9593 | 3157.4909 | 3041.8988 | 2938.417 | 2822.9662 | 2719.6206
NSW1 | Pumped Hydro | 0 | 0 | 4.9198e-05 | 5.0645e-05 | 4.8791e-05 | 4.7004e-05 | 4.5405e-05 | 4.5696e-05 | 25199.0205 | 24276.513 | 23450.6554 | 22529.2754 | 21704.5043 | 20909.9271 | 20198.5967 | 19404.9905 | 18694.5959 | 18010.208 | 17397.5226 | 16713.9711 | 16102.0917 | 15512.6124 | 14984.8922 | 14396.1334 | 13869.1073 | 13361.3751 | 12906.8373 | 12399.7256 | 11945.7857
NSW1 | VPP | 0 | 0 | 0 | 0 | 0 | 0 | 0 | 0 | 0 | 0 | 0 | 0 | 0 | 0 | 0 | 0 | 0 | 0 | 0 | 0 | 0 | 0 | 0 | 0 | 0 | 0 | 0 | 0 | 0
Total excluding storage |  | 0.00032584 | 15773.1196 | 30478.3768 | -9358.7377 | -98022.532 | -80856.0391 | -65261.6882 | -50389.8091 | -64818.7087 | -75318.8659 | -37344.7505 | 387111.4225 | 57429.1427 | 55326.7271 | 134893.4435 | 129593.4583 | 124849.1892 | 121779.5747 | 117636.7812 | 113106.1942 | 135246.9029 | 162705.3273 | 160659.4893 | 156997.5511 | 153839.8003 | 169246.8296 | 168995.2412 | 163647.7353 | 160648.9067
Region | Technology | 2021-22 | 2022-23 | 2023-24 | 2024-25 | 2025-26 | 2026-27 | 2027-28 | 2028-29 | 2029-30 | 2030-31 | 2031-32 | 2032-33 | 2033-34 | 2034-35 | 2035-36 | 2036-37 | 2037-38 | 2038-39 | 2039-40 | 2040-41 | 2041-42 | 2042-43 | 2043-44 | 2044-45 | 2045-46 | 2046-47 | 2047-48 | 2048-49 | 2049-50
QLD1 | Black Coal | 0 | 0 | 0 | -100610.7827 | -96927.5364 | -127756.8153 | 7101.833 | -118684.6054 | -117345.7669 | -113049.8719 | 316903.8489 | 75575.4663 | 221201.7229 | -97372.4923 | -51192.8035 | -30776.6141 | -2230.1371 | -2148.4943 | -2075.4051 | -1993.8621 | 291447.258 | -1850.548 | -3.9414e-05 | -1.6385e-05 | -6.4464e-06 | 0 | 0 | 0 | 0
QLD1 | Brown Coal | 0 | 0 | 0 | 0 | 0 | 0 | 0 | 0 | 0 | 0 | 0 | 0 | 0 | 0 | 0 | 0 | 0 | 0 | 0 | 0 | 0 | 0 | 0 | 0 | 0 | 0 | 0 | 0 | 0
QLD1 | CCGT | 3.374e-06 | 3.2505e-06 | 3.1399e-06 | 3.0166e-06 | 2.9061e-06 | 2.7997e-06 | 2.7045e-06 | 2.5982e-06 | 2.5031e-06 | 2.4115e-06 | 2.3295e-06 | 2.2379e-06 | 2.156e-06 | 2.0771e-06 | 2.0064e-06 | 1.9276e-06 | 2.5916e-06 | 2.4967e-06 | 2.4118e-06 | 2.317e-06 | 2.2322e-06 | 3.228e-06 | 3.1182e-06 | 2.9957e-06 | 4.8713e-06 | 4.693e-06 | 4.5334e-06 | 4.3552e-06 | 4.1958e-06
QLD1 | Gas - Steam | 0 | 0 | 0 | 0 | 0 | 0 | 0 | 0 | 0 | 0 | 0 | 0 | 0 | 0 | 0 | 0 | 0 | 0 | 0 | 0 | 0 | 0 | 0 | 0 | 0 | 0 | 0 | 0 | 0
QLD1 | OCGT / Diesel | 1.5011e-05 | 1.4462e-05 | 1.397e-05 | 1.3421e-05 | 1.2929e-05 | 1.2456e-05 | 1.2032e-05 | 1.156e-05 | 1.1136e-05 | 1.0729e-05 | 1.0364e-05 | 9.9566e-06 | 9.5921e-06 | 9.2409e-06 | 8.9266e-06 | 8.5758e-06 | 8.2619e-06 | 7.9594e-06 | 9.9406e-06 | 9.5501e-06 | 9.2004e-06 | 1.0359e-05 | 1.0006e-05 | 9.613e-06 | 2.5856e-05 | 2288.1656 | 2210.325 | 4558.049 | 4391.184
QLD1 | Hydro | 0 | 0 | 0 | 0 | 0 | 0 | 0 | 0 | 0 | 0 | 0 | 0 | 0 | 0 | 0 | 0 | 0 | 0 | 0 | 0 | 0 | 0 | 0 | 0 | 0 | 0 | 0 | 0 | 0
QLD1 | Wind | 0.00072225 | 0.00070271 | 0.00069395 | 13318.1506 | 12830.5884 | 12360.8884 | 22174.1827 | 24874.196 | 23963.58 | 23086.3006 | 22300.9326 | 21424.7253 | 20640.3905 | 19884.7693 | 19208.3136 | 18453.6158 | 42049.4813 | 40510.0976 | 39131.9932 | 38066.9208 | 39972.5123 | 47610.7229 | 52283.8457 | 50229.6049 | 51226.5094 | 58682.1696 | 56685.8733 | 54458.6761 | 56997.5445
QLD1 | Solar PV | 3.9887e-05 | 5.6842e-05 | 5.4909e-05 | 5.4282e-05 | 5.2295e-05 | 5.038e-05 | 5.1834e-05 | 7.7445e-05 | 0.00012013 | 0.00011573 | 0.0001118 | 0.0001074 | 0.00010347 | 9.9684e-05 | 9.6293e-05 | 9.251e-05 | 0.0001078 | 0.00010385 | 0.00010032 | 0.00010336 | 0.00010914 | 8473.6295 | 8944.1472 | 8592.7302 | 12105.1272 | 22751.9466 | 21977.953 | 21114.4356 | 26619.0879
QLD1 | Grid Battery | 2.2638e-05 | 2.1809e-05 | 2.1067e-05 | 2.024e-05 | 1.9499e-05 | 1.8785e-05 | 2.5297e-05 | 4.7453e-05 | 4.5715e-05 | 4.4042e-05 | 4.2544e-05 | 5.4131e-05 | 6.7293e-05 | 6.483e-05 | 6.2624e-05 | 6.0164e-05 | 2515.7825 | 2423.6825 | 2341.2318 | 2863.0141 | 7659.7357 | 9972.9376 | 9633.6704 | 13357.3824 | 12868.3839 | 12397.287 | 11975.5463 | 11505.0251 | 13746.3569
QLD1 | Pumped Hydro | 0 | 0 | 2.1688e-05 | 2.5423e-05 | 2.4492e-05 | 2.7453e-05 | 2.6519e-05 | 3.6013e-05 | 3.4694e-05 | 3.3424e-05 | 3.2287e-05 | 3.9911e-05 | 4.0393e-05 | 3.8915e-05 | 3.7591e-05 | 3.6114e-05 | 0.0012035 | 0.0011595 | 0.00112 | 0.001076 | 556.5586 | 2936.0631 | 2836.1818 | 2724.7477 | 6211.77 | 13158.7412 | 12711.0968 | 12211.6757 | 11764.6202
QLD1 | VPP | 0 | 0 | 0 | 0 | 0 | 0 | 0 | 0 | 0 | 0 | 0 | 0 | 0 | 0 | 0 | 0 | 0 | 0 | 0 | 0 | 0 | 0 | 0 | 0 | 0 | 0 | 0 | 0 | 0
Total excluding storage |  | 0.00078052 | 0.00077726 | 0.00076596 | -87292.632 | -84096.948 | -115395.9269 | 29276.0157 | -93810.4093 | -93382.1868 | -89963.5712 | 339204.7816 | 97000.1918 | 241842.1136 | -77487.7229 | -31984.4898 | -12322.9981 | 39819.3443 | 38361.6034 | 37056.5882 | 36073.0588 | 331419.7705 | 54233.8044 | 61227.9929 | 58822.3352 | 63331.6366 | 83722.2818 | 80874.1513 | 80131.1608 | 88007.8164
Region | Technology | 2021-22 | 2022-23 | 2023-24 | 2024-25 | 2025-26 | 2026-27 | 2027-28 | 2028-29 | 2029-30 | 2030-31 | 2031-32 | 2032-33 | 2033-34 | 2034-35 | 2035-36 | 2036-37 | 2037-38 | 2038-39 | 2039-40 | 2040-41 | 2041-42 | 2042-43 | 2043-44 | 2044-45 | 2045-46 | 2046-47 | 2047-48 | 2048-49 | 2049-50
VIC1 | Black Coal | 0 | 0 | 0 | 0 | 0 | 0 | 0 | 0 | 0 | 0 | 0 | 0 | 0 | 0 | 0 | 0 | 0 | 0 | 0 | 0 | 0 | 0 | 0 | 0 | 0 | 0 | 0 | 0 | 0
VIC1 | Brown Coal | 0 | 0 | 0 | -221940.7287 | -213815.7311 | -205988.1806 | 127027.0074 | 348613.7684 | -147268.3365 | -106331.5944 | -65925.5326 | -27991.9552 | -26967.2016 | -25979.963 | -25096.1562 | -24110.1241 | 201223.355 | 349287.8707 | -21615.9049 | -20766.6125 | -20006.3704 | -19273.9599 | -18618.2832 | -17886.7678 | -17231.9536 | -16601.1114 | -16036.3604 | 0 | 0
VIC1 | CCGT | 2.516e-06 | 2.4239e-06 | 2.3414e-06 | 2.2494e-06 | 2.1671e-06 | 2.0877e-06 | 2.0167e-06 | 1.9375e-06 | 1.8666e-06 | 1.7982e-06 | 1.7371e-06 | 1.6688e-06 | 1.6077e-06 | 1.5489e-06 | 1.4962e-06 | 1.4374e-06 | 2.1945e-06 | 2.1142e-06 | 2.5991e-06 | 2.497e-06 | 2.4056e-06 | 2.3175e-06 | 2.7764e-06 | 2.6673e-06 | 2.5697e-06 | 2.4756e-06 | 2.9034e-06 | 5.4255e-06 | 5.2269e-06
VIC1 | Gas - Steam | 0 | 0 | 0 | 0 | 0 | 0 | 0 | 0 | 0 | 0 | 0 | 0 | 0 | 0 | 0 | 0 | 0 | 0 | 0 | 0 | 0 | 0 | 0 | 0 | 0 | 0 | 0 | 0 | 0
VIC1 | OCGT / Diesel | 1.405e-05 | 1.3536e-05 | 1.3075e-05 | 1.2562e-05 | 1.2102e-05 | 1.1659e-05 | 1.1262e-05 | 1.082e-05 | 1.0424e-05 | 1.0042e-05 | 9.7003e-06 | 9.3192e-06 | 8.978e-06 | 8.6493e-06 | 8.3551e-06 | 1.0022e-05 | 9.6553e-06 | 9.3019e-06 | 1.2064e-05 | 1.2109e-05 | 2.2237e-05 | 2.1423e-05 | 2.0694e-05 | 3.7336e-05 | 3.597e-05 | 3.4653e-05 | 3.3474e-05 | 555.2618 | 534.9343
VIC1 | Hydro | 0 | 0 | 0 | 0 | 0 | 0 | 0 | 0 | 0 | 0 | 0 | 0 | 0 | 0 | 0 | 0 | 0 | 0 | 0 | 0 | 0 | 0 | 0 | 0 | 0 | 0 | 0 | 0 | 0
VIC1 | Wind | 0.00016114 | 0.00015524 | 0.00014996 | 0.00016509 | 0.00015904 | 0.00015322 | 0.00014801 | 0.00014659 | 0.00014123 | 0.00013606 | 0.00013143 | 0.00013869 | 0.00013361 | 0.00015197 | 0.0001468 | 0.0001673 | 0.00034989 | 43.9728 | 3808.6637 | 5365.6719 | 5169.2408 | 6376.5706 | 13035.1625 | 12523.0089 | 24950.8737 | 26241.3743 | 46430.5498 | 67374.173 | 70117.8285
VIC1 | Solar PV | 1.0778e-05 | 1.231e-05 | 1.1891e-05 | 2.0417e-05 | 1.9669e-05 | 1.8949e-05 | 1.8304e-05 | 1.7585e-05 | 1.6941e-05 | 1.6321e-05 | 1.5766e-05 | 2.1604e-05 | 2.0813e-05 | 2.0051e-05 | 1.9369e-05 | 2.2283e-05 | 3.686e-05 | 4.4544e-05 | 6.8461e-05 | 7.016e-05 | 6.7591e-05 | 9.5007e-05 | 0.00014776 | 0.00014195 | 0.00020139 | 0.0043005 | 2345.2447 | 14900.1586 | 19082.678
VIC1 | Grid Battery | 2.1948e-05 | 2.1145e-05 | 2.0425e-05 | 1.9623e-05 | 1.8905e-05 | 1.8212e-05 | 2.0168e-05 | 2.3398e-05 | 3.4761e-05 | 3.5094e-05 | 3.39e-05 | 4.489e-05 | 4.3247e-05 | 5.316e-05 | 8.7968e-05 | 8.4512e-05 | 8.1418e-05 | 9.5148e-05 | 1189.9401 | 1143.1871 | 3945.3107 | 3800.8774 | 3671.5762 | 6354.7017 | 6122.0633 | 5897.9415 | 5697.3007 | 11261.6397 | 10849.3639
VIC1 | Pumped Hydro | 0 | 0 | 2.1784e-05 | 2.5961e-05 | 2.7338e-05 | 2.6337e-05 | 3.122e-05 | 2.9994e-05 | 2.8896e-05 | 2.7838e-05 | 2.6891e-05 | 3.9968e-05 | 3.8505e-05 | 4.8985e-05 | 5.0739e-05 | 4.8746e-05 | 0.00045826 | 101.7959 | 2507.6087 | 2409.0843 | 2320.8905 | 2235.9253 | 2159.8619 | 2075.0006 | 2968.1924 | 2859.5302 | 3662.8573 | 8939.86 | 8612.5819
VIC1 | VPP | 0 | 0 | 0 | 0 | 0 | 0 | 0 | 0 | 0 | 0 | 0 | 0 | 0 | 0 | 0 | 0 | 0 | 0 | 0 | 0 | 0 | 0 | 0 | 0 | 0 | 0 | 0 | 0 | 0
Total excluding storage |  | 0.00018848 | 0.00018351 | 0.00017727 | -221940.7285 | -213815.7309 | -205988.1805 | 127027.0076 | 348613.7686 | -147268.3363 | -106331.5942 | -65925.5324 | -27991.9551 | -26967.2014 | -25979.9629 | -25096.156 | -24110.1239 | 201223.3554 | 349331.8436 | -17807.2411 | -15400.9404 | -14837.1295 | -12897.3893 | -5583.1205 | -5363.7588 | 7718.9203 | 9640.2672 | 32739.434 | 82829.5934 | 89735.4408
Region | Technology | 2021-22 | 2022-23 | 2023-24 | 2024-25 | 2025-26 | 2026-27 | 2027-28 | 2028-29 | 2029-30 | 2030-31 | 2031-32 | 2032-33 | 2033-34 | 2034-35 | 2035-36 | 2036-37 | 2037-38 | 2038-39 | 2039-40 | 2040-41 | 2041-42 | 2042-43 | 2043-44 | 2044-45 | 2045-46 | 2046-47 | 2047-48 | 2048-49 | 2049-50
SA1 | Black Coal | 0 | 0 | 0 | 0 | 0 | 0 | 0 | 0 | 0 | 0 | 0 | 0 | 0 | 0 | 0 | 0 | 0 | 0 | 0 | 0 | 0 | 0 | 0 | 0 | 0 | 0 | 0 | 0 | 0
SA1 | Brown Coal | 0 | 0 | 0 | 0 | 0 | 0 | 0 | 0 | 0 | 0 | 0 | 0 | 0 | 0 | 0 | 0 | 0 | 0 | 0 | 0 | 0 | 0 | 0 | 0 | 0 | 0 | 0 | 0 | 0
SA1 | CCGT | 2.449e-06 | 2.3593e-06 | 2.2791e-06 | 2.1895e-06 | 2.1094e-06 | 2.0321e-06 | 1.963e-06 | 1.8859e-06 | 1.8168e-06 | 1.7503e-06 | 1.6908e-06 | 1.6244e-06 | 1.5649e-06 | 1.5076e-06 | 1.4563e-06 | 1.3991e-06 | 2.0318e-06 | 1.9574e-06 | 2.5768e-06 | 2.4755e-06 | 2.3849e-06 | 2.2976e-06 | 3.2552e-06 | 3.1273e-06 | 3.0128e-06 | 2.9025e-06 | 2.8038e-06 | 4.114e-06 | 3.9634e-06
SA1 | Gas - Steam | 0 | 0 | 0 | 0 | 0 | 0 | 0 | 0 | 0 | 0 | 0 | 0 | 0 | 0 | 0 | 0 | 0 | 0 | 0 | 0 | 0 | 0 | 0 | 0 | 0 | 0 | 0 | 0 | 0
SA1 | OCGT / Diesel | 1.4094e-05 | 1.3578e-05 | 1.3116e-05 | 1.2601e-05 | 1.214e-05 | 1.1695e-05 | 1.1297e-05 | 1.0853e-05 | 1.0456e-05 | 1.0073e-05 | 9.7306e-06 | 9.3483e-06 | 9.0061e-06 | 8.6764e-06 | 8.3812e-06 | 1.1452e-05 | 1.1032e-05 | 1.0629e-05 | 1.3752e-05 | 1.4998e-05 | 2.8175e-05 | 2.7144e-05 | 3.2981e-05 | 286.9164 | 276.4127 | 266.2936 | 257.2346 | 831.1996 | 800.7703
SA1 | Hydro | 0 | 0 | 0 | 0 | 0 | 0 | 0 | 0 | 0 | 0 | 0 | 0 | 0 | 0 | 0 | 0 | 0 | 0 | 0 | 0 | 0 | 0 | 0 | 0 | 0 | 0 | 0 | 0 | 0
SA1 | Wind | 0.00026528 | 0.00025556 | 0.00030828 | 0.00029617 | 0.00028533 | 0.00027488 | 0.00026553 | 0.00027658 | 0.00026646 | 0.0002567 | 0.00024797 | 0.00028231 | 0.00027197 | 0.00030356 | 0.00029324 | 0.00054871 | 13641.0566 | 22965.7348 | 27812.3796 | 26719.6267 | 25741.4516 | 26946.1835 | 26029.5071 | 25476.0287 | 24543.3803 | 25179.793 | 24995.7974 | 25227.8231 | 24782.985
SA1 | Solar PV | 3.565e-05 | 4.7156e-05 | 4.7218e-05 | 4.5363e-05 | 4.3702e-05 | 4.2102e-05 | 4.067e-05 | 3.9072e-05 | 3.7642e-05 | 3.6264e-05 | 3.503e-05 | 5.5008e-05 | 5.2995e-05 | 5.7888e-05 | 5.5919e-05 | 6.4212e-05 | 0.00017121 | 0.00017373 | 0.0002356 | 0.00052627 | 0.000507 | 368.0091 | 3149.4108 | 3025.6699 | 4042.5742 | 3894.5802 | 6458.3714 | 7432.617 | 7160.5174
SA1 | Grid Battery | 2.3512e-05 | 2.2651e-05 | 2.1881e-05 | 2.1021e-05 | 2.0252e-05 | 1.951e-05 | 2.1492e-05 | 2.439e-05 | 3.8733e-05 | 3.7315e-05 | 3.6046e-05 | 4.825e-05 | 4.6484e-05 | 5.7458e-05 | 8.8025e-05 | 0.00033882 | 0.00032642 | 0.00031447 | 0.00076685 | 0.00074287 | 5144.4658 | 4956.1328 | 4787.5311 | 6236.1107 | 6007.8137 | 5787.8745 | 5590.978 | 5371.3076 | 5174.6701
SA1 | Pumped Hydro | 0 | 0 | 1.837e-05 | 1.7648e-05 | 1.7002e-05 | 1.638e-05 | 1.5822e-05 | 1.5201e-05 | 1.4644e-05 | 1.4108e-05 | 1.3628e-05 | 1.7869e-05 | 1.7215e-05 | 1.8738e-05 | 2.0236e-05 | 3.282e-05 | 3.1618e-05 | 3.0461e-05 | 3.3141e-05 | 3.1839e-05 | 3.6857e-05 | 3.5508e-05 | 3.43e-05 | 3.9583e-05 | 4.4282e-05 | 4.2661e-05 | 4.1209e-05 | 3.959e-05 | 3.8141e-05
SA1 | VPP | 0 | 0 | 0 | 0 | 0 | 0 | 0 | 0 | 0 | 0 | 0 | 0 | 0 | 0 | 0 | 0 | 0 | 0 | 0 | 0 | 0 | 0 | 0 | 0 | 0 | 0 | 0 | 0 | 0
Total excluding storage |  | 0.00031747 | 0.00031866 | 0.00037089 | 0.00035632 | 0.00034328 | 0.00033071 | 0.00031946 | 0.00032839 | 0.00031637 | 0.00030479 | 0.00029442 | 0.00034829 | 0.00033554 | 0.00037164 | 0.00035899 | 0.00062577 | 13641.0568 | 22965.735 | 27812.3798 | 26719.6272 | 25741.4521 | 27314.1927 | 29178.9179 | 28788.615 | 28862.3672 | 29340.6668 | 31711.4034 | 33491.6398 | 32744.2727
Region | Technology | 2021-22 | 2022-23 | 2023-24 | 2024-25 | 2025-26 | 2026-27 | 2027-28 | 2028-29 | 2029-30 | 2030-31 | 2031-32 | 2032-33 | 2033-34 | 2034-35 | 2035-36 | 2036-37 | 2037-38 | 2038-39 | 2039-40 | 2040-41 | 2041-42 | 2042-43 | 2043-44 | 2044-45 | 2045-46 | 2046-47 | 2047-48 | 2048-49 | 2049-50
TAS1 | Black Coal | 0 | 0 | 0 | 0 | 0 | 0 | 0 | 0 | 0 | 0 | 0 | 0 | 0 | 0 | 0 | 0 | 0 | 0 | 0 | 0 | 0 | 0 | 0 | 0 | 0 | 0 | 0 | 0 | 0
TAS1 | Brown Coal | 0 | 0 | 0 | 0 | 0 | 0 | 0 | 0 | 0 | 0 | 0 | 0 | 0 | 0 | 0 | 0 | 0 | 0 | 0 | 0 | 0 | 0 | 0 | 0 | 0 | 0 | 0 | 0 | 0
TAS1 | CCGT | 2.2454e-06 | 2.1632e-06 | 2.0897e-06 | 2.0075e-06 | 1.9341e-06 | 1.8633e-06 | 1.7999e-06 | 1.7291e-06 | 1.6658e-06 | 1.6049e-06 | 1.5503e-06 | 1.4894e-06 | 1.4348e-06 | 1.3823e-06 | 1.3353e-06 | 1.2828e-06 | 1.2359e-06 | 1.1906e-06 | 1.1501e-06 | 1.1049e-06 | 1.0645e-06 | 1.0255e-06 | 9.9062e-07 | 9.5169e-07 | 9.1685e-07 | 8.8329e-07 | 8.5324e-07 | 8.1972e-07 | 7.8971e-07
TAS1 | Gas - Steam | 0 | 0 | 0 | 0 | 0 | 0 | 0 | 0 | 0 | 0 | 0 | 0 | 0 | 0 | 0 | 0 | 0 | 0 | 0 | 0 | 0 | 0 | 0 | 0 | 0 | 0 | 0 | 0 | 0
TAS1 | OCGT / Diesel | 1.4165e-05 | 1.3646e-05 | 1.3182e-05 | 1.2664e-05 | 1.2201e-05 | 1.1754e-05 | 1.1354e-05 | 1.0908e-05 | 1.0509e-05 | 1.0124e-05 | 9.7796e-06 | 9.3953e-06 | 9.0514e-06 | 8.72e-06 | 8.4234e-06 | 8.0924e-06 | 7.7961e-06 | 7.5107e-06 | 7.2552e-06 | 6.9702e-06 | 6.715e-06 | 6.4692e-06 | 6.2491e-06 | 6.0036e-06 | 5.7838e-06 | 5.5721e-06 | 5.3825e-06 | 5.171e-06 | 4.9817e-06
TAS1 | Hydro | 0 | 0 | 0 | 0 | 0 | 0 | 0 | 0 | 0 | 0 | 0 | 0 | 0 | 0 | 0 | 0 | 0 | 0 | 0 | 0 | 0 | 0 | 0 | 0 | 0 | 0 | 0 | 0 | 0
TAS1 | Wind | 0.0001276 | 0.00012293 | 3211.7397 | 6171.105 | 8920.9192 | 11509.7217 | 13934.3889 | 16092.4644 | 18109.85 | 19916.7475 | 21624.4105 | 23078.6213 | 24453.2396 | 25696.2777 | 26887.6243 | 27815.5576 | 28708.9659 | 29501.7573 | 30341.6974 | 30920.6849 | 29788.7138 | 28698.1829 | 27721.9055 | 26632.7073 | 25657.7142 | 24718.4145 | 23877.524 | 22939.3722 | 22099.5879
TAS1 | Solar PV | 4.4834e-06 | 6.4024e-06 | 9.9889e-06 | 9.5964e-06 | 9.2451e-06 | 8.9067e-06 | 1.058e-05 | 1.0164e-05 | 1.3084e-05 | 1.6872e-05 | 2.4858e-05 | 2.3882e-05 | 2.3007e-05 | 2.2165e-05 | 2.1411e-05 | 2.057e-05 | 2.3835e-05 | 2.6773e-05 | 2.8049e-05 | 3.901e-05 | 3.7582e-05 | 3.6206e-05 | 3.4974e-05 | 3.36e-05 | 3.237e-05 | 3.1185e-05 | 3.0124e-05 | 2.894e-05 | 2.7881e-05
TAS1 | Grid Battery | 2.222e-05 | 2.1407e-05 | 2.0679e-05 | 1.9866e-05 | 1.9139e-05 | 1.8438e-05 | 1.9543e-05 | 2.2298e-05 | 3.1612e-05 | 3.2377e-05 | 3.1276e-05 | 3.3168e-05 | 3.1954e-05 | 3.4205e-05 | 3.4665e-05 | 3.6001e-05 | 3.6778e-05 | 3.7178e-05 | 3.8792e-05 | 4.1691e-05 | 5.1957e-05 | 5.2466e-05 | 5.384e-05 | 5.4105e-05 | 5.4097e-05 | 5.5382e-05 | 5.6935e-05 | 5.8755e-05 | 6.4636e-05
TAS1 | Pumped Hydro | 0 | 0 | 5.517e-05 | 5.3002e-05 | 5.439e-05 | 5.6289e-05 | 5.7233e-05 | 5.4984e-05 | 5.5748e-05 | 5.6053e-05 | 5.7392e-05 | 5.7517e-05 | 5.814e-05 | 5.8614e-05 | 5.9549e-05 | 5.9797e-05 | 5.9861e-05 | 6.0288e-05 | 6.0577e-05 | 6.0918e-05 | 6.0979e-05 | 6.1254e-05 | 6.1904e-05 | 6.2054e-05 | 6.2483e-05 | 6.247e-05 | 6.3273e-05 | 6.3378e-05 | 6.4022e-05
TAS1 | VPP | 0 | 0 | 0 | 0 | 0 | 0 | 0 | 0 | 0 | 0 | 0 | 0 | 0 | 0 | 0 | 0 | 0 | 0 | 0 | 0 | 0 | 0 | 0 | 0 | 0 | 0 | 0 | 0 | 0
Total excluding storage |  | 0.0001485 | 0.00014514 | 3211.7397 | 6171.105 | 8920.9193 | 11509.7217 | 13934.3889 | 16092.4644 | 18109.85 | 19916.7476 | 21624.4105 | 23078.6213 | 24453.2396 | 25696.2777 | 26887.6244 | 27815.5576 | 28708.9659 | 29501.7574 | 30341.6974 | 30920.6849 | 29788.7138 | 28698.1829 | 27721.9055 | 26632.7073 | 25657.7142 | 24718.4145 | 23877.524 | 22939.3722 | 22099.5879

## BaseCase_Fuel Cost
Fuel cost by technology ($000s) - Base Case, Slow Change Scenario
Fuel | Real June 2020 dollars discounted to 1 July 2020
Explicitly modelled generation
Region | Technology | 2021-22 | 2022-23 | 2023-24 | 2024-25 | 2025-26 | 2026-27 | 2027-28 | 2028-29 | 2029-30 | 2030-31 | 2031-32 | 2032-33 | 2033-34 | 2034-35 | 2035-36 | 2036-37 | 2037-38 | 2038-39 | 2039-40 | 2040-41 | 2041-42 | 2042-43 | 2043-44 | 2044-45 | 2045-46 | 2046-47 | 2047-48 | 2048-49 | 2049-50
NEM | Black Coal | 1579899.1413 | 1399110.279 | 1333566.4802 | 1221747.0982 | 1163812.4098 | 1005009.8545 | 927163.7891 | 939594.8725 | 634221.335 | 526992.2459 | 358289.04 | 374770.0223 | 389292.1561 | 354338.9924 | 304144.0595 | 317133.2043 | 318748.6857 | 303302.2906 | 270654.934 | 248514.4725 | 225750.2915 | 157904.894 | 122154.691 | 90752.3982 | 73709.8674 | 49821.8202 | 45953.9645 | 41602.178 | 37716.273
NEM | Brown Coal | 205786.7499 | 173251.0959 | 182107.2011 | 116840.3577 | 118382.5404 | 115355.2011 | 101621.9941 | 100727.2697 | 95737.9488 | 98047.3728 | 88716.6937 | 86981.149 | 86920.296 | 83260.1317 | 81583.0963 | 77035.3288 | 71001.5711 | 70464.9242 | 60544.2926 | 61536.875 | 63746.063 | 61011.3564 | 56504.1077 | 54558.4074 | 50408.8274 | 51565.0555 | 30249.3627 | 0 | 0
NEM | CCGT | 203162.7756 | 201897.9325 | 155430.8799 | 160059.6345 | 157954.6499 | 163978.4192 | 142766.5724 | 186003.6875 | 118846.6739 | 123529.1546 | 130032.7552 | 140070.1387 | 124875.619 | 126601.9804 | 107876.2042 | 103001.2799 | 85618.2121 | 120075.9804 | 143606.294 | 140987.3491 | 111959.7834 | 156240.1101 | 104361.0309 | 102142.269 | 59578.1851 | 46147.8972 | 44991.7572 | 43665.4054 | 42505.6853
NEM | Gas - Steam | 90124.4015 | 91789.7245 | 86344.2035 | 15176.525 | 14423.1626 | 14332.8568 | 13176.1724 | 15986.522 | 11610.4055 | 11862.6396 | 11987.0148 | 12292.7566 | 11504.6117 | 10588.267 | 4984.4478 | 4530.1534 | 5645.2343 | 4533.1861 | 3123.6212 | 3078.4892 | 2912.4305 | 4257.868 | 4830.394 | 4526.1015 | 6270.2225 | 0 | 0 | 0 | 0
NEM | OCGT / Diesel | 2150.4629 | 1288.7985 | 6374.8791 | 6558.1859 | 1618.0054 | 5081.1981 | 2534.38 | 17095.7489 | 322.4311 | 196.0189 | 306.2456 | 4860.0379 | 2728.9665 | 1051.2542 | 6094.7687 | 5552.4739 | 12557.997 | 14181.3508 | 41100.1089 | 46157.1929 | 32724.1434 | 26725.1897 | 105158.6817 | 55816.5992 | 80730.5171 | 94016.9115 | 159643.5062 | 279541.6048 | 273967.4844
NEM | Hydro | 0 | 0 | 0 | 0 | 0 | 0 | 0 | 0 | 0 | 0 | 0 | 0 | 0 | 0 | 0 | 0 | 0 | 0 | 0 | 0 | 0 | 0 | 0 | 0 | 0 | 0 | 0 | 0 | 0
NEM | Wind | 0 | 0 | 0 | 0 | 0 | 0 | 0 | 0 | 0 | 0 | 0 | 0 | 0 | 0 | 0 | 0 | 0 | 0 | 0 | 0 | 0 | 0 | 0 | 0 | 0 | 0 | 0 | 0 | 0
NEM | Solar PV | 0 | 0 | 0 | 0 | 0 | 0 | 0 | 0 | 0 | 0 | 0 | 0 | 0 | 0 | 0 | 0 | 0 | 0 | 0 | 0 | 0 | 0 | 0 | 0 | 0 | 0 | 0 | 0 | 0
NEM | Grid Battery | 0 | 0 | 0 | 0 | 0 | 0 | 0 | 0 | 0 | 0 | 0 | 0 | 0 | 0 | 0 | 0 | 0 | 0 | 0 | 0 | 0 | 0 | 0 | 0 | 0 | 0 | 0 | 0 | 0
NEM | Pumped Hydro | 0 | 0 | 0 | 0 | 0 | 0 | 0 | 0 | 0 | 0 | 0 | 0 | 0 | 0 | 0 | 0 | 0 | 0 | 0 | 0 | 0 | 0 | 0 | 0 | 0 | 0 | 0 | 0 | 0
NEM | VPP | 0 | 0 | 0 | 0 | 0 | 0 | 0 | 0 | 0 | 0 | 0 | 0 | 0 | 0 | 0 | 0 | 0 | 0 | 0 | 0 | 0 | 0 | 0 | 0 | 0 | 0 | 0 | 0 | 0
Total excluding storage |  | 2081123.5313 | 1867337.8305 | 1763823.6438 | 1520381.8014 | 1456190.768 | 1303757.5297 | 1187262.9079 | 1259408.1005 | 860738.7942 | 760627.4319 | 589331.7493 | 618974.1045 | 615321.6493 | 575840.6257 | 504682.5764 | 507252.4403 | 493571.7002 | 512557.7321 | 519029.2508 | 500274.3787 | 437092.7118 | 406139.4181 | 393008.9053 | 307795.7753 | 270697.6195 | 241551.6843 | 280838.5906 | 364809.1882 | 354189.4427
Region | Technology | 2021-22 | 2022-23 | 2023-24 | 2024-25 | 2025-26 | 2026-27 | 2027-28 | 2028-29 | 2029-30 | 2030-31 | 2031-32 | 2032-33 | 2033-34 | 2034-35 | 2035-36 | 2036-37 | 2037-38 | 2038-39 | 2039-40 | 2040-41 | 2041-42 | 2042-43 | 2043-44 | 2044-45 | 2045-46 | 2046-47 | 2047-48 | 2048-49 | 2049-50
NSW1 | Black Coal | 826738.417 | 732629.37 | 643114.8333 | 673917.2182 | 596275.918 | 531516.4671 | 484407.3572 | 528219.6678 | 283223.1944 | 203211.2257 | 90980.4105 | 84499.3963 | 110213.6061 | 92104.3972 | 70395.4857 | 89763.841 | 101323.4762 | 96350.736 | 81791.812 | 68150.9286 | 55964.3776 | 0 | 0 | 0 | 0 | 0 | 0 | 0 | 0
NSW1 | Brown Coal | 0 | 0 | 0 | 0 | 0 | 0 | 0 | 0 | 0 | 0 | 0 | 0 | 0 | 0 | 0 | 0 | 0 | 0 | 0 | 0 | 0 | 0 | 0 | 0 | 0 | 0 | 0 | 0 | 0
NSW1 | CCGT | 2480.8384 | 2468.5554 | 7330.7272 | 4653.1532 | 4433.0987 | 4332.7437 | 4223.6437 | 4110.178 | 3896.3564 | 3841.4644 | 3732.6522 | 3629.1797 | 3553.864 | 4865.6507 | 3369.792 | 3180.2874 | 3148.1575 | 27446.2303 | 48330.8233 | 49722.7779 | 31321.7293 | 48945.5478 | 50.3271 | 0.0002815 | 0.00027907 | 0.00035172 | 0.00035233 | 0.00033266 | 0.00031469
NSW1 | Gas - Steam | 0 | 0 | 0 | 0 | 0 | 0 | 0 | 0 | 0 | 0 | 0 | 0 | 0 | 0 | 0 | 0 | 0 | 0 | 0 | 0 | 0 | 0 | 0 | 0 | 0 | 0 | 0 | 0 | 0
NSW1 | OCGT / Diesel | 0.00022054 | 0.00021606 | 376.1068 | 3914.7279 | 644.2263 | 1390.959 | 596.5263 | 1167.9314 | 0.00023367 | 0.00023372 | 0.00021784 | 1238.1976 | 236.0846 | 332.0829 | 1066.8985 | 565.5197 | 1602.6539 | 491.5688 | 8778.6125 | 9697.8807 | 7370.0573 | 5421.3405 | 49161.3931 | 27697.6122 | 37995.6472 | 31604.6157 | 93118.1724 | 104779.2106 | 127064.6685
NSW1 | Hydro | 0 | 0 | 0 | 0 | 0 | 0 | 0 | 0 | 0 | 0 | 0 | 0 | 0 | 0 | 0 | 0 | 0 | 0 | 0 | 0 | 0 | 0 | 0 | 0 | 0 | 0 | 0 | 0 | 0
NSW1 | Wind | 0 | 0 | 0 | 0 | 0 | 0 | 0 | 0 | 0 | 0 | 0 | 0 | 0 | 0 | 0 | 0 | 0 | 0 | 0 | 0 | 0 | 0 | 0 | 0 | 0 | 0 | 0 | 0 | 0
NSW1 | Solar PV | 0 | 0 | 0 | 0 | 0 | 0 | 0 | 0 | 0 | 0 | 0 | 0 | 0 | 0 | 0 | 0 | 0 | 0 | 0 | 0 | 0 | 0 | 0 | 0 | 0 | 0 | 0 | 0 | 0
NSW1 | Grid Battery | 0 | 0 | 0 | 0 | 0 | 0 | 0 | 0 | 0 | 0 | 0 | 0 | 0 | 0 | 0 | 0 | 0 | 0 | 0 | 0 | 0 | 0 | 0 | 0 | 0 | 0 | 0 | 0 | 0
NSW1 | Pumped Hydro | 0 | 0 | 0 | 0 | 0 | 0 | 0 | 0 | 0 | 0 | 0 | 0 | 0 | 0 | 0 | 0 | 0 | 0 | 0 | 0 | 0 | 0 | 0 | 0 | 0 | 0 | 0 | 0 | 0
NSW1 | VPP | 0 | 0 | 0 | 0 | 0 | 0 | 0 | 0 | 0 | 0 | 0 | 0 | 0 | 0 | 0 | 0 | 0 | 0 | 0 | 0 | 0 | 0 | 0 | 0 | 0 | 0 | 0 | 0 | 0
Total excluding storage |  | 829219.2556 | 735097.9256 | 650821.6673 | 682485.0993 | 601353.243 | 537240.1698 | 489227.5272 | 533497.7771 | 287119.551 | 207052.6903 | 94713.0629 | 89366.7736 | 114003.5547 | 97302.1308 | 74832.1761 | 93509.648 | 106074.2876 | 124288.5351 | 138901.2478 | 127571.5873 | 94656.1642 | 54366.8884 | 49211.7202 | 27697.6125 | 37995.6475 | 31604.6161 | 93118.1727 | 104779.2109 | 127064.6689
Region | Technology | 2021-22 | 2022-23 | 2023-24 | 2024-25 | 2025-26 | 2026-27 | 2027-28 | 2028-29 | 2029-30 | 2030-31 | 2031-32 | 2032-33 | 2033-34 | 2034-35 | 2035-36 | 2036-37 | 2037-38 | 2038-39 | 2039-40 | 2040-41 | 2041-42 | 2042-43 | 2043-44 | 2044-45 | 2045-46 | 2046-47 | 2047-48 | 2048-49 | 2049-50
QLD1 | Black Coal | 753160.7243 | 666480.909 | 690451.6469 | 547829.88 | 567536.4917 | 473493.3874 | 442756.4318 | 411375.2047 | 350998.1405 | 323781.0203 | 267308.6295 | 290270.626 | 279078.55 | 262234.5953 | 233748.5738 | 227369.3633 | 217425.2095 | 206951.5546 | 188863.122 | 180363.5439 | 169785.9139 | 157904.894 | 122154.691 | 90752.3982 | 73709.8674 | 49821.8202 | 45953.9645 | 41602.178 | 37716.273
QLD1 | Brown Coal | 0 | 0 | 0 | 0 | 0 | 0 | 0 | 0 | 0 | 0 | 0 | 0 | 0 | 0 | 0 | 0 | 0 | 0 | 0 | 0 | 0 | 0 | 0 | 0 | 0 | 0 | 0 | 0 | 0
QLD1 | CCGT | 99873.8649 | 100156.4048 | 110068.9763 | 119608.8649 | 119232.2348 | 126309.4111 | 106379.7723 | 150579.4971 | 84762.6092 | 90296.5559 | 97579.4127 | 108515.3906 | 93895.3266 | 95381.2533 | 78904.8038 | 75327.9121 | 82470.0542 | 92629.7497 | 95275.4702 | 91264.5707 | 80638.0537 | 107294.5617 | 104310.7032 | 102142.2682 | 59578.1843 | 46147.8963 | 44991.7563 | 43665.4042 | 42505.6842
QLD1 | Gas - Steam | 2551.867 | 2563.7765 | 5130.1595 | 5465.0845 | 5657.1155 | 5409.367 | 4669.5685 | 7375.2 | 3978.9855 | 4278.687 | 4545.3785 | 4459.439 | 4145.5628 | 3803.6642 | 3612.9578 | 3418.2578 | 3285.1335 | 3162.8782 | 3123.6212 | 3078.4892 | 2912.4305 | 4257.868 | 4830.394 | 4526.1015 | 6270.2225 | 0 | 0 | 0 | 0
QLD1 | OCGT / Diesel | 0.00038743 | 0.00038062 | 0.00038288 | 1933.9845 | 616.5944 | 2913.6098 | 1344.3915 | 14969.9897 | 322.4295 | 54.1664 | 122.7483 | 2341.0875 | 2022.3197 | 414.7474 | 1711.4803 | 1741.3415 | 3946.577 | 2109.2055 | 7558.3902 | 4716.4365 | 6856.3072 | 4900.0407 | 13234.4756 | 17831.9457 | 33334.1014 | 54126.1213 | 51995.8409 | 80281.0088 | 57926.6597
QLD1 | Hydro | 0 | 0 | 0 | 0 | 0 | 0 | 0 | 0 | 0 | 0 | 0 | 0 | 0 | 0 | 0 | 0 | 0 | 0 | 0 | 0 | 0 | 0 | 0 | 0 | 0 | 0 | 0 | 0 | 0
QLD1 | Wind | 0 | 0 | 0 | 0 | 0 | 0 | 0 | 0 | 0 | 0 | 0 | 0 | 0 | 0 | 0 | 0 | 0 | 0 | 0 | 0 | 0 | 0 | 0 | 0 | 0 | 0 | 0 | 0 | 0
QLD1 | Solar PV | 0 | 0 | 0 | 0 | 0 | 0 | 0 | 0 | 0 | 0 | 0 | 0 | 0 | 0 | 0 | 0 | 0 | 0 | 0 | 0 | 0 | 0 | 0 | 0 | 0 | 0 | 0 | 0 | 0
QLD1 | Grid Battery | 0 | 0 | 0 | 0 | 0 | 0 | 0 | 0 | 0 | 0 | 0 | 0 | 0 | 0 | 0 | 0 | 0 | 0 | 0 | 0 | 0 | 0 | 0 | 0 | 0 | 0 | 0 | 0 | 0
QLD1 | Pumped Hydro | 0 | 0 | 0 | 0 | 0 | 0 | 0 | 0 | 0 | 0 | 0 | 0 | 0 | 0 | 0 | 0 | 0 | 0 | 0 | 0 | 0 | 0 | 0 | 0 | 0 | 0 | 0 | 0 | 0
QLD1 | VPP | 0 | 0 | 0 | 0 | 0 | 0 | 0 | 0 | 0 | 0 | 0 | 0 | 0 | 0 | 0 | 0 | 0 | 0 | 0 | 0 | 0 | 0 | 0 | 0 | 0 | 0 | 0 | 0 | 0
Total excluding storage |  | 855586.4566 | 769201.0907 | 805650.7831 | 674837.814 | 693042.4364 | 608125.7754 | 555150.1642 | 584299.8915 | 440062.1647 | 418410.4296 | 369556.169 | 405586.5431 | 379141.7591 | 361834.2602 | 317977.8157 | 307856.8747 | 307126.9742 | 304853.3879 | 294820.6035 | 279423.0403 | 260192.7053 | 274357.3644 | 244530.2637 | 215252.7135 | 172892.3756 | 150095.8378 | 142941.5616 | 165548.591 | 138148.617
Region | Technology | 2021-22 | 2022-23 | 2023-24 | 2024-25 | 2025-26 | 2026-27 | 2027-28 | 2028-29 | 2029-30 | 2030-31 | 2031-32 | 2032-33 | 2033-34 | 2034-35 | 2035-36 | 2036-37 | 2037-38 | 2038-39 | 2039-40 | 2040-41 | 2041-42 | 2042-43 | 2043-44 | 2044-45 | 2045-46 | 2046-47 | 2047-48 | 2048-49 | 2049-50
VIC1 | Black Coal | 0 | 0 | 0 | 0 | 0 | 0 | 0 | 0 | 0 | 0 | 0 | 0 | 0 | 0 | 0 | 0 | 0 | 0 | 0 | 0 | 0 | 0 | 0 | 0 | 0 | 0 | 0 | 0 | 0
VIC1 | Brown Coal | 205786.7499 | 173251.0959 | 182107.2011 | 116840.3577 | 118382.5404 | 115355.2011 | 101621.9941 | 100727.2697 | 95737.9488 | 98047.3728 | 88716.6937 | 86981.149 | 86920.296 | 83260.1317 | 81583.0963 | 77035.3288 | 71001.5711 | 70464.9242 | 60544.2926 | 61536.875 | 63746.063 | 61011.3564 | 56504.1077 | 54558.4074 | 50408.8274 | 51565.0555 | 30249.3627 | 0 | 0
VIC1 | CCGT | 0.00010686 | 0.00010958 | 0.00011362 | 0.00012792 | 0.00012595 | 0.00011977 | 0.00012295 | 0.00012577 | 0.00012168 | 0.00011994 | 0.00011659 | 0.00013267 | 0.00012679 | 0.00013085 | 0.00012368 | 0.00012394 | 0.00016674 | 0.00017445 | 0.00020193 | 0.00019466 | 0.00019586 | 0.00019125 | 0.00022138 | 0.00020122 | 0.00020292 | 0.00020984 | 0.00023578 | 0.00038515 | 0.0003701
VIC1 | Gas - Steam | 164.5115 | 3.72e-05 | 382.474 | 672.0081 | 126.7455 | 596.8423 | 528.2924 | 722.7182 | 4.4976e-05 | 147.2138 | 251.74 | 830.1389 | 462.7903 | 176.7849 | 1371.49 | 1111.8956 | 2360.1008 | 1370.3079 | 0 | 0 | 0 | 0 | 0 | 0 | 0 | 0 | 0 | 0 | 0
VIC1 | OCGT / Diesel | 4.9839 | 0.00032065 | 205.0174 | 61.8262 | 0.00041842 | 11.1018 | 91.1615 | 0.00042896 | 0.00039982 | 3.4474 | 47.7143 | 432.2057 | 156.0555 | 0.00042046 | 832.2922 | 1105.3583 | 1058.908 | 1106.4241 | 2230.893 | 2655.2653 | 1914.2669 | 525.5339 | 1427.6127 | 4296.6267 | 4300.2458 | 1859.2719 | 2741.7368 | 60543.2801 | 58152.1867
VIC1 | Hydro | 0 | 0 | 0 | 0 | 0 | 0 | 0 | 0 | 0 | 0 | 0 | 0 | 0 | 0 | 0 | 0 | 0 | 0 | 0 | 0 | 0 | 0 | 0 | 0 | 0 | 0 | 0 | 0 | 0
VIC1 | Wind | 0 | 0 | 0 | 0 | 0 | 0 | 0 | 0 | 0 | 0 | 0 | 0 | 0 | 0 | 0 | 0 | 0 | 0 | 0 | 0 | 0 | 0 | 0 | 0 | 0 | 0 | 0 | 0 | 0
VIC1 | Solar PV | 0 | 0 | 0 | 0 | 0 | 0 | 0 | 0 | 0 | 0 | 0 | 0 | 0 | 0 | 0 | 0 | 0 | 0 | 0 | 0 | 0 | 0 | 0 | 0 | 0 | 0 | 0 | 0 | 0
VIC1 | Grid Battery | 0 | 0 | 0 | 0 | 0 | 0 | 0 | 0 | 0 | 0 | 0 | 0 | 0 | 0 | 0 | 0 | 0 | 0 | 0 | 0 | 0 | 0 | 0 | 0 | 0 | 0 | 0 | 0 | 0
VIC1 | Pumped Hydro | 0 | 0 | 0 | 0 | 0 | 0 | 0 | 0 | 0 | 0 | 0 | 0 | 0 | 0 | 0 | 0 | 0 | 0 | 0 | 0 | 0 | 0 | 0 | 0 | 0 | 0 | 0 | 0 | 0
VIC1 | VPP | 0 | 0 | 0 | 0 | 0 | 0 | 0 | 0 | 0 | 0 | 0 | 0 | 0 | 0 | 0 | 0 | 0 | 0 | 0 | 0 | 0 | 0 | 0 | 0 | 0 | 0 | 0 | 0 | 0
Total excluding storage |  | 205956.2455 | 173251.0964 | 182694.6926 | 117574.192 | 118509.2864 | 115963.1453 | 102241.4481 | 101449.9884 | 95737.9493 | 98198.0342 | 89016.1482 | 88243.4938 | 87539.1419 | 83436.9171 | 83786.8786 | 79252.5829 | 74420.5801 | 72941.6564 | 62775.1859 | 64192.1405 | 65660.3301 | 61536.8905 | 57931.7206 | 58855.0342 | 54709.0735 | 53424.3276 | 32991.0997 | 60543.2805 | 58152.1871
Region | Technology | 2021-22 | 2022-23 | 2023-24 | 2024-25 | 2025-26 | 2026-27 | 2027-28 | 2028-29 | 2029-30 | 2030-31 | 2031-32 | 2032-33 | 2033-34 | 2034-35 | 2035-36 | 2036-37 | 2037-38 | 2038-39 | 2039-40 | 2040-41 | 2041-42 | 2042-43 | 2043-44 | 2044-45 | 2045-46 | 2046-47 | 2047-48 | 2048-49 | 2049-50
SA1 | Black Coal | 0 | 0 | 0 | 0 | 0 | 0 | 0 | 0 | 0 | 0 | 0 | 0 | 0 | 0 | 0 | 0 | 0 | 0 | 0 | 0 | 0 | 0 | 0 | 0 | 0 | 0 | 0 | 0 | 0
SA1 | Brown Coal | 0 | 0 | 0 | 0 | 0 | 0 | 0 | 0 | 0 | 0 | 0 | 0 | 0 | 0 | 0 | 0 | 0 | 0 | 0 | 0 | 0 | 0 | 0 | 0 | 0 | 0 | 0 | 0 | 0
SA1 | CCGT | 100808.0721 | 99272.9721 | 38031.1761 | 35797.6161 | 34289.3161 | 33336.2641 | 32163.1561 | 31314.0121 | 30187.7081 | 29391.1341 | 28720.6901 | 27925.5681 | 27426.4281 | 26355.0761 | 25601.6081 | 24493.0801 | 0.00017137 | 0.00018464 | 0.00021522 | 0.0002152 | 0.00021903 | 0.00021496 | 0.00026969 | 0.00024254 | 0.00024827 | 0.00025737 | 0.00025945 | 0.0003271 | 0.00031071
SA1 | Gas - Steam | 87408.023 | 89225.948 | 80831.57 | 9039.4325 | 8639.3016 | 8326.6475 | 7978.3115 | 7888.6038 | 7631.42 | 7436.7388 | 7189.8963 | 7003.1786 | 6896.2586 | 6607.8179 | 0 | 0 | 0 | 0 | 0 | 0 | 0 | 0 | 0 | 0 | 0 | 0 | 0 | 0 | 0
SA1 | OCGT / Diesel | 2145.4782 | 1288.7975 | 5793.7544 | 647.6472 | 357.1841 | 765.5274 | 502.3006 | 957.8273 | 0.00079579 | 138.4047 | 135.7827 | 848.547 | 314.5066 | 304.4234 | 2484.0976 | 2140.2544 | 5949.8579 | 10474.1523 | 22532.2131 | 29087.6102 | 16583.5118 | 15878.2745 | 41335.2003 | 5990.4145 | 5100.5225 | 6426.9024 | 11787.7561 | 33938.1052 | 30823.9692
SA1 | Hydro | 0 | 0 | 0 | 0 | 0 | 0 | 0 | 0 | 0 | 0 | 0 | 0 | 0 | 0 | 0 | 0 | 0 | 0 | 0 | 0 | 0 | 0 | 0 | 0 | 0 | 0 | 0 | 0 | 0
SA1 | Wind | 0 | 0 | 0 | 0 | 0 | 0 | 0 | 0 | 0 | 0 | 0 | 0 | 0 | 0 | 0 | 0 | 0 | 0 | 0 | 0 | 0 | 0 | 0 | 0 | 0 | 0 | 0 | 0 | 0
SA1 | Solar PV | 0 | 0 | 0 | 0 | 0 | 0 | 0 | 0 | 0 | 0 | 0 | 0 | 0 | 0 | 0 | 0 | 0 | 0 | 0 | 0 | 0 | 0 | 0 | 0 | 0 | 0 | 0 | 0 | 0
SA1 | Grid Battery | 0 | 0 | 0 | 0 | 0 | 0 | 0 | 0 | 0 | 0 | 0 | 0 | 0 | 0 | 0 | 0 | 0 | 0 | 0 | 0 | 0 | 0 | 0 | 0 | 0 | 0 | 0 | 0 | 0
SA1 | Pumped Hydro | 0 | 0 | 0 | 0 | 0 | 0 | 0 | 0 | 0 | 0 | 0 | 0 | 0 | 0 | 0 | 0 | 0 | 0 | 0 | 0 | 0 | 0 | 0 | 0 | 0 | 0 | 0 | 0 | 0
SA1 | VPP | 0 | 0 | 0 | 0 | 0 | 0 | 0 | 0 | 0 | 0 | 0 | 0 | 0 | 0 | 0 | 0 | 0 | 0 | 0 | 0 | 0 | 0 | 0 | 0 | 0 | 0 | 0 | 0 | 0
Total excluding storage |  | 190361.5733 | 189787.7176 | 124656.5006 | 45484.6958 | 43285.8018 | 42428.4389 | 40643.7683 | 40160.4432 | 37819.1289 | 36966.2776 | 36046.3691 | 35777.2937 | 34637.1934 | 33267.3174 | 28085.7057 | 26633.3345 | 5949.8581 | 10474.1524 | 22532.2133 | 29087.6104 | 16583.512 | 15878.2747 | 41335.2006 | 5990.4148 | 5100.5228 | 6426.9027 | 11787.7564 | 33938.1056 | 30823.9696
Region | Technology | 2021-22 | 2022-23 | 2023-24 | 2024-25 | 2025-26 | 2026-27 | 2027-28 | 2028-29 | 2029-30 | 2030-31 | 2031-32 | 2032-33 | 2033-34 | 2034-35 | 2035-36 | 2036-37 | 2037-38 | 2038-39 | 2039-40 | 2040-41 | 2041-42 | 2042-43 | 2043-44 | 2044-45 | 2045-46 | 2046-47 | 2047-48 | 2048-49 | 2049-50
TAS1 | Black Coal | 0 | 0 | 0 | 0 | 0 | 0 | 0 | 0 | 0 | 0 | 0 | 0 | 0 | 0 | 0 | 0 | 0 | 0 | 0 | 0 | 0 | 0 | 0 | 0 | 0 | 0 | 0 | 0 | 0
TAS1 | Brown Coal | 0 | 0 | 0 | 0 | 0 | 0 | 0 | 0 | 0 | 0 | 0 | 0 | 0 | 0 | 0 | 0 | 0 | 0 | 0 | 0 | 0 | 0 | 0 | 0 | 0 | 0 | 0 | 0 | 0
TAS1 | CCGT | 0.00010711 | 0.00010849 | 0.00011106 | 0.00011043 | 0.00010679 | 0.0001033 | 0.00010144 | 0.0001009 | 0.00010104 | 0.00010107 | 0.00010102 | 0.0001009 | 0.00010081 | 0.00010063 | 0.00010097 | 0.00010051 | 0.00010074 | 0.00010063 | 0.00010111 | 0.0001005 | 0.00010083 | 0.0001009 | 0.00010098 | 0.00010078 | 0.00010068 | 0.00010097 | 0.00010116 | 0.00010087 | 0.00010084
TAS1 | Gas - Steam | 0 | 0 | 0 | 0 | 0 | 0 | 0 | 0 | 0 | 0 | 0 | 0 | 0 | 0 | 0 | 0 | 0 | 0 | 0 | 0 | 0 | 0 | 0 | 0 | 0 | 0 | 0 | 0 | 0
TAS1 | OCGT / Diesel | 0.00013307 | 0.00013198 | 0.00013302 | 0.00013323 | 0.0001292 | 0.00012892 | 0.0001281 | 0.00012787 | 0.00012885 | 0.00012835 | 0.00012768 | 0.00012762 | 0.0001279 | 0.00012734 | 0.00012752 | 0.00012659 | 0.00012772 | 0.00012592 | 0.00012645 | 0.00010071 | 0.00010091 | 0.00010156 | 0.00010053 | 0.00010053 | 9.9852e-05 | 0.00010121 | 0.00010122 | 0.0001013 | 0.00010035
TAS1 | Hydro | 0 | 0 | 0 | 0 | 0 | 0 | 0 | 0 | 0 | 0 | 0 | 0 | 0 | 0 | 0 | 0 | 0 | 0 | 0 | 0 | 0 | 0 | 0 | 0 | 0 | 0 | 0 | 0 | 0
TAS1 | Wind | 0 | 0 | 0 | 0 | 0 | 0 | 0 | 0 | 0 | 0 | 0 | 0 | 0 | 0 | 0 | 0 | 0 | 0 | 0 | 0 | 0 | 0 | 0 | 0 | 0 | 0 | 0 | 0 | 0
TAS1 | Solar PV | 0 | 0 | 0 | 0 | 0 | 0 | 0 | 0 | 0 | 0 | 0 | 0 | 0 | 0 | 0 | 0 | 0 | 0 | 0 | 0 | 0 | 0 | 0 | 0 | 0 | 0 | 0 | 0 | 0
TAS1 | Grid Battery | 0 | 0 | 0 | 0 | 0 | 0 | 0 | 0 | 0 | 0 | 0 | 0 | 0 | 0 | 0 | 0 | 0 | 0 | 0 | 0 | 0 | 0 | 0 | 0 | 0 | 0 | 0 | 0 | 0
TAS1 | Pumped Hydro | 0 | 0 | 0 | 0 | 0 | 0 | 0 | 0 | 0 | 0 | 0 | 0 | 0 | 0 | 0 | 0 | 0 | 0 | 0 | 0 | 0 | 0 | 0 | 0 | 0 | 0 | 0 | 0 | 0
TAS1 | VPP | 0 | 0 | 0 | 0 | 0 | 0 | 0 | 0 | 0 | 0 | 0 | 0 | 0 | 0 | 0 | 0 | 0 | 0 | 0 | 0 | 0 | 0 | 0 | 0 | 0 | 0 | 0 | 0 | 0
Total excluding storage |  | 0.00024018 | 0.00024047 | 0.00024408 | 0.00024367 | 0.00023599 | 0.00023221 | 0.00022954 | 0.00022877 | 0.00022989 | 0.00022942 | 0.0002287 | 0.00022852 | 0.00022871 | 0.00022797 | 0.00022849 | 0.0002271 | 0.00022846 | 0.00022655 | 0.00022756 | 0.0002012 | 0.00020173 | 0.00020246 | 0.00020151 | 0.00020132 | 0.00020054 | 0.00020219 | 0.00020239 | 0.00020217 | 0.00020119

## BaseCase_Build Cost
New generation build cost (CAPEX) by technology ($000s) - Base Case, Slow Change Scenario
CAPEX (Install) | Real June 2020 dollars discounted to 1 July 2020. The total capital costs are annualised for modelling purposes.
Explicitly modelled generation
Region | Technology | 2021-22 | 2022-23 | 2023-24 | 2024-25 | 2025-26 | 2026-27 | 2027-28 | 2028-29 | 2029-30 | 2030-31 | 2031-32 | 2032-33 | 2033-34 | 2034-35 | 2035-36 | 2036-37 | 2037-38 | 2038-39 | 2039-40 | 2040-41 | 2041-42 | 2042-43 | 2043-44 | 2044-45 | 2045-46 | 2046-47 | 2047-48 | 2048-49 | 2049-50
NEM | Black Coal | 0 | 0 | 0 | 0 | 0 | 0 | 0 | 0 | 0 | 0 | 0 | 0 | 0 | 0 | 0 | 0 | 0 | 0 | 0 | 0 | 0 | 0 | 0 | 0 | 0 | 0 | 0 | 0 | 0
NEM | Brown Coal | 0 | 0 | 0 | 0 | 0 | 0 | 0 | 0 | 0 | 0 | 0 | 0 | 0 | 0 | 0 | 0 | 0 | 0 | 0 | 0 | 0 | 0 | 0 | 0 | 0 | 0 | 0 | 0 | 0
NEM | CCGT | 0.00015049 | 0.00014498 | 0.00014005 | 0.00013455 | 0.00012962 | 0.00012488 | 0.00012063 | 0.00011589 | 0.00011165 | 0.00010756 | 0.0001039 | 9.9819e-05 | 9.6165e-05 | 9.2645e-05 | 8.9493e-05 | 8.5977e-05 | 0.00011649 | 0.00011973 | 0.00012917 | 0.0001241 | 0.00012554 | 0.00013218 | 0.00016146 | 0.00015512 | 0.00017003 | 0.0001211 | 0.00012247 | 0.00016101 | 0.00015512
NEM | Gas - Steam | 0 | 0 | 0 | 0 | 0 | 0 | 0 | 0 | 0 | 0 | 0 | 0 | 0 | 0 | 0 | 0 | 0 | 0 | 0 | 0 | 0 | 0 | 0 | 0 | 0 | 0 | 0 | 0 | 0
NEM | OCGT / Diesel | 0.00052314 | 0.00050399 | 0.00048685 | 0.00046772 | 0.0004506 | 0.0004341 | 0.00041933 | 0.00040286 | 0.00038811 | 0.0003739 | 0.00036118 | 0.00034699 | 0.00033429 | 0.00032205 | 0.00031109 | 0.00033713 | 0.00032479 | 0.0003129 | 0.00038315 | 0.00038413 | 0.00063936 | 0.00062632 | 0.0009137 | 17561.3436 | 16918.4429 | 30238.6695 | 29209.9867 | 57631.0902 | 55521.2816
NEM | Hydro | 0 | 0 | 0 | 0 | 0 | 0 | 0 | 0 | 0 | 0 | 0 | 0 | 0 | 0 | 0 | 0 | 0 | 0 | 0 | 0 | 0 | 0 | 0 | 0 | 0 | 0 | 0 | 0 | 0
NEM | Wind | 0.0069025 | 66811.4596 | 142863.4828 | 270083.2715 | 331737.3758 | 381693.8169 | 459418.1935 | 500731.7252 | 493462.9662 | 485938.8803 | 581206.9735 | 568073.7164 | 556524.6743 | 544924.1475 | 534765.6527 | 521717.5867 | 660585.2242 | 688854.1145 | 710828.6541 | 698799.7982 | 780585.1384 | 889607.2092 | 920477.9854 | 886080.7253 | 913624.4039 | 943755.8474 | 972433.3013 | 995576.7926 | 945136.3553
NEM | Solar PV | 0.00058817 | 0.00088839 | 0.00089018 | 0.0009436 | 0.00094015 | 5976.6485 | 21860.243 | 36310.2203 | 70937.6213 | 102026.0521 | 206809.1377 | 198683.5732 | 191409.9936 | 184402.6916 | 178129.5356 | 171130.7973 | 164865.894 | 158830.3413 | 153427.1259 | 147398.9502 | 142002.8424 | 183378.2504 | 188663.6103 | 181250.9865 | 194260.2516 | 256677.7078 | 271852.7332 | 297523.2505 | 321573.8886
NEM | Grid Battery | 0.0010634 | 0.0010244 | 0.00098958 | 0.0009507 | 0.0009159 | 0.00088237 | 0.00095621 | 0.0011101 | 0.0020423 | 0.001986 | 0.0019184 | 0.0020952 | 0.0020914 | 0.0021686 | 0.0024385 | 0.0035764 | 11231.6413 | 10820.4638 | 15838.3998 | 17806.4595 | 72607.4522 | 80630.316 | 82388.7444 | 121381.7908 | 118290.4244 | 113959.9468 | 110083.1675 | 129078.1501 | 134384.178
NEM | Pumped Hydro | 0 | 0 | 0.0015424 | 0.0016071 | 0.0015961 | 0.001604 | 0.0016284 | 0.0016868 | 230474.5377 | 222037.1272 | 214483.6933 | 206056.5946 | 198513.0972 | 191245.7587 | 184739.81 | 177481.3531 | 170983.9781 | 165728.7291 | 183823.0875 | 176600.6485 | 175474.6454 | 192037.2699 | 185504.3949 | 178215.8976 | 215305.2917 | 275658.2989 | 275031.4916 | 316794.3159 | 305196.8365
NEM | VPP | 0 | 0 | 0 | 0 | 0 | 0 | 0 | 0 | 0 | 0 | 0 | 0 | 0 | 0 | 0 | 0 | 0 | 0 | 0 | 0 | 0 | 0 | 0 | 0 | 0 | 0 | 0 | 0 | 0
Total excluding storage |  | 0.0081644 | 66811.4611 | 142863.4843 | 270083.273 | 331737.3773 | 387670.466 | 481278.437 | 537041.9461 | 564400.5879 | 587964.9329 | 788016.1117 | 766757.29 | 747934.6684 | 729326.8395 | 712895.1887 | 692848.3845 | 825451.1186 | 847684.4563 | 864255.7806 | 846198.7489 | 922587.9816 | 1072985.4603 | 1109141.5968 | 1084893.0556 | 1124803.0986 | 1230672.2248 | 1273496.0213 | 1350731.1334 | 1322231.5257
Region | Technology | 2021-22 | 2022-23 | 2023-24 | 2024-25 | 2025-26 | 2026-27 | 2027-28 | 2028-29 | 2029-30 | 2030-31 | 2031-32 | 2032-33 | 2033-34 | 2034-35 | 2035-36 | 2036-37 | 2037-38 | 2038-39 | 2039-40 | 2040-41 | 2041-42 | 2042-43 | 2043-44 | 2044-45 | 2045-46 | 2046-47 | 2047-48 | 2048-49 | 2049-50
NSW1 | Black Coal | 0 | 0 | 0 | 0 | 0 | 0 | 0 | 0 | 0 | 0 | 0 | 0 | 0 | 0 | 0 | 0 | 0 | 0 | 0 | 0 | 0 | 0 | 0 | 0 | 0 | 0 | 0 | 0 | 0
NSW1 | Brown Coal | 0 | 0 | 0 | 0 | 0 | 0 | 0 | 0 | 0 | 0 | 0 | 0 | 0 | 0 | 0 | 0 | 0 | 0 | 0 | 0 | 0 | 0 | 0 | 0 | 0 | 0 | 0 | 0 | 0
NSW1 | CCGT | 3.3407e-05 | 3.2184e-05 | 3.1089e-05 | 2.9867e-05 | 2.8774e-05 | 2.7721e-05 | 2.6778e-05 | 2.5726e-05 | 2.4784e-05 | 2.3876e-05 | 2.3064e-05 | 2.2158e-05 | 2.1347e-05 | 2.0565e-05 | 1.9866e-05 | 1.9085e-05 | 2.8002e-05 | 3.4486e-05 | 3.3313e-05 | 3.2004e-05 | 3.6814e-05 | 3.5466e-05 | 5.105e-05 | 4.9044e-05 | 4.7249e-05 | 4.8869e-05 | 4.7207e-05 | 4.5352e-05 | 4.3692e-05
NSW1 | Gas - Steam | 0 | 0 | 0 | 0 | 0 | 0 | 0 | 0 | 0 | 0 | 0 | 0 | 0 | 0 | 0 | 0 | 0 | 0 | 0 | 0 | 0 | 0 | 0 | 0 | 0 | 0 | 0 | 0 | 0
NSW1 | OCGT / Diesel | 0.00010474 | 0.0001009 | 9.7468e-05 | 9.3639e-05 | 9.0211e-05 | 8.6908e-05 | 8.3952e-05 | 8.0653e-05 | 7.7701e-05 | 7.4856e-05 | 7.231e-05 | 6.9469e-05 | 6.6925e-05 | 6.4475e-05 | 6.2282e-05 | 5.9835e-05 | 5.7644e-05 | 5.5534e-05 | 7.2859e-05 | 6.9996e-05 | 0.00017323 | 0.00016689 | 0.00042139 | 15741.6749 | 15165.3901 | 14610.2024 | 14113.181 | 21180.4689 | 20405.0761
NSW1 | Hydro | 0 | 0 | 0 | 0 | 0 | 0 | 0 | 0 | 0 | 0 | 0 | 0 | 0 | 0 | 0 | 0 | 0 | 0 | 0 | 0 | 0 | 0 | 0 | 0 | 0 | 0 | 0 | 0 | 0
NSW1 | Wind | 0.001182 | 66811.454 | 128556.0321 | 184507.5148 | 236222.9135 | 277117.3467 | 302322.8365 | 322996.2477 | 311171.7226 | 299780.0799 | 391243.0242 | 375871.0223 | 362110.8118 | 348854.3471 | 336986.7451 | 323746.4812 | 311894.491 | 305981.3516 | 295572.237 | 284290.8163 | 368624.8132 | 444039.9297 | 439393.3764 | 422129.5393 | 406675.8583 | 406426.7037 | 370213.0773 | 330554.9758 | 294457.2742
NSW1 | Solar PV | 0.00013199 | 0.00028401 | 0.00028221 | 0.00031278 | 0.00033242 | 5976.648 | 21860.2424 | 36310.2197 | 70937.6205 | 102026.0513 | 206809.1369 | 198683.5723 | 191409.9928 | 184402.6908 | 178129.5348 | 171130.7965 | 164865.8928 | 158830.34 | 153427.1244 | 147398.9478 | 142002.84 | 158146.2671 | 154200.6884 | 148142.1183 | 149084.4316 | 184424.7564 | 188546.8187 | 181138.7835 | 181568.939
NSW1 | Grid Battery | 0.00034223 | 0.0003297 | 0.00031848 | 0.00030597 | 0.00029477 | 0.00028398 | 0.00029353 | 0.000282 | 0.001042 | 0.0010039 | 0.00096974 | 0.0009704 | 0.00093488 | 0.00091866 | 0.00088741 | 0.00086586 | 0.00086632 | 0.00084941 | 0.00088531 | 0.00085053 | 0.0014252 | 0.0013731 | 4501.3752 | 11249.0681 | 12189.5354 | 11743.2906 | 11343.7981 | 10898.0984 | 10499.1311
NSW1 | Pumped Hydro | 0 | 0 | 0.00042457 | 0.00043697 | 0.00042097 | 0.00040556 | 0.00039177 | 0.00039539 | 230474.5364 | 222037.1259 | 214483.6921 | 206056.5931 | 198513.0957 | 191245.7571 | 184739.8083 | 177481.3513 | 170983.961 | 164724.4328 | 159120.7073 | 152868.8289 | 147272.4754 | 141880.9976 | 137054.3782 | 131669.4898 | 126849.2196 | 122205.414 | 118048.134 | 113410.0037 | 109258.1925
NSW1 | VPP | 0 | 0 | 0 | 0 | 0 | 0 | 0 | 0 | 0 | 0 | 0 | 0 | 0 | 0 | 0 | 0 | 0 | 0 | 0 | 0 | 0 | 0 | 0 | 0 | 0 | 0 | 0 | 0 | 0
Total excluding storage |  | 0.0014521 | 66811.4545 | 128556.0325 | 184507.5153 | 236222.9139 | 283093.9948 | 324183.079 | 359306.4674 | 382109.3432 | 401806.1313 | 598052.1611 | 574554.5946 | 553520.8047 | 533257.038 | 515116.28 | 494877.2778 | 476760.3838 | 464811.6917 | 448999.3615 | 431689.7642 | 510627.6535 | 602186.197 | 593594.0653 | 586013.3326 | 570925.68 | 605461.6625 | 572873.077 | 532874.2283 | 496431.2893
Region | Technology | 2021-22 | 2022-23 | 2023-24 | 2024-25 | 2025-26 | 2026-27 | 2027-28 | 2028-29 | 2029-30 | 2030-31 | 2031-32 | 2032-33 | 2033-34 | 2034-35 | 2035-36 | 2036-37 | 2037-38 | 2038-39 | 2039-40 | 2040-41 | 2041-42 | 2042-43 | 2043-44 | 2044-45 | 2045-46 | 2046-47 | 2047-48 | 2048-49 | 2049-50
QLD1 | Black Coal | 0 | 0 | 0 | 0 | 0 | 0 | 0 | 0 | 0 | 0 | 0 | 0 | 0 | 0 | 0 | 0 | 0 | 0 | 0 | 0 | 0 | 0 | 0 | 0 | 0 | 0 | 0 | 0 | 0
QLD1 | Brown Coal | 0 | 0 | 0 | 0 | 0 | 0 | 0 | 0 | 0 | 0 | 0 | 0 | 0 | 0 | 0 | 0 | 0 | 0 | 0 | 0 | 0 | 0 | 0 | 0 | 0 | 0 | 0 | 0 | 0
QLD1 | CCGT | 3.6636e-05 | 3.5295e-05 | 3.4094e-05 | 3.2755e-05 | 3.1555e-05 | 3.04e-05 | 2.9366e-05 | 2.8212e-05 | 2.7179e-05 | 2.6184e-05 | 2.5294e-05 | 2.43e-05 | 2.341e-05 | 2.2553e-05 | 2.1786e-05 | 2.093e-05 | 2.7897e-05 | 2.6876e-05 | 2.5962e-05 | 2.4942e-05 | 2.4029e-05 | 3.4388e-05 | 3.3218e-05 | 3.1913e-05 | 5.1336e-05 | 3.5045e-05 | 3.3853e-05 | 3.2523e-05 | 3.1332e-05
QLD1 | Gas - Steam | 0 | 0 | 0 | 0 | 0 | 0 | 0 | 0 | 0 | 0 | 0 | 0 | 0 | 0 | 0 | 0 | 0 | 0 | 0 | 0 | 0 | 0 | 0 | 0 | 0 | 0 | 0 | 0 | 0
QLD1 | OCGT / Diesel | 0.00010766 | 0.00010372 | 0.00010019 | 9.6253e-05 | 9.2729e-05 | 8.9334e-05 | 8.6295e-05 | 8.2905e-05 | 7.987e-05 | 7.6946e-05 | 7.4328e-05 | 7.1408e-05 | 6.8794e-05 | 6.6275e-05 | 6.4021e-05 | 6.1505e-05 | 5.9253e-05 | 5.7084e-05 | 7.0553e-05 | 6.7781e-05 | 6.53e-05 | 7.3269e-05 | 7.0776e-05 | 6.7996e-05 | 0.00017466 | 13939.5919 | 13465.3839 | 27722.8872 | 26707.9839
QLD1 | Hydro | 0 | 0 | 0 | 0 | 0 | 0 | 0 | 0 | 0 | 0 | 0 | 0 | 0 | 0 | 0 | 0 | 0 | 0 | 0 | 0 | 0 | 0 | 0 | 0 | 0 | 0 | 0 | 0 | 0
QLD1 | Wind | 0.0032339 | 0.0031461 | 0.0031058 | 58185.2409 | 56055.1457 | 54003.0881 | 96169.1274 | 107665.2862 | 103723.7826 | 99926.573 | 96527.1921 | 92734.6231 | 89339.714 | 86069.0888 | 83141.1227 | 79874.4945 | 172559.6967 | 166242.4826 | 160587.1148 | 156097.7759 | 163009.2593 | 191659.47 | 209152.6532 | 200935.0115 | 204212.5911 | 231549.4885 | 223672.4556 | 214884.3285 | 200679.765
QLD1 | Solar PV | 0.00019803 | 0.00027624 | 0.00026684 | 0.00026292 | 0.0002533 | 0.00024403 | 0.00024794 | 0.00034129 | 0.00049374 | 0.00047566 | 0.00045948 | 0.00044143 | 0.00042527 | 0.0004097 | 0.00039576 | 0.00038021 | 0.00042405 | 0.00040853 | 0.00039463 | 0.00040002 | 0.0004134 | 24176.606 | 25463.7518 | 24463.2768 | 33691.524 | 61189.0714 | 59107.4933 | 56785.1503 | 70329.1466
QLD1 | Grid Battery | 0.00017578 | 0.00016934 | 0.00016358 | 0.00015715 | 0.0001514 | 0.00014586 | 0.00018297 | 0.00030285 | 0.00029176 | 0.00028108 | 0.00027152 | 0.00032568 | 0.00038661 | 0.00037246 | 0.00035979 | 0.00034565 | 11231.6382 | 10820.4607 | 10452.3617 | 12632.0397 | 32641.2648 | 42127.2453 | 40694.1276 | 55569.486 | 53535.1503 | 51575.2894 | 49820.7606 | 47863.2947 | 56142.5065
QLD1 | Pumped Hydro | 0 | 0 | 0.00021454 | 0.00025142 | 0.00024221 | 0.00027132 | 0.00026209 | 0.00035514 | 0.00034214 | 0.00032962 | 0.0003184 | 0.00039253 | 0.00039706 | 0.00038252 | 0.00036951 | 0.00035499 | 0.011628 | 0.011202 | 0.010821 | 0.010396 | 5339.1552 | 28130.2464 | 27173.2895 | 26105.6465 | 59317.1505 | 125380.706 | 121115.4064 | 116356.7624 | 112097.0738
QLD1 | VPP | 0 | 0 | 0 | 0 | 0 | 0 | 0 | 0 | 0 | 0 | 0 | 0 | 0 | 0 | 0 | 0 | 0 | 0 | 0 | 0 | 0 | 0 | 0 | 0 | 0 | 0 | 0 | 0 | 0
Total excluding storage |  | 0.0035762 | 0.0035614 | 0.0035069 | 58185.2413 | 56055.1461 | 54003.0884 | 96169.1277 | 107665.2867 | 103723.7832 | 99926.5735 | 96527.1927 | 92734.6236 | 89339.7145 | 86069.0893 | 83141.1232 | 79874.495 | 172559.6972 | 166242.483 | 160587.1153 | 156097.7764 | 163009.2598 | 215836.0761 | 234616.405 | 225398.2884 | 237904.1154 | 306678.1518 | 296245.3329 | 299392.3661 | 297716.8956
Region | Technology | 2021-22 | 2022-23 | 2023-24 | 2024-25 | 2025-26 | 2026-27 | 2027-28 | 2028-29 | 2029-30 | 2030-31 | 2031-32 | 2032-33 | 2033-34 | 2034-35 | 2035-36 | 2036-37 | 2037-38 | 2038-39 | 2039-40 | 2040-41 | 2041-42 | 2042-43 | 2043-44 | 2044-45 | 2045-46 | 2046-47 | 2047-48 | 2048-49 | 2049-50
VIC1 | Black Coal | 0 | 0 | 0 | 0 | 0 | 0 | 0 | 0 | 0 | 0 | 0 | 0 | 0 | 0 | 0 | 0 | 0 | 0 | 0 | 0 | 0 | 0 | 0 | 0 | 0 | 0 | 0 | 0 | 0
VIC1 | Brown Coal | 0 | 0 | 0 | 0 | 0 | 0 | 0 | 0 | 0 | 0 | 0 | 0 | 0 | 0 | 0 | 0 | 0 | 0 | 0 | 0 | 0 | 0 | 0 | 0 | 0 | 0 | 0 | 0 | 0
VIC1 | CCGT | 2.8331e-05 | 2.7294e-05 | 2.6365e-05 | 2.5329e-05 | 2.4402e-05 | 2.3509e-05 | 2.2709e-05 | 2.1817e-05 | 2.1018e-05 | 2.0249e-05 | 1.956e-05 | 1.8791e-05 | 1.8103e-05 | 1.7441e-05 | 1.6847e-05 | 1.6185e-05 | 2.4433e-05 | 2.3539e-05 | 2.8794e-05 | 2.7663e-05 | 2.665e-05 | 2.5674e-05 | 3.0606e-05 | 2.9404e-05 | 2.8327e-05 | 1.6146e-05 | 2.1081e-05 | 4.8429e-05 | 4.6656e-05
VIC1 | Gas - Steam | 0 | 0 | 0 | 0 | 0 | 0 | 0 | 0 | 0 | 0 | 0 | 0 | 0 | 0 | 0 | 0 | 0 | 0 | 0 | 0 | 0 | 0 | 0 | 0 | 0 | 0 | 0 | 0 | 0
VIC1 | OCGT / Diesel | 0.00010415 | 0.00010034 | 9.6927e-05 | 9.3118e-05 | 8.9709e-05 | 8.6425e-05 | 8.3485e-05 | 8.0205e-05 | 7.7269e-05 | 7.444e-05 | 7.1908e-05 | 6.9083e-05 | 6.6553e-05 | 6.4117e-05 | 6.1936e-05 | 7.3678e-05 | 7.0981e-05 | 6.8383e-05 | 8.7686e-05 | 8.7541e-05 | 0.00015592 | 0.00015021 | 0.0001451 | 0.00025482 | 0.0002455 | 0.00019554 | 0.00018889 | 3482.162 | 3354.6841
VIC1 | Hydro | 0 | 0 | 0 | 0 | 0 | 0 | 0 | 0 | 0 | 0 | 0 | 0 | 0 | 0 | 0 | 0 | 0 | 0 | 0 | 0 | 0 | 0 | 0 | 0 | 0 | 0 | 0 | 0 | 0
VIC1 | Wind | 0.00069479 | 0.00066935 | 0.00064658 | 0.00071635 | 0.00069013 | 0.00066486 | 0.00064225 | 0.0006366 | 0.00061329 | 0.00059084 | 0.00057074 | 0.0006021 | 0.00058006 | 0.00065622 | 0.0006339 | 0.00071669 | 0.0014585 | 179.052 | 15413.6674 | 21647.3977 | 20854.9111 | 25616.6823 | 51407.0157 | 49387.2257 | 96927.7184 | 101775.9199 | 178873.5742 | 259283.0977 | 269685.7629
VIC1 | Solar PV | 5.5766e-05 | 6.2993e-05 | 6.085e-05 | 9.8631e-05 | 9.502e-05 | 9.1542e-05 | 8.8427e-05 | 8.4953e-05 | 8.1843e-05 | 7.8847e-05 | 7.6165e-05 | 9.5905e-05 | 9.2394e-05 | 8.9012e-05 | 8.5983e-05 | 9.4684e-05 | 0.00014081 | 0.00016449 | 0.00023914 | 0.00024341 | 0.0002345 | 0.00031466 | 0.00046603 | 0.00044772 | 0.00060934 | 0.011647 | 6231.5209 | 39064.7362 | 49892.9701
VIC1 | Grid Battery | 0.00017944 | 0.00017287 | 0.00016699 | 0.00016043 | 0.00015456 | 0.0001489 | 0.00015979 | 0.00017676 | 0.00023697 | 0.00023688 | 0.00022882 | 0.00028326 | 0.00027289 | 0.00031991 | 0.00048756 | 0.0004684 | 0.00045125 | 0.00051192 | 5386.0334 | 5174.4153 | 17492.695 | 16852.3074 | 16279.0123 | 27595.9069 | 26585.6521 | 25612.3817 | 24741.0795 | 47089.1666 | 45365.2857
VIC1 | Pumped Hydro | 0 | 0 | 0.00022049 | 0.00026269 | 0.00027655 | 0.00026643 | 0.00031547 | 0.00030307 | 0.00029198 | 0.00028129 | 0.00027172 | 0.00040194 | 0.00038723 | 0.00049117 | 0.00050838 | 0.0004884 | 0.0045345 | 1004.2842 | 24702.3684 | 23731.8083 | 22863.0138 | 22026.0249 | 21276.7262 | 20440.7602 | 29138.9205 | 28072.1778 | 35867.9501 | 87027.5488 | 83841.5692
VIC1 | VPP | 0 | 0 | 0 | 0 | 0 | 0 | 0 | 0 | 0 | 0 | 0 | 0 | 0 | 0 | 0 | 0 | 0 | 0 | 0 | 0 | 0 | 0 | 0 | 0 | 0 | 0 | 0 | 0 | 0
Total excluding storage |  | 0.00088304 | 0.00085998 | 0.00083073 | 0.00093343 | 0.00089926 | 0.00086634 | 0.00083687 | 0.00082357 | 0.00079342 | 0.00076438 | 0.00073837 | 0.00078588 | 0.00075711 | 0.00082679 | 0.00079866 | 0.00090124 | 0.0016947 | 179.0522 | 15413.6678 | 21647.398 | 20854.9115 | 25616.6828 | 51407.0164 | 49387.2265 | 96927.7193 | 101775.9318 | 185105.0953 | 301829.996 | 322933.4171
Region | Technology | 2021-22 | 2022-23 | 2023-24 | 2024-25 | 2025-26 | 2026-27 | 2027-28 | 2028-29 | 2029-30 | 2030-31 | 2031-32 | 2032-33 | 2033-34 | 2034-35 | 2035-36 | 2036-37 | 2037-38 | 2038-39 | 2039-40 | 2040-41 | 2041-42 | 2042-43 | 2043-44 | 2044-45 | 2045-46 | 2046-47 | 2047-48 | 2048-49 | 2049-50
SA1 | Black Coal | 0 | 0 | 0 | 0 | 0 | 0 | 0 | 0 | 0 | 0 | 0 | 0 | 0 | 0 | 0 | 0 | 0 | 0 | 0 | 0 | 0 | 0 | 0 | 0 | 0 | 0 | 0 | 0 | 0
SA1 | Brown Coal | 0 | 0 | 0 | 0 | 0 | 0 | 0 | 0 | 0 | 0 | 0 | 0 | 0 | 0 | 0 | 0 | 0 | 0 | 0 | 0 | 0 | 0 | 0 | 0 | 0 | 0 | 0 | 0 | 0
SA1 | CCGT | 2.7577e-05 | 2.6568e-05 | 2.5664e-05 | 2.4655e-05 | 2.3753e-05 | 2.2883e-05 | 2.2105e-05 | 2.1236e-05 | 2.0459e-05 | 1.971e-05 | 1.9039e-05 | 1.8291e-05 | 1.7622e-05 | 1.6977e-05 | 1.6399e-05 | 1.5755e-05 | 2.2646e-05 | 2.1817e-05 | 2.8535e-05 | 2.7414e-05 | 2.641e-05 | 2.5443e-05 | 3.5763e-05 | 3.4358e-05 | 3.31e-05 | 2.104e-05 | 2.0325e-05 | 3.4711e-05 | 3.344e-05
SA1 | Gas - Steam | 0 | 0 | 0 | 0 | 0 | 0 | 0 | 0 | 0 | 0 | 0 | 0 | 0 | 0 | 0 | 0 | 0 | 0 | 0 | 0 | 0 | 0 | 0 | 0 | 0 | 0 | 0 | 0 | 0
SA1 | OCGT / Diesel | 0.00010472 | 0.00010089 | 9.7455e-05 | 9.3626e-05 | 9.0198e-05 | 8.6896e-05 | 8.394e-05 | 8.0642e-05 | 7.769e-05 | 7.4846e-05 | 7.2299e-05 | 6.9459e-05 | 6.6916e-05 | 6.4466e-05 | 6.2273e-05 | 8.391e-05 | 8.0838e-05 | 7.7879e-05 | 9.9871e-05 | 0.00010868 | 0.00019661 | 0.00018942 | 0.00023149 | 1819.6683 | 1753.0524 | 1688.8751 | 1631.4216 | 5245.572 | 5053.5376
SA1 | Hydro | 0 | 0 | 0 | 0 | 0 | 0 | 0 | 0 | 0 | 0 | 0 | 0 | 0 | 0 | 0 | 0 | 0 | 0 | 0 | 0 | 0 | 0 | 0 | 0 | 0 | 0 | 0 | 0 | 0
SA1 | Wind | 0.0012175 | 0.0011729 | 0.0014102 | 0.0013548 | 0.0013052 | 0.0012574 | 0.0012146 | 0.0012598 | 0.0012137 | 0.0011693 | 0.0011295 | 0.0012745 | 0.0012278 | 0.0013563 | 0.0013101 | 0.0023365 | 54733.8939 | 92190.6886 | 111960.7545 | 107561.7983 | 103624.0833 | 108375.8366 | 104689.0222 | 102344.243 | 98597.5367 | 100717.8978 | 99902.0157 | 100614.7156 | 98745.0501
SA1 | Solar PV | 0.00018035 | 0.00023438 | 0.00023385 | 0.00022466 | 0.00021643 | 0.00020851 | 0.00020142 | 0.0001935 | 0.00018642 | 0.00017959 | 0.00017348 | 0.0002403 | 0.00023151 | 0.0002459 | 0.00023754 | 0.00026199 | 0.00059585 | 0.00060187 | 0.00078932 | 0.0016626 | 0.0016017 | 1055.3769 | 8999.1696 | 8645.5908 | 11484.2953 | 11063.8682 | 17966.9002 | 20534.5803 | 19782.8327
SA1 | Grid Battery | 0.00019094 | 0.00018395 | 0.00017769 | 0.00017071 | 0.00016446 | 0.00015844 | 0.00016933 | 0.00018416 | 0.00026 | 0.00025048 | 0.00024196 | 0.00030211 | 0.00029105 | 0.00034282 | 0.00048867 | 0.0016775 | 0.0016161 | 0.0015569 | 0.0035859 | 0.0034722 | 22473.4907 | 21650.7618 | 20914.2291 | 26967.3296 | 25980.0863 | 25028.9849 | 24177.5292 | 23227.5902 | 22377.2545
SA1 | Pumped Hydro | 0 | 0 | 0.00027772 | 0.00026681 | 0.00025704 | 0.00024763 | 0.00023921 | 0.00022981 | 0.0002214 | 0.00021329 | 0.00020603 | 0.00026905 | 0.0002592 | 0.00028167 | 0.00030371 | 0.00048962 | 0.0004717 | 0.00045443 | 0.00049365 | 0.00047425 | 0.00054756 | 0.00052751 | 0.00050957 | 0.00058626 | 0.00065431 | 0.00063035 | 0.00060891 | 0.00058499 | 0.00056357
SA1 | VPP | 0 | 0 | 0 | 0 | 0 | 0 | 0 | 0 | 0 | 0 | 0 | 0 | 0 | 0 | 0 | 0 | 0 | 0 | 0 | 0 | 0 | 0 | 0 | 0 | 0 | 0 | 0 | 0 | 0
Total excluding storage |  | 0.0015301 | 0.0015347 | 0.0017671 | 0.0016977 | 0.0016355 | 0.0015757 | 0.0015221 | 0.0015552 | 0.0014983 | 0.0014434 | 0.0013943 | 0.0016025 | 0.0015439 | 0.0016836 | 0.0016263 | 0.0026981 | 54733.8946 | 92190.6893 | 111960.7554 | 107561.8001 | 103624.0851 | 109431.2137 | 113688.1921 | 112809.5021 | 111834.8844 | 113470.6411 | 119500.3376 | 126394.868 | 123581.4205
Region | Technology | 2021-22 | 2022-23 | 2023-24 | 2024-25 | 2025-26 | 2026-27 | 2027-28 | 2028-29 | 2029-30 | 2030-31 | 2031-32 | 2032-33 | 2033-34 | 2034-35 | 2035-36 | 2036-37 | 2037-38 | 2038-39 | 2039-40 | 2040-41 | 2041-42 | 2042-43 | 2043-44 | 2044-45 | 2045-46 | 2046-47 | 2047-48 | 2048-49 | 2049-50
TAS1 | Black Coal | 0 | 0 | 0 | 0 | 0 | 0 | 0 | 0 | 0 | 0 | 0 | 0 | 0 | 0 | 0 | 0 | 0 | 0 | 0 | 0 | 0 | 0 | 0 | 0 | 0 | 0 | 0 | 0 | 0
TAS1 | Brown Coal | 0 | 0 | 0 | 0 | 0 | 0 | 0 | 0 | 0 | 0 | 0 | 0 | 0 | 0 | 0 | 0 | 0 | 0 | 0 | 0 | 0 | 0 | 0 | 0 | 0 | 0 | 0 | 0 | 0
TAS1 | CCGT | 2.4543e-05 | 2.3644e-05 | 2.284e-05 | 2.1943e-05 | 2.1139e-05 | 2.0365e-05 | 1.9673e-05 | 1.89e-05 | 1.8208e-05 | 1.7541e-05 | 1.6945e-05 | 1.6279e-05 | 1.5683e-05 | 1.5109e-05 | 1.4595e-05 | 1.4021e-05 | 1.3508e-05 | 1.3013e-05 | 1.2571e-05 | 1.2077e-05 | 1.1635e-05 | 1.1209e-05 | 1.0828e-05 | 1.0402e-05 | 1.0021e-05 | 0 | 0 | 0 | 0
TAS1 | Gas - Steam | 0 | 0 | 0 | 0 | 0 | 0 | 0 | 0 | 0 | 0 | 0 | 0 | 0 | 0 | 0 | 0 | 0 | 0 | 0 | 0 | 0 | 0 | 0 | 0 | 0 | 0 | 0 | 0 | 0
TAS1 | OCGT / Diesel | 0.00010188 | 9.8147e-05 | 9.4808e-05 | 9.1083e-05 | 8.7749e-05 | 8.4536e-05 | 8.166e-05 | 7.8452e-05 | 7.558e-05 | 7.2813e-05 | 7.0336e-05 | 6.7573e-05 | 6.5099e-05 | 6.2716e-05 | 6.0582e-05 | 5.8202e-05 | 5.6071e-05 | 5.4018e-05 | 5.2181e-05 | 5.0131e-05 | 4.8295e-05 | 4.6527e-05 | 4.4944e-05 | 4.3179e-05 | 4.1598e-05 | 0 | 0 | 0 | 0
TAS1 | Hydro | 0 | 0 | 0 | 0 | 0 | 0 | 0 | 0 | 0 | 0 | 0 | 0 | 0 | 0 | 0 | 0 | 0 | 0 | 0 | 0 | 0 | 0 | 0 | 0 | 0 | 0 | 0 | 0 | 0
TAS1 | Wind | 0.00057443 | 0.0005534 | 14307.4455 | 27390.5137 | 39459.3146 | 50573.3802 | 60926.2278 | 70070.1894 | 78567.4591 | 86232.2257 | 93436.7556 | 99468.0692 | 105074.1467 | 110000.7096 | 114637.783 | 118096.608 | 121397.1411 | 124260.5398 | 127294.8804 | 129202.0101 | 124472.0715 | 119915.2906 | 115835.9178 | 111284.7058 | 107210.6994 | 103285.8374 | 99772.1785 | 90239.6749 | 81568.5031
TAS1 | Solar PV | 2.2035e-05 | 3.076e-05 | 4.6436e-05 | 4.4611e-05 | 4.2978e-05 | 4.1405e-05 | 4.7515e-05 | 4.5648e-05 | 5.575e-05 | 6.8556e-05 | 9.533e-05 | 9.1584e-05 | 8.8231e-05 | 8.5001e-05 | 8.211e-05 | 7.8884e-05 | 8.8268e-05 | 9.6562e-05 | 9.9823e-05 | 0.00013148 | 0.00012666 | 0.00012203 | 0.00011788 | 0.00011324 | 0.0001091 | 9.6436e-05 | 8.9396e-05 | 7.9324e-05 | 7.642e-05
TAS1 | Grid Battery | 0.00017498 | 0.00016857 | 0.00016284 | 0.00015644 | 0.00015071 | 0.0001452 | 0.00015059 | 0.00016428 | 0.00021151 | 0.00021367 | 0.0002064 | 0.00021377 | 0.00020594 | 0.00021474 | 0.00021506 | 0.00021904 | 0.00022051 | 0.00022021 | 0.00022526 | 0.00023534 | 0.00019373 | 0.00019671 | 0.00020302 | 0.00020474 | 0.00020519 | 0.00021064 | 0.00021207 | 0.00021018 | 0.00020794
TAS1 | Pumped Hydro | 0 | 0 | 0.00040511 | 0.00038919 | 0.00039929 | 0.00041311 | 0.00041986 | 0.00040336 | 0.00040878 | 0.00041084 | 0.00042035 | 0.00042107 | 0.00042535 | 0.00042857 | 0.00043505 | 0.0004366 | 0.00043672 | 0.00043949 | 0.00044131 | 0.00044334 | 0.00044343 | 0.00044506 | 0.00044931 | 0.00044998 | 0.00045257 | 0.00045207 | 0.00045734 | 0.00045759 | 0.00046166
TAS1 | VPP | 0 | 0 | 0 | 0 | 0 | 0 | 0 | 0 | 0 | 0 | 0 | 0 | 0 | 0 | 0 | 0 | 0 | 0 | 0 | 0 | 0 | 0 | 0 | 0 | 0 | 0 | 0 | 0 | 0
Total excluding storage |  | 0.00072288 | 0.00070595 | 14307.4456 | 27390.5138 | 39459.3147 | 50573.3804 | 60926.2279 | 70070.1896 | 78567.4593 | 86232.2258 | 93436.7557 | 99468.0694 | 105074.1468 | 110000.7098 | 114637.7831 | 118096.6081 | 121397.1413 | 124260.54 | 127294.8806 | 129202.0103 | 124472.0717 | 119915.2908 | 115835.918 | 111284.706 | 107210.6995 | 103285.8375 | 99772.1786 | 90239.675 | 81568.5032

## BaseCase_REHAB Cost
Rehabilition cost by technology ($000s) - Base Case, Slow Change Scenario
REHAB | Real June 2020 dollars discounted to 1 July 2020
Explicitly modelled generation
Region | Technology | 2021-22 | 2022-23 | 2023-24 | 2024-25 | 2025-26 | 2026-27 | 2027-28 | 2028-29 | 2029-30 | 2030-31 | 2031-32 | 2032-33 | 2033-34 | 2034-35 | 2035-36 | 2036-37 | 2037-38 | 2038-39 | 2039-40 | 2040-41 | 2041-42 | 2042-43 | 2043-44 | 2044-45 | 2045-46 | 2046-47 | 2047-48 | 2048-49 | 2049-50
NEM | Black Coal | 0 | 0 | 0 | 144338.3256 | 100254.5053 | 35381.4603 | 123.9203 | 0 | 23049.8945 | 5156.6897 | 2641.5167 | 0 | 0 | 0 | 1584.759 | 181.2267 | 0 | 0 | 0 | 0 | 0 | 0 | 0 | 0 | 0 | 0 | 0 | 0 | 0
NEM | Brown Coal | 0 | 0 | 0 | 69106.4732 | 0 | 2.0699e-05 | 0 | 0 | 4.9032e-06 | 1.3087e-06 | 5.3182e-06 | 0 | 0 | 0 | 0 | 0 | 0 | 0 | 0 | 0 | 0 | 0 | 0 | 0 | 0 | 0 | 0 | 0 | 0
NEM | CCGT | 0 | 0 | 0 | 0 | 0 | 0 | 0 | 0 | 0 | 0 | 0 | 0 | 0 | 0 | 0 | 0 | 0 | 0 | 0 | 0 | 0 | 0 | 0 | 0 | 0 | 0 | 0 | 0 | 0
NEM | Gas - Steam | 0 | 0 | 0 | 0 | 0 | 0 | 0 | 0 | 0 | 0 | 0 | 0 | 0 | 0 | 0 | 0 | 0 | 0 | 0 | 0 | 0 | 0 | 0 | 0 | 0 | 0 | 0 | 0 | 0
NEM | OCGT / Diesel | 0 | 0 | 0 | 0 | 0 | 0 | 0 | 0 | 0 | 0 | 0 | 0 | 0 | 0 | 0 | 0 | 0 | 0 | 0 | 0 | 0 | 0 | 0 | 0 | 0 | 0 | 0 | 0 | 0
NEM | Hydro | 0 | 0 | 0 | 0 | 0 | 0 | 0 | 0 | 0 | 0 | 0 | 0 | 0 | 0 | 0 | 0 | 0 | 0 | 0 | 0 | 0 | 0 | 0 | 0 | 0 | 0 | 0 | 0 | 0
NEM | Wind | 0 | 0 | 0 | 0 | 0 | 0 | 0 | 0 | 0 | 0 | 0 | 0 | 0 | 0 | 0 | 0 | 0 | 0 | 0 | 0 | 0 | 0 | 0 | 0 | 0 | 0 | 0 | 0 | 0
NEM | Solar PV | 0 | 0 | 0 | 0 | 0 | 0 | 0 | 0 | 0 | 0 | 0 | 0 | 0 | 0 | 0 | 0 | 0 | 0 | 0 | 0 | 0 | 0 | 0 | 0 | 0 | 0 | 0 | 0 | 0
NEM | Grid Battery | 0 | 0 | 0 | 0 | 0 | 0 | 0 | 0 | 0 | 0 | 0 | 0 | 0 | 0 | 0 | 0 | 0 | 0 | 0 | 0 | 0 | 0 | 0 | 0 | 0 | 0 | 0 | 0 | 0
NEM | Pumped Hydro | 0 | 0 | 0 | 0 | 0 | 0 | 0 | 0 | 0 | 0 | 0 | 0 | 0 | 0 | 0 | 0 | 0 | 0 | 0 | 0 | 0 | 0 | 0 | 0 | 0 | 0 | 0 | 0 | 0
NEM | VPP | 0 | 0 | 0 | 0 | 0 | 0 | 0 | 0 | 0 | 0 | 0 | 0 | 0 | 0 | 0 | 0 | 0 | 0 | 0 | 0 | 0 | 0 | 0 | 0 | 0 | 0 | 0 | 0 | 0
Total excluding storage |  | 0 | 0 | 0 | 213444.7988 | 100254.5053 | 35381.4603 | 123.9203 | 0 | 23049.8945 | 5156.6897 | 2641.5167 | 0 | 0 | 0 | 1584.759 | 181.2267 | 0 | 0 | 0 | 0 | 0 | 0 | 0 | 0 | 0 | 0 | 0 | 0 | 0
Region | Technology | 2021-22 | 2022-23 | 2023-24 | 2024-25 | 2025-26 | 2026-27 | 2027-28 | 2028-29 | 2029-30 | 2030-31 | 2031-32 | 2032-33 | 2033-34 | 2034-35 | 2035-36 | 2036-37 | 2037-38 | 2038-39 | 2039-40 | 2040-41 | 2041-42 | 2042-43 | 2043-44 | 2044-45 | 2045-46 | 2046-47 | 2047-48 | 2048-49 | 2049-50
NSW1 | Black Coal | 0 | 0 | 0 | 36323.9035 | 100254.5053 | 0 | 0 | 0 | 19231.0897 | 5156.6897 | 2641.5167 | 0 | 0 | 0 | 0 | 0 | 0 | 0 | 0 | 0 | 0 | 0 | 0 | 0 | 0 | 0 | 0 | 0 | 0
NSW1 | Brown Coal | 0 | 0 | 0 | 0 | 0 | 0 | 0 | 0 | 0 | 0 | 0 | 0 | 0 | 0 | 0 | 0 | 0 | 0 | 0 | 0 | 0 | 0 | 0 | 0 | 0 | 0 | 0 | 0 | 0
NSW1 | CCGT | 0 | 0 | 0 | 0 | 0 | 0 | 0 | 0 | 0 | 0 | 0 | 0 | 0 | 0 | 0 | 0 | 0 | 0 | 0 | 0 | 0 | 0 | 0 | 0 | 0 | 0 | 0 | 0 | 0
NSW1 | Gas - Steam | 0 | 0 | 0 | 0 | 0 | 0 | 0 | 0 | 0 | 0 | 0 | 0 | 0 | 0 | 0 | 0 | 0 | 0 | 0 | 0 | 0 | 0 | 0 | 0 | 0 | 0 | 0 | 0 | 0
NSW1 | OCGT / Diesel | 0 | 0 | 0 | 0 | 0 | 0 | 0 | 0 | 0 | 0 | 0 | 0 | 0 | 0 | 0 | 0 | 0 | 0 | 0 | 0 | 0 | 0 | 0 | 0 | 0 | 0 | 0 | 0 | 0
NSW1 | Hydro | 0 | 0 | 0 | 0 | 0 | 0 | 0 | 0 | 0 | 0 | 0 | 0 | 0 | 0 | 0 | 0 | 0 | 0 | 0 | 0 | 0 | 0 | 0 | 0 | 0 | 0 | 0 | 0 | 0
NSW1 | Wind | 0 | 0 | 0 | 0 | 0 | 0 | 0 | 0 | 0 | 0 | 0 | 0 | 0 | 0 | 0 | 0 | 0 | 0 | 0 | 0 | 0 | 0 | 0 | 0 | 0 | 0 | 0 | 0 | 0
NSW1 | Solar PV | 0 | 0 | 0 | 0 | 0 | 0 | 0 | 0 | 0 | 0 | 0 | 0 | 0 | 0 | 0 | 0 | 0 | 0 | 0 | 0 | 0 | 0 | 0 | 0 | 0 | 0 | 0 | 0 | 0
NSW1 | Grid Battery | 0 | 0 | 0 | 0 | 0 | 0 | 0 | 0 | 0 | 0 | 0 | 0 | 0 | 0 | 0 | 0 | 0 | 0 | 0 | 0 | 0 | 0 | 0 | 0 | 0 | 0 | 0 | 0 | 0
NSW1 | Pumped Hydro | 0 | 0 | 0 | 0 | 0 | 0 | 0 | 0 | 0 | 0 | 0 | 0 | 0 | 0 | 0 | 0 | 0 | 0 | 0 | 0 | 0 | 0 | 0 | 0 | 0 | 0 | 0 | 0 | 0
NSW1 | VPP | 0 | 0 | 0 | 0 | 0 | 0 | 0 | 0 | 0 | 0 | 0 | 0 | 0 | 0 | 0 | 0 | 0 | 0 | 0 | 0 | 0 | 0 | 0 | 0 | 0 | 0 | 0 | 0 | 0
Total excluding storage |  | 0 | 0 | 0 | 36323.9035 | 100254.5053 | 0 | 0 | 0 | 19231.0897 | 5156.6897 | 2641.5167 | 0 | 0 | 0 | 0 | 0 | 0 | 0 | 0 | 0 | 0 | 0 | 0 | 0 | 0 | 0 | 0 | 0 | 0
Region | Technology | 2021-22 | 2022-23 | 2023-24 | 2024-25 | 2025-26 | 2026-27 | 2027-28 | 2028-29 | 2029-30 | 2030-31 | 2031-32 | 2032-33 | 2033-34 | 2034-35 | 2035-36 | 2036-37 | 2037-38 | 2038-39 | 2039-40 | 2040-41 | 2041-42 | 2042-43 | 2043-44 | 2044-45 | 2045-46 | 2046-47 | 2047-48 | 2048-49 | 2049-50
QLD1 | Black Coal | 0 | 0 | 0 | 108014.4221 | 0 | 35381.4603 | 123.9203 | 0 | 3818.8048 | 0 | 0 | 0 | 0 | 0 | 1584.759 | 181.2267 | 0 | 0 | 0 | 0 | 0 | 0 | 0 | 0 | 0 | 0 | 0 | 0 | 0
QLD1 | Brown Coal | 0 | 0 | 0 | 0 | 0 | 0 | 0 | 0 | 0 | 0 | 0 | 0 | 0 | 0 | 0 | 0 | 0 | 0 | 0 | 0 | 0 | 0 | 0 | 0 | 0 | 0 | 0 | 0 | 0
QLD1 | CCGT | 0 | 0 | 0 | 0 | 0 | 0 | 0 | 0 | 0 | 0 | 0 | 0 | 0 | 0 | 0 | 0 | 0 | 0 | 0 | 0 | 0 | 0 | 0 | 0 | 0 | 0 | 0 | 0 | 0
QLD1 | Gas - Steam | 0 | 0 | 0 | 0 | 0 | 0 | 0 | 0 | 0 | 0 | 0 | 0 | 0 | 0 | 0 | 0 | 0 | 0 | 0 | 0 | 0 | 0 | 0 | 0 | 0 | 0 | 0 | 0 | 0
QLD1 | OCGT / Diesel | 0 | 0 | 0 | 0 | 0 | 0 | 0 | 0 | 0 | 0 | 0 | 0 | 0 | 0 | 0 | 0 | 0 | 0 | 0 | 0 | 0 | 0 | 0 | 0 | 0 | 0 | 0 | 0 | 0
QLD1 | Hydro | 0 | 0 | 0 | 0 | 0 | 0 | 0 | 0 | 0 | 0 | 0 | 0 | 0 | 0 | 0 | 0 | 0 | 0 | 0 | 0 | 0 | 0 | 0 | 0 | 0 | 0 | 0 | 0 | 0
QLD1 | Wind | 0 | 0 | 0 | 0 | 0 | 0 | 0 | 0 | 0 | 0 | 0 | 0 | 0 | 0 | 0 | 0 | 0 | 0 | 0 | 0 | 0 | 0 | 0 | 0 | 0 | 0 | 0 | 0 | 0
QLD1 | Solar PV | 0 | 0 | 0 | 0 | 0 | 0 | 0 | 0 | 0 | 0 | 0 | 0 | 0 | 0 | 0 | 0 | 0 | 0 | 0 | 0 | 0 | 0 | 0 | 0 | 0 | 0 | 0 | 0 | 0
QLD1 | Grid Battery | 0 | 0 | 0 | 0 | 0 | 0 | 0 | 0 | 0 | 0 | 0 | 0 | 0 | 0 | 0 | 0 | 0 | 0 | 0 | 0 | 0 | 0 | 0 | 0 | 0 | 0 | 0 | 0 | 0
QLD1 | Pumped Hydro | 0 | 0 | 0 | 0 | 0 | 0 | 0 | 0 | 0 | 0 | 0 | 0 | 0 | 0 | 0 | 0 | 0 | 0 | 0 | 0 | 0 | 0 | 0 | 0 | 0 | 0 | 0 | 0 | 0
QLD1 | VPP | 0 | 0 | 0 | 0 | 0 | 0 | 0 | 0 | 0 | 0 | 0 | 0 | 0 | 0 | 0 | 0 | 0 | 0 | 0 | 0 | 0 | 0 | 0 | 0 | 0 | 0 | 0 | 0 | 0
Total excluding storage |  | 0 | 0 | 0 | 108014.4221 | 0 | 35381.4603 | 123.9203 | 0 | 3818.8048 | 0 | 0 | 0 | 0 | 0 | 1584.759 | 181.2267 | 0 | 0 | 0 | 0 | 0 | 0 | 0 | 0 | 0 | 0 | 0 | 0 | 0
Region | Technology | 2021-22 | 2022-23 | 2023-24 | 2024-25 | 2025-26 | 2026-27 | 2027-28 | 2028-29 | 2029-30 | 2030-31 | 2031-32 | 2032-33 | 2033-34 | 2034-35 | 2035-36 | 2036-37 | 2037-38 | 2038-39 | 2039-40 | 2040-41 | 2041-42 | 2042-43 | 2043-44 | 2044-45 | 2045-46 | 2046-47 | 2047-48 | 2048-49 | 2049-50
VIC1 | Black Coal | 0 | 0 | 0 | 0 | 0 | 0 | 0 | 0 | 0 | 0 | 0 | 0 | 0 | 0 | 0 | 0 | 0 | 0 | 0 | 0 | 0 | 0 | 0 | 0 | 0 | 0 | 0 | 0 | 0
VIC1 | Brown Coal | 0 | 0 | 0 | 69106.4732 | 0 | 2.0699e-05 | 0 | 0 | 4.9032e-06 | 1.3087e-06 | 5.3182e-06 | 0 | 0 | 0 | 0 | 0 | 0 | 0 | 0 | 0 | 0 | 0 | 0 | 0 | 0 | 0 | 0 | 0 | 0
VIC1 | CCGT | 0 | 0 | 0 | 0 | 0 | 0 | 0 | 0 | 0 | 0 | 0 | 0 | 0 | 0 | 0 | 0 | 0 | 0 | 0 | 0 | 0 | 0 | 0 | 0 | 0 | 0 | 0 | 0 | 0
VIC1 | Gas - Steam | 0 | 0 | 0 | 0 | 0 | 0 | 0 | 0 | 0 | 0 | 0 | 0 | 0 | 0 | 0 | 0 | 0 | 0 | 0 | 0 | 0 | 0 | 0 | 0 | 0 | 0 | 0 | 0 | 0
VIC1 | OCGT / Diesel | 0 | 0 | 0 | 0 | 0 | 0 | 0 | 0 | 0 | 0 | 0 | 0 | 0 | 0 | 0 | 0 | 0 | 0 | 0 | 0 | 0 | 0 | 0 | 0 | 0 | 0 | 0 | 0 | 0
VIC1 | Hydro | 0 | 0 | 0 | 0 | 0 | 0 | 0 | 0 | 0 | 0 | 0 | 0 | 0 | 0 | 0 | 0 | 0 | 0 | 0 | 0 | 0 | 0 | 0 | 0 | 0 | 0 | 0 | 0 | 0
VIC1 | Wind | 0 | 0 | 0 | 0 | 0 | 0 | 0 | 0 | 0 | 0 | 0 | 0 | 0 | 0 | 0 | 0 | 0 | 0 | 0 | 0 | 0 | 0 | 0 | 0 | 0 | 0 | 0 | 0 | 0
VIC1 | Solar PV | 0 | 0 | 0 | 0 | 0 | 0 | 0 | 0 | 0 | 0 | 0 | 0 | 0 | 0 | 0 | 0 | 0 | 0 | 0 | 0 | 0 | 0 | 0 | 0 | 0 | 0 | 0 | 0 | 0
VIC1 | Grid Battery | 0 | 0 | 0 | 0 | 0 | 0 | 0 | 0 | 0 | 0 | 0 | 0 | 0 | 0 | 0 | 0 | 0 | 0 | 0 | 0 | 0 | 0 | 0 | 0 | 0 | 0 | 0 | 0 | 0
VIC1 | Pumped Hydro | 0 | 0 | 0 | 0 | 0 | 0 | 0 | 0 | 0 | 0 | 0 | 0 | 0 | 0 | 0 | 0 | 0 | 0 | 0 | 0 | 0 | 0 | 0 | 0 | 0 | 0 | 0 | 0 | 0
VIC1 | VPP | 0 | 0 | 0 | 0 | 0 | 0 | 0 | 0 | 0 | 0 | 0 | 0 | 0 | 0 | 0 | 0 | 0 | 0 | 0 | 0 | 0 | 0 | 0 | 0 | 0 | 0 | 0 | 0 | 0
Total excluding storage |  | 0 | 0 | 0 | 69106.4732 | 0 | 2.0699e-05 | 0 | 0 | 4.9032e-06 | 1.3087e-06 | 5.3182e-06 | 0 | 0 | 0 | 0 | 0 | 0 | 0 | 0 | 0 | 0 | 0 | 0 | 0 | 0 | 0 | 0 | 0 | 0
Region | Technology | 2021-22 | 2022-23 | 2023-24 | 2024-25 | 2025-26 | 2026-27 | 2027-28 | 2028-29 | 2029-30 | 2030-31 | 2031-32 | 2032-33 | 2033-34 | 2034-35 | 2035-36 | 2036-37 | 2037-38 | 2038-39 | 2039-40 | 2040-41 | 2041-42 | 2042-43 | 2043-44 | 2044-45 | 2045-46 | 2046-47 | 2047-48 | 2048-49 | 2049-50
SA1 | Black Coal | 0 | 0 | 0 | 0 | 0 | 0 | 0 | 0 | 0 | 0 | 0 | 0 | 0 | 0 | 0 | 0 | 0 | 0 | 0 | 0 | 0 | 0 | 0 | 0 | 0 | 0 | 0 | 0 | 0
SA1 | Brown Coal | 0 | 0 | 0 | 0 | 0 | 0 | 0 | 0 | 0 | 0 | 0 | 0 | 0 | 0 | 0 | 0 | 0 | 0 | 0 | 0 | 0 | 0 | 0 | 0 | 0 | 0 | 0 | 0 | 0
SA1 | CCGT | 0 | 0 | 0 | 0 | 0 | 0 | 0 | 0 | 0 | 0 | 0 | 0 | 0 | 0 | 0 | 0 | 0 | 0 | 0 | 0 | 0 | 0 | 0 | 0 | 0 | 0 | 0 | 0 | 0
SA1 | Gas - Steam | 0 | 0 | 0 | 0 | 0 | 0 | 0 | 0 | 0 | 0 | 0 | 0 | 0 | 0 | 0 | 0 | 0 | 0 | 0 | 0 | 0 | 0 | 0 | 0 | 0 | 0 | 0 | 0 | 0
SA1 | OCGT / Diesel | 0 | 0 | 0 | 0 | 0 | 0 | 0 | 0 | 0 | 0 | 0 | 0 | 0 | 0 | 0 | 0 | 0 | 0 | 0 | 0 | 0 | 0 | 0 | 0 | 0 | 0 | 0 | 0 | 0
SA1 | Hydro | 0 | 0 | 0 | 0 | 0 | 0 | 0 | 0 | 0 | 0 | 0 | 0 | 0 | 0 | 0 | 0 | 0 | 0 | 0 | 0 | 0 | 0 | 0 | 0 | 0 | 0 | 0 | 0 | 0
SA1 | Wind | 0 | 0 | 0 | 0 | 0 | 0 | 0 | 0 | 0 | 0 | 0 | 0 | 0 | 0 | 0 | 0 | 0 | 0 | 0 | 0 | 0 | 0 | 0 | 0 | 0 | 0 | 0 | 0 | 0
SA1 | Solar PV | 0 | 0 | 0 | 0 | 0 | 0 | 0 | 0 | 0 | 0 | 0 | 0 | 0 | 0 | 0 | 0 | 0 | 0 | 0 | 0 | 0 | 0 | 0 | 0 | 0 | 0 | 0 | 0 | 0
SA1 | Grid Battery | 0 | 0 | 0 | 0 | 0 | 0 | 0 | 0 | 0 | 0 | 0 | 0 | 0 | 0 | 0 | 0 | 0 | 0 | 0 | 0 | 0 | 0 | 0 | 0 | 0 | 0 | 0 | 0 | 0
SA1 | Pumped Hydro | 0 | 0 | 0 | 0 | 0 | 0 | 0 | 0 | 0 | 0 | 0 | 0 | 0 | 0 | 0 | 0 | 0 | 0 | 0 | 0 | 0 | 0 | 0 | 0 | 0 | 0 | 0 | 0 | 0
SA1 | VPP | 0 | 0 | 0 | 0 | 0 | 0 | 0 | 0 | 0 | 0 | 0 | 0 | 0 | 0 | 0 | 0 | 0 | 0 | 0 | 0 | 0 | 0 | 0 | 0 | 0 | 0 | 0 | 0 | 0
Total excluding storage |  | 0 | 0 | 0 | 0 | 0 | 0 | 0 | 0 | 0 | 0 | 0 | 0 | 0 | 0 | 0 | 0 | 0 | 0 | 0 | 0 | 0 | 0 | 0 | 0 | 0 | 0 | 0 | 0 | 0
Region | Technology | 2021-22 | 2022-23 | 2023-24 | 2024-25 | 2025-26 | 2026-27 | 2027-28 | 2028-29 | 2029-30 | 2030-31 | 2031-32 | 2032-33 | 2033-34 | 2034-35 | 2035-36 | 2036-37 | 2037-38 | 2038-39 | 2039-40 | 2040-41 | 2041-42 | 2042-43 | 2043-44 | 2044-45 | 2045-46 | 2046-47 | 2047-48 | 2048-49 | 2049-50
TAS1 | Black Coal | 0 | 0 | 0 | 0 | 0 | 0 | 0 | 0 | 0 | 0 | 0 | 0 | 0 | 0 | 0 | 0 | 0 | 0 | 0 | 0 | 0 | 0 | 0 | 0 | 0 | 0 | 0 | 0 | 0
TAS1 | Brown Coal | 0 | 0 | 0 | 0 | 0 | 0 | 0 | 0 | 0 | 0 | 0 | 0 | 0 | 0 | 0 | 0 | 0 | 0 | 0 | 0 | 0 | 0 | 0 | 0 | 0 | 0 | 0 | 0 | 0
TAS1 | CCGT | 0 | 0 | 0 | 0 | 0 | 0 | 0 | 0 | 0 | 0 | 0 | 0 | 0 | 0 | 0 | 0 | 0 | 0 | 0 | 0 | 0 | 0 | 0 | 0 | 0 | 0 | 0 | 0 | 0
TAS1 | Gas - Steam | 0 | 0 | 0 | 0 | 0 | 0 | 0 | 0 | 0 | 0 | 0 | 0 | 0 | 0 | 0 | 0 | 0 | 0 | 0 | 0 | 0 | 0 | 0 | 0 | 0 | 0 | 0 | 0 | 0
TAS1 | OCGT / Diesel | 0 | 0 | 0 | 0 | 0 | 0 | 0 | 0 | 0 | 0 | 0 | 0 | 0 | 0 | 0 | 0 | 0 | 0 | 0 | 0 | 0 | 0 | 0 | 0 | 0 | 0 | 0 | 0 | 0
TAS1 | Hydro | 0 | 0 | 0 | 0 | 0 | 0 | 0 | 0 | 0 | 0 | 0 | 0 | 0 | 0 | 0 | 0 | 0 | 0 | 0 | 0 | 0 | 0 | 0 | 0 | 0 | 0 | 0 | 0 | 0
TAS1 | Wind | 0 | 0 | 0 | 0 | 0 | 0 | 0 | 0 | 0 | 0 | 0 | 0 | 0 | 0 | 0 | 0 | 0 | 0 | 0 | 0 | 0 | 0 | 0 | 0 | 0 | 0 | 0 | 0 | 0
TAS1 | Solar PV | 0 | 0 | 0 | 0 | 0 | 0 | 0 | 0 | 0 | 0 | 0 | 0 | 0 | 0 | 0 | 0 | 0 | 0 | 0 | 0 | 0 | 0 | 0 | 0 | 0 | 0 | 0 | 0 | 0
TAS1 | Grid Battery | 0 | 0 | 0 | 0 | 0 | 0 | 0 | 0 | 0 | 0 | 0 | 0 | 0 | 0 | 0 | 0 | 0 | 0 | 0 | 0 | 0 | 0 | 0 | 0 | 0 | 0 | 0 | 0 | 0
TAS1 | Pumped Hydro | 0 | 0 | 0 | 0 | 0 | 0 | 0 | 0 | 0 | 0 | 0 | 0 | 0 | 0 | 0 | 0 | 0 | 0 | 0 | 0 | 0 | 0 | 0 | 0 | 0 | 0 | 0 | 0 | 0
TAS1 | VPP | 0 | 0 | 0 | 0 | 0 | 0 | 0 | 0 | 0 | 0 | 0 | 0 | 0 | 0 | 0 | 0 | 0 | 0 | 0 | 0 | 0 | 0 | 0 | 0 | 0 | 0 | 0 | 0 | 0
Total excluding storage |  | 0 | 0 | 0 | 0 | 0 | 0 | 0 | 0 | 0 | 0 | 0 | 0 | 0 | 0 | 0 | 0 | 0 | 0 | 0 | 0 | 0 | 0 | 0 | 0 | 0 | 0 | 0 | 0 | 0

## BaseCase_REZ Tx Cost
REZ transmission expansion cost by region ($000s) - Base Case, Slow Change Scenario
REZ Expansion | Real June 2020 dollars discounted to 1 July 2020. As with the total capital costs, the REZ transmission expansion costs are annualised for modelling purposes.
Explicitly modelled generation
Region | Technology | 2021-22 | 2022-23 | 2023-24 | 2024-25 | 2025-26 | 2026-27 | 2027-28 | 2028-29 | 2029-30 | 2030-31 | 2031-32 | 2032-33 | 2033-34 | 2034-35 | 2035-36 | 2036-37 | 2037-38 | 2038-39 | 2039-40 | 2040-41 | 2041-42 | 2042-43 | 2043-44 | 2044-45 | 2045-46 | 2046-47 | 2047-48 | 2048-49 | 2049-50
NSW1 | Transmission | 9.7595e-05 | 1908.3135 | 8879.2578 | 15289.813 | 21242.0382 | 27427.9761 | 32446.1997 | 37756.3267 | 43533.427 | 48836.9399 | 80136.8576 | 76988.2675 | 74169.8146 | 71454.5421 | 69023.7452 | 66311.791 | 63884.1918 | 62141.7489 | 60027.762 | 57705.5641 | 66033.7254 | 85603.266 | 84181.1463 | 80873.6554 | 79426.8225 | 86883.4235 | 87285.4753 | 83856.0148 | 83909.2282
QLD1 | Transmission | 0.00010279 | 0.00010718 | 0.00011401 | 0.00013401 | 0.00013696 | 0.00015434 | 0.0001699 | 0.00026527 | 0.00026336 | 0.00025372 | 0.00024509 | 0.00023546 | 0.00022684 | 0.00021854 | 0.0002111 | 0.00020281 | 14957.0426 | 14409.4823 | 13919.2892 | 13372.3981 | 12882.8498 | 15146.4211 | 26764.6821 | 25713.0934 | 26744.0499 | 68062.4898 | 65747.0864 | 63163.8727 | 74630.3778
VIC1 | Transmission | 1.8924e-05 | 1.8231e-05 | 1.7611e-05 | 1.6919e-05 | 1.63e-05 | 1.5703e-05 | 1.5169e-05 | 1.4573e-05 | 1.4039e-05 | 1.3525e-05 | 1.3065e-05 | 1.2552e-05 | 1.2092e-05 | 1.165e-05 | 1.1253e-05 | 1.0811e-05 | 1.0415e-05 | 1.0034e-05 | 342.5901 | 1110.3716 | 1069.7222 | 1669.859 | 2171.8919 | 2086.5579 | 5395.2189 | 5805.9766 | 9861.489 | 24680.4521 | 33187.5447
SA1 | Transmission | 8.5545e-05 | 8.6986e-05 | 0.00010149 | 9.7498e-05 | 9.3929e-05 | 9.049e-05 | 8.7412e-05 | 9.9231e-05 | 9.5598e-05 | 9.2098e-05 | 8.8965e-05 | 9.7479e-05 | 9.391e-05 | 0.00010024 | 9.6828e-05 | 0.00016808 | 5005.6156 | 4822.3658 | 7942.3959 | 7630.3378 | 7350.9999 | 8334.7937 | 8051.2542 | 7734.9191 | 7451.7525 | 9947.0853 | 10001.1772 | 11022.7433 | 11176.9541
TAS1 | Transmission | 0 | 0 | 0 | 0 | 0 | 0 | 0 | 0 | 0 | 523.684 | 1254.4323 | 2223.5712 | 3123.3128 | 3954.1957 | 4732.7472 | 5423.9921 | 6070.5067 | 6663.3331 | 7251.6092 | 7749.6259 | 7465.9209 | 7192.6021 | 6947.9185 | 6674.9336 | 6430.5719 | 6195.156 | 5984.4043 | 5749.2761 | 5538.8016
NEM | Total | 0.00030486 | 1908.3137 | 8879.258 | 15289.8132 | 21242.0384 | 27427.9763 | 32446.2 | 37756.3271 | 43533.4274 | 49360.6242 | 81391.2902 | 79211.839 | 77293.1277 | 75408.7381 | 73756.4927 | 71735.7835 | 89917.3568 | 88036.9301 | 89483.6463 | 87568.2975 | 94803.2181 | 117946.9418 | 128116.8929 | 123083.1594 | 125448.4157 | 176894.131 | 178879.6321 | 188472.359 | 208442.9064

## BaseCase_USE+DSP Cost
USE and USE / DSP cost by region ($000s) - Base Case, Slow Change Scenario
USE / DSP | Real June 2020 dollars discounted to 1 July 2020
Explicitly modelled generation
Region | Technology | 2021-22 | 2022-23 | 2023-24 | 2024-25 | 2025-26 | 2026-27 | 2027-28 | 2028-29 | 2029-30 | 2030-31 | 2031-32 | 2032-33 | 2033-34 | 2034-35 | 2035-36 | 2036-37 | 2037-38 | 2038-39 | 2039-40 | 2040-41 | 2041-42 | 2042-43 | 2043-44 | 2044-45 | 2045-46 | 2046-47 | 2047-48 | 2048-49 | 2049-50
NSW1 | USE / DSP | 0.00024924 | 0.00024853 | 0.00025008 | 0.00025119 | 0.00025439 | 0.00025235 | 0.00025339 | 0.00025506 | 0.0002524 | 0.00025236 | 0.00024975 | 0.00025546 | 0.00025246 | 0.00025716 | 0.00025097 | 0.00025119 | 0.00025961 | 0.00026365 | 470.5593 | 14.4488 | 14116.8642 | 0.00026621 | 7926.482 | 8608.196 | 8339.3983 | 5632.2583 | 234.277 | 6205.2252 | 10.859
QLD1 | USE / DSP | 0.0002488 | 0.00024819 | 0.00024908 | 0.00025124 | 0.00025292 | 46.8515 | 0.00025376 | 9126.6965 | 0.00025127 | 0.00025108 | 0.00025042 | 0.00025383 | 1454.8053 | 3.9906 | 2339.6974 | 15.9251 | 26396.1407 | 39.6196 | 236.8435 | 2454.3743 | 2627.0188 | 3064.3178 | 4203.2123 | 7021.5729 | 2223.5776 | 34253.8546 | 44.2338 | 914.1618 | 5029.8512
VIC1 | USE / DSP | 0.00024423 | 0.00024364 | 0.00024459 | 0.00024765 | 0.0002497 | 0.00024688 | 0.00024815 | 0.00024858 | 0.00024629 | 0.00024618 | 0.0002451 | 0.00024933 | 0.0002468 | 0.0002524 | 1763.1553 | 4261.4528 | 0.00025397 | 0.00025683 | 2349.4427 | 499.7734 | 5067.009 | 2.3726 | 1272.8974 | 12321.1105 | 5034.5974 | 140.0806 | 422.904 | 2761.4241 | 3955.4349
SA1 | USE / DSP | 0.00024637 | 0.00024528 | 0.0002526 | 0.00024975 | 0.00025261 | 0.00024949 | 0.00025092 | 0.00025241 | 0.00024991 | 0.00024997 | 0.00024846 | 0.00025425 | 0.00025074 | 0.00025695 | 38.0511 | 3751.6128 | 83.2983 | 1.2777 | 442.1914 | 587.119 | 3584.9845 | 0.00026163 | 1839.4411 | 2814.6561 | 2648.4281 | 1572.4277 | 221.7164 | 1203.3935 | 1.4394
TAS1 | USE / DSP | 0.0002038 | 0.00020348 | 0.00020419 | 0.00020363 | 0.00020307 | 0.00020286 | 0.00020336 | 0.00020278 | 0.00020274 | 0.00020269 | 0.00020312 | 0.00020254 | 0.00020249 | 0.00020241 | 0.0002029 | 0.00020229 | 0.00020229 | 0.00020225 | 0.00020279 | 0.00020215 | 0.00020217 | 0.00020215 | 0.00020264 | 0.00020206 | 0.00020201 | 0.00020203 | 0.00020253 | 0.00020194 | 0.00020188
NEM | Total | 0.0011924 | 0.0011891 | 0.0012005 | 0.0012035 | 0.0012127 | 46.8525 | 0.0012096 | 9126.6974 | 0.0012026 | 0.0012023 | 0.0011968 | 0.0012154 | 1454.8063 | 3.9916 | 4140.9043 | 8028.9912 | 26479.4397 | 40.898 | 3499.0371 | 3555.7157 | 25395.8766 | 3066.6911 | 15242.033 | 30765.5358 | 18246.0016 | 41598.6213 | 923.1314 | 11084.2049 | 8997.5848

## BaseCase_SyncCon Cost
Synchronous Condenser cost by region ($000s) - Base Case, Slow Change Scenario
SyncCon | Real June 2020 dollars discounted to 1 July 2020
Explicitly modelled generation
Region | Technology | 2021-22 | 2022-23 | 2023-24 | 2024-25 | 2025-26 | 2026-27 | 2027-28 | 2028-29 | 2029-30 | 2030-31 | 2031-32 | 2032-33 | 2033-34 | 2034-35 | 2035-36 | 2036-37 | 2037-38 | 2038-39 | 2039-40 | 2040-41 | 2041-42 | 2042-43 | 2043-44 | 2044-45 | 2045-46 | 2046-47 | 2047-48 | 2048-49 | 2049-50
NSW1 | SyncCon | 0 | 0 | 0 | 0 | 0 | 0 | 0 | 0 | 0 | 0 | 0 | 0 | 0 | 0 | 0 | 0 | 0 | 0 | 0 | 0 | 0 | 0 | 0 | 0 | 0 | 0 | 0 | 0 | 0
QLD1 | SyncCon | 0 | 0 | 0 | 0 | 0 | 0 | 0 | 0 | 0 | 0 | 0 | 0 | 0 | 0 | 0 | 0 | 0 | 0 | 0 | 0 | 0 | 0 | 0 | 0 | 0 | 0 | 0 | 0 | 0
VIC1 | SyncCon | 0 | 0 | 0 | 8045.8177 | 7751.2695 | 7467.5044 | 7381.1036 | 7091.0988 | 6831.5018 | 6581.4083 | 6357.5167 | 6107.7289 | 5884.1319 | 5668.7205 | 5475.8775 | 5260.7294 | 5068.1401 | 4882.6012 | 4716.501 | 4531.189 | 4365.3073 | 4205.4983 | 4062.4324 | 3902.8188 | 3759.941 | 3622.2938 | 3499.0678 | 3361.5889 | 3238.5249
SA1 | SyncCon | 0 | 0 | 0 | 0 | 0 | 0 | 0 | 0 | 0 | 0 | 0 | 0 | 0 | 0 | 0 | 0 | 0 | 0 | 0 | 0 | 0 | 0 | 0 | 0 | 0 | 0 | 0 | 0 | 0
TAS1 | SyncCon | 1050.1873 | 1533.8948 | 1511.1038 | 632.5069 | 684.2187 | 1821.7212 | 2232.897 | 2318.7823 | 2587.7355 | 2771.2672 | 3322.2305 | 3139.9807 | 3176.0259 | 3319.5566 | 3403.6403 | 3497.9111 | 3208.4153 | 3151.1254 | 3013.8111 | 3127.0362 | 2893.0514 | 2763.338 | 2768.3537 | 2662.541 | 2662.284 | 2384.8221 | 2328.2811 | 2095.9168 | 2012.9392
NEM | Total | 1050.1873 | 1533.8948 | 1511.1038 | 8678.3247 | 8435.4882 | 9289.2255 | 9614.0006 | 9409.8812 | 9419.2372 | 9352.6754 | 9679.7472 | 9247.7096 | 9060.1578 | 8988.2771 | 8879.5178 | 8758.6405 | 8276.5554 | 8033.7266 | 7730.3121 | 7658.2251 | 7258.3587 | 6968.8363 | 6830.7861 | 6565.3598 | 6422.225 | 6007.1159 | 5827.3489 | 5457.5057 | 5251.4641

## BaseCase_System Strength Cost
System Strength cost by region ($000s) - Base Case, Slow Change Scenario
System Strength | Real June 2020 dollars discounted to 1 July 2020
Explicitly modelled generation
Region | Technology | 2021-22 | 2022-23 | 2023-24 | 2024-25 | 2025-26 | 2026-27 | 2027-28 | 2028-29 | 2029-30 | 2030-31 | 2031-32 | 2032-33 | 2033-34 | 2034-35 | 2035-36 | 2036-37 | 2037-38 | 2038-39 | 2039-40 | 2040-41 | 2041-42 | 2042-43 | 2043-44 | 2044-45 | 2045-46 | 2046-47 | 2047-48 | 2048-49 | 2049-50
NSW1 | System Strength | 6.997e-06 | 214.1086 | 996.2333 | 1715.4835 | 2383.3101 | 3077.3588 | 3640.3925 | 4236.1771 | 4884.3551 | 5479.3976 | 9562 | 9186.3075 | 8850.0072 | 8526.0185 | 8235.9737 | 7912.381 | 7622.7177 | 7454.304 | 7200.7177 | 6923.1893 | 8219.6222 | 10555.8575 | 10417.945 | 10008.6222 | 9866.9449 | 11416.0397 | 11497.4481 | 11045.7115 | 10991.7443
QLD1 | System Strength | 4.6509e-05 | 4.7039e-05 | 4.6185e-05 | 1119.3875 | 1078.408 | 1038.9298 | 1003.5867 | 1124.847 | 1083.6676 | 1043.9958 | 1008.4803 | 968.857 | 933.3882 | 899.2179 | 868.6276 | 834.4991 | 2136.5415 | 2058.3251 | 1988.3034 | 1949.8903 | 1878.507 | 1809.738 | 2277.0794 | 2187.6125 | 2288.7455 | 3812.1598 | 3682.4747 | 3537.7897 | 4565.6219
VIC1 | System Strength | 1.0127e-05 | 1.0223e-05 | 1.0131e-05 | 1.2941e-05 | 1.2467e-05 | 1.2011e-05 | 1.1602e-05 | 1.2065e-05 | 1.1623e-05 | 1.1408e-05 | 1.102e-05 | 1.2295e-05 | 1.1845e-05 | 1.3161e-05 | 1.2713e-05 | 1.4438e-05 | 2.9999e-05 | 3.8394 | 332.549 | 468.4974 | 451.3463 | 556.7629 | 1138.1501 | 1093.432 | 2178.5565 | 2291.2356 | 3800.8549 | 6612.203 | 7121.9156
SA1 | System Strength | 1.8863e-05 | 1.9841e-05 | 2.3551e-05 | 2.2626e-05 | 2.1798e-05 | 2.1e-05 | 2.0285e-05 | 2.1981e-05 | 2.1177e-05 | 2.0401e-05 | 1.9707e-05 | 2.3266e-05 | 2.2414e-05 | 2.4561e-05 | 2.3725e-05 | 4.1335e-05 | 1149.1376 | 1890.8798 | 2327.6795 | 2236.2246 | 2154.359 | 2309.7709 | 2418.6265 | 2360.9424 | 2396.5749 | 2430.9985 | 2761.4613 | 2921.9663 | 2857.6234
TAS1 | System Strength | 7.3247e-06 | 7.3783e-06 | 165.0527 | 317.1358 | 458.0041 | 583.7318 | 701.5214 | 806.1976 | 904.0815 | 997.4517 | 1118.6313 | 1272.0054 | 1415.5405 | 1546.8613 | 1671.1508 | 1775.4522 | 1874.1937 | 1963.5039 | 2054.6096 | 2125.5812 | 2047.7661 | 1972.7997 | 1905.6874 | 1830.8127 | 1763.7887 | 1699.2184 | 1641.4131 | 1576.9217 | 1519.1924
NEM | Total | 8.982e-05 | 214.1087 | 1161.286 | 3152.0068 | 3919.7223 | 4700.0205 | 5345.5006 | 6167.2217 | 6872.1042 | 7520.8451 | 11689.1117 | 11427.1699 | 11198.936 | 10972.0978 | 10775.7522 | 10522.3323 | 12782.5905 | 13370.8523 | 13903.8592 | 13703.3828 | 14751.6006 | 17204.9289 | 18157.4884 | 17481.4219 | 18494.6105 | 21649.652 | 23383.6522 | 25694.5922 | 27056.0975

## Marinus_CF
Annual capacity factor by technology - Marinus Link, Slow Change Scenario
Explicitly modelled generation
Region | Technology | 2021-22 | 2022-23 | 2023-24 | 2024-25 | 2025-26 | 2026-27 | 2027-28 | 2028-29 | 2029-30 | 2030-31 | 2031-32 | 2032-33 | 2033-34 | 2034-35 | 2035-36 | 2036-37 | 2037-38 | 2038-39 | 2039-40 | 2040-41 | 2041-42 | 2042-43 | 2043-44 | 2044-45 | 2045-46 | 2046-47 | 2047-48 | 2048-49 | 2049-50
NEM | Black Coal | 49.82% | 45.97% | 49.3% | 61.86% | 71.4% | 71.09% | 66.17% | 72.53% | 71.36% | 69.33% | 56.58% | 60.63% | 66.38% | 63.3% | 59.26% | 64.6% | 69.15% | 69.25% | 64.85% | 61.17% | 57.65% | 68.25% | 60.18% | 59.16% | 61.23% | 58.92% | 55.23% | 52.22% | 48.01%
NEM | Brown Coal | 62.25% | 54.1% | 59.48% | 71.57% | 74.25% | 72.81% | 65.89% | 72.65% | 67.78% | 72.56% | 65.78% | 68.54% | 71.36% | 68.5% | 68.81% | 68.23% | 64.12% | 69.3% | 65.11% | 59.76% | 67.33% | 68.95% | 64.8% | 66.04% | 63.26% | 66.75% | 64.74% | - | -
NEM | CCGT | 8.417% | 8.417% | 7.129% | 7.103% | 6.802% | 7.696% | 7.39% | 11.6% | 6.879% | 6.845% | 7.113% | 7.449% | 7.206% | 6.857% | 7.019% | 8.021% | 8.522% | 10.97% | 15.16% | 18.65% | 14.62% | 20.92% | 20.27% | 22.66% | 26.7% | 28.26% | 28.34% | 28.26% | 28.26%
NEM | Gas - Steam | 5.537% | 5.734% | 5.693% | 1.362% | 1.294% | 1.37% | 1.322% | 1.856% | 1.273% | 1.273% | 1.292% | 1.336% | 1.29% | 1.281% | 1.654% | 1.636% | 1.871% | 1.617% | 9.921% | 9.925% | 9.894% | 12.42% | 16.92% | 15.42% | 21.79% | - | - | - | -
NEM | OCGT / Diesel | 0.03903% | 0.0236% | 0.1154% | 0.09181% | 0.02595% | 0.1082% | 0.04516% | 0.3318% | 0.009228% | 0.00503% | 0.008456% | 0.1129% | 0.06957% | 0.02645% | 0.1367% | 0.1323% | 0.3499% | 0.2566% | 0.7815% | 1.281% | 1.038% | 0.8595% | 3.531% | 2.203% | 3.416% | 4.149% | 8.47% | 9.085% | 10.26%
NEM | Hydro | 20.33% | 20.13% | 19.34% | 24.95% | 24.6% | 18.58% | 22.32% | 24.91% | 25.26% | 23.08% | 20.63% | 21.44% | 21.89% | 23.55% | 20.99% | 20.21% | 25.53% | 22.51% | 20.53% | 20.35% | 19.37% | 21.02% | 22.64% | 20.79% | 20.68% | 24.3% | 20.76% | 18.75% | 18.27%
NEM | Wind | 33.36% | 34.36% | 31.63% | 33.96% | 36.21% | 37.79% | 38.34% | 35.29% | 34.72% | 35.17% | 35.69% | 33.36% | 32.69% | 34.68% | 35.8% | 36.42% | 35.41% | 34.77% | 35.43% | 36.63% | 34.42% | 32.75% | 34.65% | 37.03% | 37.94% | 36.18% | 34.87% | 34.42% | 33.84%
NEM | Solar PV | 29.55% | 29.16% | 29.58% | 28.44% | 27.85% | 29.5% | 29.91% | 26.34% | 27.71% | 28.93% | 29.31% | 29.23% | 28.24% | 27.57% | 29.4% | 29.53% | 26.21% | 27.4% | 28.86% | 29.35% | 29.33% | 28.07% | 27.25% | 29% | 29.2% | 25.66% | 26.02% | 26.93% | 26.97%
NEM | Grid Battery | 6.417% | 4.29% | 4.929% | 6.731% | 6.795% | 7.07% | 6.813% | 6.37% | 5.965% | 6.361% | 6.11% | 6.529% | 6.274% | 6.317% | 6.334% | 6.392% | 10.43% | 10.36% | 11.57% | 11.43% | 13.19% | 14.61% | 14.6% | 14.55% | 14.49% | 13.96% | 13.98% | 13.74% | 13.19%
NEM | Pumped Hydro | 1.175% | 2.914% | 3.395% | 14.8% | 19.6% | 22.94% | 19.84% | 23.48% | 17.36% | 19.76% | 22.56% | 25.09% | 22.82% | 24.56% | 24.89% | 24.22% | 24.35% | 23.26% | 24.5% | 22.9% | 23.99% | 23.66% | 23.67% | 24.58% | 23.95% | 24.2% | 23.56% | 24.15% | 21.97%
NEM | VPP | 8.063% | 8.375% | 8.327% | 9.292% | 10.23% | 10.29% | 9.847% | 9.278% | 8.67% | 8.596% | 8.389% | 8.822% | 8.609% | 8.915% | 8.684% | 8.653% | 8.476% | 8.248% | 7.956% | 7.751% | 6.967% | 6.936% | 6.551% | 6.259% | 6.171% | 5.875% | 5.749% | 5.543% | 4.349%
Region | Technology | 2021-22 | 2022-23 | 2023-24 | 2024-25 | 2025-26 | 2026-27 | 2027-28 | 2028-29 | 2029-30 | 2030-31 | 2031-32 | 2032-33 | 2033-34 | 2034-35 | 2035-36 | 2036-37 | 2037-38 | 2038-39 | 2039-40 | 2040-41 | 2041-42 | 2042-43 | 2043-44 | 2044-45 | 2045-46 | 2046-47 | 2047-48 | 2048-49 | 2049-50
NSW1 | Black Coal | 44.53% | 41.82% | 42.82% | 56.26% | 69.47% | 67.29% | 61.99% | 68.98% | 70.5% | 70.03% | 49.35% | 47.83% | 66.4% | 57.25% | 45.52% | 61.85% | 70.5% | 70.5% | 66.94% | 54.57% | 48.15% | - | - | - | - | - | - | - | -
NSW1 | Brown Coal | bar: 2021-22 to 2049-50
NSW1 | CCGT | 0.6146% | 0.6146% | 1.849% | 1.161% | 1.161% | 1.161% | 1.164% | 1.161% | 1.161% | 1.161% | 1.164% | 1.161% | 1.161% | 1.161% | 1.164% | 1.161% | 1.165% | 5.822% | 13.02% | 20.18% | 12.16% | 19.7% | 0.05157% | - | - | - | - | - | -
NSW1 | Gas - Steam | bar: 2021-22 to 2049-50
NSW1 | OCGT / Diesel | 8.899e-08% | 8.816e-08% | 0.02518% | 0.218% | 0.04068% | 0.1216% | 0.04029% | 0.05584% | 1.162e-07% | 0.0004919% | 1.144e-07% | 0.1116% | 0.01681% | 0.02734% | 0.09272% | 0.04805% | 0.1742% | 0.04015% | 0.5622% | 0.7797% | 0.3633% | 0.4416% | 4.668% | 3.658% | 5.037% | 3.876% | 14.23% | 12.16% | 16.25%
NSW1 | Hydro | 9.064% | 9.602% | 8.673% | 11.64% | 12.56% | 11.47% | 10.44% | 14.48% | 10.55% | 9.52% | 10.21% | 10.39% | 11.71% | 13.31% | 11.8% | 11.36% | 15.6% | 13.18% | 11.2% | 10.86% | 9.932% | 12.85% | 13.47% | 12.72% | 12.61% | 16.62% | 13.43% | 11.73% | 10.47%
NSW1 | Wind | 32.12% | 36.75% | 35.1% | 34.72% | 37.84% | 38.96% | 38.67% | 34.56% | 31.99% | 34.06% | 34.44% | 33.97% | 33.23% | 35.58% | 36.79% | 36.76% | 33.92% | 30.81% | 33.22% | 34.44% | 33.77% | 32.38% | 34.68% | 36.41% | 36.52% | 32.53% | 29.63% | 31.13% | 31.33%
NSW1 | Solar PV | 28.63% | 28.53% | 28.72% | 27.65% | 26.32% | 28.48% | 28.93% | 26.13% | 27.1% | 28.75% | 29.19% | 28.76% | 27.95% | 26.93% | 29.05% | 29.05% | 26.11% | 26.94% | 28.67% | 29.33% | 28.91% | 27.93% | 26.9% | 28.86% | 28.97% | 25.7% | 25.99% | 27.5% | 27.6%
NSW1 | Grid Battery | - | - | - | - | - | - | - | - | - | - | - | - | - | - | - | - | - | - | - | - | - | - | 15.35% | 15.37% | 15.23% | 15.04% | 14.74% | 15.06% | 14.49%
NSW1 | Pumped Hydro | 2.014% | 4.444% | 5.345% | 31.65% | 21.74% | 25.72% | 22.51% | 26% | 18.63% | 21.24% | 24.34% | 26.75% | 24.45% | 26.13% | 26.65% | 25.93% | 25.86% | 24.62% | 25.84% | 24.15% | 25.45% | 24.81% | 25.14% | 26.43% | 25.73% | 27.69% | 25.86% | 27.23% | 25.5%
NSW1 | VPP | 10.17% | 10.32% | 8.89% | 8.471% | 9.639% | 9.83% | 9.441% | 9.024% | 8.393% | 8.084% | 7.94% | 8.251% | 8.149% | 8.19% | 8.124% | 8.14% | 8.007% | 7.628% | 7.515% | 7.124% | 7.359% | 7.381% | 6.957% | 6.563% | 6.47% | 6.342% | 6.007% | 6.027% | 4.688%
Region | Technology | 2021-22 | 2022-23 | 2023-24 | 2024-25 | 2025-26 | 2026-27 | 2027-28 | 2028-29 | 2029-30 | 2030-31 | 2031-32 | 2032-33 | 2033-34 | 2034-35 | 2035-36 | 2036-37 | 2037-38 | 2038-39 | 2039-40 | 2040-41 | 2041-42 | 2042-43 | 2043-44 | 2044-45 | 2045-46 | 2046-47 | 2047-48 | 2048-49 | 2049-50
QLD1 | Black Coal | 56.49% | 50.95% | 55.92% | 68.94% | 73.06% | 74.93% | 70.42% | 76.74% | 71.88% | 69.01% | 58.93% | 64.8% | 66.37% | 65.27% | 63.87% | 65.55% | 68.67% | 68.8% | 64.1% | 63.53% | 61.05% | 68.25% | 60.18% | 59.16% | 61.23% | 58.92% | 55.23% | 52.22% | 48.01%
QLD1 | Brown Coal | bar: 2021-22 to 2049-50
QLD1 | CCGT | 8.33% | 8.33% | 9.298% | 9.627% | 9.054% | 10.75% | 10.16% | 18.17% | 9.2% | 9.136% | 9.635% | 10.28% | 9.822% | 9.158% | 9.457% | 12.51% | 14.17% | 15.85% | 19.72% | 21.62% | 19.26% | 26.12% | 28.35% | 27.45% | 43.03% | 60.92% | 61.08% | 60.92% | 60.92%
QLD1 | Gas - Steam | 5.044% | 5.044% | 10.02% | 9.894% | 9.894% | 9.894% | 9.921% | 18.64% | 9.894% | 9.894% | 9.921% | 9.894% | 9.894% | 9.894% | 9.921% | 9.894% | 9.894% | 9.894% | 9.921% | 9.925% | 9.894% | 12.42% | 16.92% | 15.42% | 21.79% | - | - | - | -
QLD1 | OCGT / Diesel | 1.152e-07% | 1.151e-07% | 1.203e-07% | 0.08881% | 0.02902% | 0.1829% | 0.09063% | 1.086% | 0.03316% | 0.01085% | 0.02066% | 0.2066% | 0.2119% | 0.05128% | 0.1736% | 0.214% | 0.4466% | 0.2265% | 0.8476% | 0.3654% | 0.85% | 0.6138% | 1.546% | 2.67% | 5.252% | 8.288% | 8.781% | 8.946% | 8.734%
QLD1 | Hydro | 50.69% | 50.42% | 50.38% | 49.89% | 49.62% | 49.37% | 49.29% | 48.86% | 48.57% | 47.78% | 48.17% | 47.75% | 47.46% | 47.2% | 47.1% | 46.67% | 40.26% | 40.1% | 39.92% | 39.59% | 39.4% | - | - | - | - | - | - | - | -
QLD1 | Wind | 35.91% | 34.66% | 34.5% | 36.08% | 42.99% | 44.45% | 46.27% | 44.07% | 43.61% | 44.45% | 41.42% | 39.24% | 34.55% | 41.53% | 40.73% | 43.55% | 43.99% | 43.7% | 44.55% | 42.27% | 39.76% | 34.64% | 40.33% | 41.75% | 44.47% | 44.91% | 44.82% | 44.97% | 40.79%
QLD1 | Solar PV | 31.43% | 30.43% | 30.98% | 29.65% | 30.07% | 31.49% | 31.87% | 26.62% | 28.83% | 29.98% | 30.46% | 30.91% | 29.57% | 30.04% | 31.53% | 31.76% | 26.5% | 28.76% | 29.97% | 30.27% | 30.85% | 28.66% | 28.66% | 30.13% | 30.34% | 25.53% | 26.92% | 27.92% | 27.89%
QLD1 | Grid Battery | - | 16.78% | 16.38% | 18.08% | 20.11% | 20.16% | 19.62% | 19.41% | 18.42% | 18.48% | 18.12% | 18.35% | 18.28% | 19.01% | 18.49% | 18.44% | 16.87% | 16.85% | 16.84% | 17.14% | 15.47% | 15.17% | 15.36% | 14.69% | 14.64% | 14.01% | 14.34% | 14.16% | 13.97%
QLD1 | Pumped Hydro | 0.8212% | 2.27% | 2.574% | 7.701% | 11.04% | 11.82% | 9.19% | 13.4% | 7.778% | 8.646% | 9.197% | 12.68% | 10.56% | 12.8% | 11.71% | 11.38% | 13.05% | 12.95% | 12.44% | 11.38% | 12.15% | 17.46% | 16.44% | 15.54% | 18.17% | 18.3% | 19.15% | 18.75% | 15.88%
QLD1 | VPP | 8.058% | 8.694% | 7.935% | 8.954% | 10.69% | 10.49% | 10.23% | 9.852% | 8.968% | 8.791% | 8.872% | 8.975% | 8.814% | 9.357% | 8.777% | 8.788% | 7.984% | 7.695% | 7.697% | 7.77% | 6.347% | 6.241% | 6.152% | 5.853% | 5.838% | 5.123% | 5.355% | 5.187% | 3.464%
Region | Technology | 2021-22 | 2022-23 | 2023-24 | 2024-25 | 2025-26 | 2026-27 | 2027-28 | 2028-29 | 2029-30 | 2030-31 | 2031-32 | 2032-33 | 2033-34 | 2034-35 | 2035-36 | 2036-37 | 2037-38 | 2038-39 | 2039-40 | 2040-41 | 2041-42 | 2042-43 | 2043-44 | 2044-45 | 2045-46 | 2046-47 | 2047-48 | 2048-49 | 2049-50
VIC1 | Black Coal | bar: 2021-22 to 2049-50
VIC1 | Brown Coal | 62.25% | 54.1% | 59.48% | 71.57% | 74.25% | 72.81% | 65.89% | 72.65% | 67.78% | 72.56% | 65.78% | 68.54% | 71.36% | 68.5% | 68.81% | 68.23% | 64.12% | 69.3% | 65.11% | 59.76% | 67.33% | 68.95% | 64.8% | 66.04% | 63.26% | 66.75% | 64.74% | - | -
VIC1 | CCGT | bar: 2021-22 to 2049-50
VIC1 | Gas - Steam | 0.03517% | 5.496e-08% | 0.07558% | 0.2446% | 0.05775% | 0.2678% | 0.1263% | 0.1435% | 7.506e-08% | 7.055e-08% | 0.0423% | 0.1741% | 0.04536% | 0.02042% | 0.2656% | 0.2481% | 0.5232% | 0.227% | - | - | - | - | - | - | - | - | - | - | -
VIC1 | OCGT / Diesel | 0.000275% | 1.044e-07% | 0.01008% | 0.006785% | 0.0005013% | 0.02471% | 0.008661% | 1.486e-07% | 1.446e-07% | 1.457e-07% | 3.675e-05% | 0.02181% | 0.005733% | 1.689e-07% | 0.03595% | 0.04385% | 0.03216% | 0.01693% | 0.1373% | 0.2724% | 0.2426% | 0.07474% | 0.186% | 0.5469% | 0.4836% | 0.2801% | 0.4881% | 2.502% | 1.514%
VIC1 | Hydro | 13.89% | 13.99% | 12.63% | 15.51% | 15.86% | 14.97% | 15.07% | 18.97% | 15.63% | 13.41% | 13.48% | 12.14% | 14.89% | 15.32% | 14.49% | 14.49% | 18.2% | 15.08% | 12.95% | 12.88% | 11.69% | 14.26% | 14.75% | 13.89% | 13.94% | 17.42% | 14.49% | 12.43% | 12.45%
VIC1 | Wind | 34.58% | 34.13% | 29.42% | 32.28% | 32.98% | 33.93% | 34.16% | 30.69% | 31.67% | 30.18% | 33.01% | 28.36% | 29.17% | 29.46% | 30.87% | 31.45% | 29.06% | 30.94% | 30.1% | 34.96% | 30.87% | 31.08% | 30.92% | 34.2% | 35.33% | 33.58% | 34.73% | 32.63% | 33.19%
VIC1 | Solar PV | 27.58% | 27.37% | 28.19% | 27.27% | 25.9% | 27.3% | 27.85% | 25.86% | 26.84% | 27.09% | 27.32% | 28.07% | 26.84% | 25.77% | 26.92% | 27.67% | 25.69% | 26.78% | 27.44% | 27.35% | 28.46% | 27.25% | 25.93% | 27.79% | 28.33% | 26.52% | 26.25% | 25.63% | 24.64%
VIC1 | Grid Battery | 12.64% | 3.524% | 3.831% | 6.316% | 6.228% | 6.491% | 6.304% | 5.789% | 5.554% | 5.625% | 5.37% | 5.861% | 5.406% | 5.584% | 5.675% | 5.706% | 5.569% | 5.474% | 5.487% | 5.451% | 10.16% | 15.77% | 15.14% | 15.71% | 15.39% | 14.67% | 14.31% | 13.63% | 12.81%
VIC1 | Pumped Hydro | - | - | - | - | - | - | - | - | - | - | - | - | - | - | - | - | - | - | 31.89% | 30.17% | 30.02% | 28.96% | 26.79% | 27.84% | 27.53% | 26.82% | 26.37% | 25.12% | 22.93%
VIC1 | VPP | 4.736% | 6.086% | 6.508% | 10.79% | 11.33% | 11.33% | 10.75% | 9.671% | 9.137% | 9.228% | 8.754% | 9.63% | 9.206% | 9.705% | 9.427% | 9.211% | 9.184% | 9.096% | 8.893% | 8.778% | 7.16% | 7.088% | 6.534% | 6.364% | 6.134% | 5.863% | 5.692% | 5.146% | 4.343%
Region | Technology | 2021-22 | 2022-23 | 2023-24 | 2024-25 | 2025-26 | 2026-27 | 2027-28 | 2028-29 | 2029-30 | 2030-31 | 2031-32 | 2032-33 | 2033-34 | 2034-35 | 2035-36 | 2036-37 | 2037-38 | 2038-39 | 2039-40 | 2040-41 | 2041-42 | 2042-43 | 2043-44 | 2044-45 | 2045-46 | 2046-47 | 2047-48 | 2048-49 | 2049-50
SA1 | Black Coal | bar: 2021-22 to 2049-50
SA1 | Brown Coal | bar: 2021-22 to 2049-50
SA1 | CCGT | 17.95% | 17.95% | 9.965% | 9.7% | 9.7% | 9.7% | 9.727% | 9.7% | 9.7% | 9.7% | 9.727% | 9.7% | 9.7% | 9.7% | 9.727% | 9.7% | - | - | - | - | - | - | - | - | - | - | - | - | -
SA1 | Gas - Steam | 9.028% | 9.391% | 8.75% | 1.164% | 1.164% | 1.164% | 1.167% | 1.164% | 1.164% | 1.164% | 1.167% | 1.164% | 1.164% | 1.164% | - | - | - | - | - | - | - | - | - | - | - | - | - | - | -
SA1 | OCGT / Diesel | 0.186% | 0.1127% | 0.5125% | 0.09337% | 0.04398% | 0.1192% | 0.04347% | 0.08495% | 3.662e-07% | 0.01058% | 0.01447% | 0.1331% | 0.02936% | 0.04164% | 0.4259% | 0.3745% | 1.357% | 1.399% | 2.447% | 6.169% | 4.302% | 3.606% | 11.47% | 1.792% | 1.818% | 2.135% | 4.564% | 8.841% | 7.768%
SA1 | Hydro | bar: 2021-22 to 2049-50
SA1 | Wind | 33.68% | 32.3% | 28.95% | 33.86% | 33.13% | 36.7% | 37.14% | 34.58% | 35.04% | 35.56% | 35.4% | 31.63% | 32.43% | 31.14% | 34.93% | 35.63% | 34.93% | 35.66% | 35.87% | 38.37% | 34.64% | 34.07% | 32.39% | 37.02% | 37.37% | 36.17% | 35.04% | 32.63% | 34.14%
SA1 | Solar PV | 30.55% | 29.09% | 29.02% | 28.19% | 27.51% | 28.16% | 29.03% | 27.61% | 28.76% | 28.98% | 29.15% | 29.53% | 28.15% | 27.51% | 28.15% | 28.99% | 27.59% | 28.75% | 29.07% | 29.11% | 29.61% | 27.95% | 26.25% | 26.66% | 26.98% | 24.95% | 21.93% | 20.85% | 21.31%
SA1 | Grid Battery | 4.737% | 4.476% | 5.823% | 6.382% | 6.535% | 6.855% | 6.497% | 6.163% | 5.503% | 6.554% | 6.322% | 6.613% | 6.49% | 6.19% | 6.12% | 6.249% | 6.421% | 6.295% | 12.07% | 11.75% | 13.08% | 12.99% | 12.95% | 13.13% | 13.23% | 12.86% | 12.85% | 12.67% | 11.71%
SA1 | Pumped Hydro | bar: 2021-22 to 2049-50
SA1 | VPP | 8.54% | 7.905% | 9.926% | 10.17% | 10.64% | 10.68% | 10.01% | 9.507% | 8.633% | 8.786% | 8.411% | 8.785% | 8.461% | 8.799% | 8.486% | 8.664% | 8.958% | 8.808% | 7.467% | 7.34% | 6.133% | 6.164% | 6.011% | 5.652% | 5.709% | 5.441% | 5.467% | 5.395% | 4.29%
Region | Technology | 2021-22 | 2022-23 | 2023-24 | 2024-25 | 2025-26 | 2026-27 | 2027-28 | 2028-29 | 2029-30 | 2030-31 | 2031-32 | 2032-33 | 2033-34 | 2034-35 | 2035-36 | 2036-37 | 2037-38 | 2038-39 | 2039-40 | 2040-41 | 2041-42 | 2042-43 | 2043-44 | 2044-45 | 2045-46 | 2046-47 | 2047-48 | 2048-49 | 2049-50
TAS1 | Black Coal | bar: 2021-22 to 2049-50
TAS1 | Brown Coal | bar: 2021-22 to 2049-50
TAS1 | CCGT | 4.685e-07% | 4.657e-07% | 4.665e-07% | 4.659e-07% | 4.682e-07% | 4.697e-07% | 4.874e-07% | 5.041e-07% | 5.487e-07% | 5.607e-07% | 5.628e-07% | 5.915e-07% | 6.057e-07% | 6.178e-07% | 6.229e-07% | 6.41e-07% | 6.754e-07% | 6.939e-07% | 7.616e-07% | 7.636e-07% | 8.167e-07% | 8.321e-07% | 8.697e-07% | 8.627e-07% | 8.708e-07% | 9.151e-07% | 9.424e-07% | 1.061e-06% | 1.074e-06%
TAS1 | Gas - Steam | bar: 2021-22 to 2049-50
TAS1 | OCGT / Diesel | 4.442e-07% | 4.317e-07% | 4.249e-07% | 4.269e-07% | 4.365e-07% | 4.484e-07% | 4.675e-07% | 4.834e-07% | 5.257e-07% | 5.404e-07% | 5.377e-07% | 5.759e-07% | 5.886e-07% | 6.077e-07% | 6.126e-07% | 6.326e-07% | 6.872e-07% | 7.022e-07% | 0.004671% | 0.004096% | 0.01373% | 2.023e-06% | 0.1134% | 0.008347% | 2.085e-06% | 0.05668% | 0.02359% | 0.1052% | 0.07851%
TAS1 | Hydro | 36.45% | 35.17% | 34.99% | 46.36% | 43.99% | 27.59% | 38.38% | 38.65% | 46.24% | 42.93% | 35.16% | 38.44% | 36.17% | 39.02% | 33.84% | 32.06% | 40.94% | 37.35% | 35.44% | 35.32% | 34.47% | 34.61% | 38.14% | 34.4% | 34.14% | 37.5% | 33.13% | 30.86% | 30.71%
TAS1 | Wind | 26.66% | 32.22% | 32.45% | 34.74% | 37.82% | 38.23% | 38.91% | 38.12% | 38.59% | 37.57% | 39.46% | 36.65% | 36.14% | 37.41% | 37.28% | 37.42% | 36.25% | 35.13% | 33.6% | 33.29% | 32.1% | 31.29% | 30.81% | 34.09% | 34.41% | 33.38% | 31.91% | 29.4% | 27.35%
TAS1 | Solar PV | bar: 2021-22 to 2049-50
TAS1 | Grid Battery | bar: 2021-22 to 2049-50
TAS1 | Pumped Hydro | - | - | - | - | - | - | - | - | - | - | - | - | - | - | - | - | - | 30.5% | 29.62% | 30.57% | 30.93% | 31.12% | 29.25% | 30.76% | 30.98% | 29.61% | 30.7% | 29.19% | 27.17%
TAS1 | VPP | - | - | - | - | 2.522% | 3.159% | 3.878% | 4.008% | 6.855% | 7.766% | 8.246% | 8.341% | 8.643% | 9.106% | 9.495% | 9.319% | 8.038% | 8.393% | 8.349% | 7.526% | 7.709% | 7.503% | 6.398% | 6.708% | 7.221% | 6.668% | 7.079% | 6.604% | 5.721%
Explicitly modelled pumping
Region | Technology | 2021-22 | 2022-23 | 2023-24 | 2024-25 | 2025-26 | 2026-27 | 2027-28 | 2028-29 | 2029-30 | 2030-31 | 2031-32 | 2032-33 | 2033-34 | 2034-35 | 2035-36 | 2036-37 | 2037-38 | 2038-39 | 2039-40 | 2040-41 | 2041-42 | 2042-43 | 2043-44 | 2044-45 | 2045-46 | 2046-47 | 2047-48 | 2048-49 | 2049-50
NEM | Grid Battery pump | 7.888% | 5.313% | 6.078% | 8.315% | 8.375% | 8.726% | 8.429% | 7.847% | 7.378% | 7.839% | 7.556% | 8.048% | 7.762% | 7.782% | 7.82% | 7.892% | 12.52% | 12.4% | 13.77% | 13.62% | 15.54% | 17.22% | 17.17% | 17.13% | 17.08% | 16.42% | 16.47% | 16.15% | 15.52%
NEM | Pumped Hydro Pump | 2.308% | 5.853% | 6.4% | 21.61% | 23.3% | 27.26% | 25.02% | 27.2% | 21.07% | 22.96% | 28.69% | 30.78% | 29.15% | 30.27% | 31.08% | 30.88% | 30.8% | 29.38% | 30.56% | 29.1% | 30.19% | 31.01% | 29.6% | 31.53% | 31.05% | 31.27% | 30.11% | 30.9% | 27.47%
NEM | VPP pump | 9.677% | 10.08% | 9.981% | 11.16% | 12.27% | 12.35% | 11.84% | 11.12% | 10.41% | 10.31% | 10.09% | 10.57% | 10.34% | 10.7% | 10.42% | 10.39% | 10.19% | 9.902% | 9.535% | 9.322% | 8.344% | 8.335% | 7.854% | 7.514% | 7.418% | 7.04% | 6.912% | 6.641% | 5.219%
Region | Technology | 2021-22 | 2022-23 | 2023-24 | 2024-25 | 2025-26 | 2026-27 | 2027-28 | 2028-29 | 2029-30 | 2030-31 | 2031-32 | 2032-33 | 2033-34 | 2034-35 | 2035-36 | 2036-37 | 2037-38 | 2038-39 | 2039-40 | 2040-41 | 2041-42 | 2042-43 | 2043-44 | 2044-45 | 2045-46 | 2046-47 | 2047-48 | 2048-49 | 2049-50
NSW1 | Grid Battery pump | - | - | - | - | - | - | - | - | - | - | - | - | - | - | - | - | - | - | - | - | - | - | 18.06% | 18.08% | 17.94% | 17.68% | 17.35% | 17.71% | 17.05%
NSW1 | Pumped Hydro Pump | 2.872% | 7.048% | 7.612% | 26.72% | 24.12% | 28.54% | 26.66% | 28.02% | 21.88% | 23.81% | 30.03% | 31.75% | 30.31% | 31.16% | 32.23% | 32.07% | 31.7% | 30.14% | 31.24% | 29.81% | 31.1% | 31.86% | 30.55% | 33.08% | 32.77% | 35.11% | 32.5% | 34.24% | 30.89%
NSW1 | VPP pump | 12.21% | 12.41% | 10.65% | 10.18% | 11.57% | 11.79% | 11.35% | 10.82% | 10.07% | 9.703% | 9.554% | 9.882% | 9.783% | 9.846% | 9.734% | 9.77% | 9.633% | 9.145% | 9.009% | 8.573% | 8.811% | 8.859% | 8.35% | 7.877% | 7.775% | 7.602% | 7.22% | 7.224% | 5.626%
Region | Technology | 2021-22 | 2022-23 | 2023-24 | 2024-25 | 2025-26 | 2026-27 | 2027-28 | 2028-29 | 2029-30 | 2030-31 | 2031-32 | 2032-33 | 2033-34 | 2034-35 | 2035-36 | 2036-37 | 2037-38 | 2038-39 | 2039-40 | 2040-41 | 2041-42 | 2042-43 | 2043-44 | 2044-45 | 2045-46 | 2046-47 | 2047-48 | 2048-49 | 2049-50
QLD1 | Grid Battery pump | - | 20.7% | 20.18% | 22.32% | 24.85% | 24.86% | 24.23% | 23.94% | 22.74% | 22.82% | 22.4% | 22.63% | 22.56% | 23.47% | 22.82% | 22.77% | 19.95% | 19.83% | 19.87% | 20.17% | 18.2% | 17.85% | 18.08% | 17.29% | 17.22% | 16.51% | 16.84% | 16.66% | 16.44%
QLD1 | Pumped Hydro Pump | 1.34% | 3.805% | 4.323% | 12.85% | 18.5% | 19.73% | 15.41% | 22.36% | 13% | 14.45% | 15.39% | 21.19% | 17.65% | 21.41% | 19.58% | 19.02% | 21.9% | 21.57% | 20.8% | 19.03% | 19.62% | 25.08% | 23.43% | 22.05% | 24.42% | 23.75% | 24.81% | 24.35% | 20.45%
QLD1 | VPP pump | 9.672% | 10.45% | 9.514% | 10.75% | 12.84% | 12.58% | 12.3% | 11.81% | 10.76% | 10.55% | 10.67% | 10.75% | 10.58% | 11.23% | 10.53% | 10.55% | 9.605% | 9.214% | 9.238% | 9.329% | 7.614% | 7.492% | 7.383% | 7.035% | 6.997% | 6.159% | 6.417% | 6.232% | 4.151%
Region | Technology | 2021-22 | 2022-23 | 2023-24 | 2024-25 | 2025-26 | 2026-27 | 2027-28 | 2028-29 | 2029-30 | 2030-31 | 2031-32 | 2032-33 | 2033-34 | 2034-35 | 2035-36 | 2036-37 | 2037-38 | 2038-39 | 2039-40 | 2040-41 | 2041-42 | 2042-43 | 2043-44 | 2044-45 | 2045-46 | 2046-47 | 2047-48 | 2048-49 | 2049-50
VIC1 | Grid Battery pump | 15.51% | 4.368% | 4.729% | 7.797% | 7.674% | 8.01% | 7.8% | 7.129% | 6.87% | 6.931% | 6.648% | 7.218% | 6.692% | 6.876% | 7.007% | 7.045% | 6.875% | 6.776% | 6.756% | 6.747% | 11.99% | 18.6% | 17.77% | 18.48% | 18.15% | 17.21% | 16.88% | 16.01% | 15.07%
VIC1 | Pumped Hydro Pump | - | - | - | - | - | - | - | - | - | - | - | - | - | - | - | - | - | - | 39.86% | 37.89% | 37.36% | 36.33% | 33.35% | 34.83% | 34.57% | 33.35% | 33.13% | 31.29% | 28.66%
VIC1 | VPP pump | 5.684% | 7.33% | 7.816% | 12.95% | 13.58% | 13.6% | 12.93% | 11.59% | 10.98% | 11.06% | 10.53% | 11.54% | 11.07% | 11.63% | 11.31% | 11.06% | 11.02% | 10.94% | 10.65% | 10.56% | 8.572% | 8.53% | 7.821% | 7.639% | 7.384% | 7.016% | 6.852% | 6.156% | 5.212%
Region | Technology | 2021-22 | 2022-23 | 2023-24 | 2024-25 | 2025-26 | 2026-27 | 2027-28 | 2028-29 | 2029-30 | 2030-31 | 2031-32 | 2032-33 | 2033-34 | 2034-35 | 2035-36 | 2036-37 | 2037-38 | 2038-39 | 2039-40 | 2040-41 | 2041-42 | 2042-43 | 2043-44 | 2044-45 | 2045-46 | 2046-47 | 2047-48 | 2048-49 | 2049-50
SA1 | Grid Battery pump | 5.831% | 5.542% | 7.172% | 7.897% | 8.051% | 8.463% | 8.038% | 7.591% | 6.81% | 8.073% | 7.807% | 8.162% | 8.027% | 7.625% | 7.555% | 7.715% | 7.927% | 7.789% | 14.34% | 13.99% | 15.42% | 15.37% | 15.26% | 15.49% | 15.65% | 15.12% | 15.19% | 14.9% | 13.81%
SA1 | Pumped Hydro Pump | bar: 2021-22 to 2049-50
SA1 | VPP pump | 10.25% | 9.514% | 11.89% | 12.24% | 12.75% | 12.81% | 12.04% | 11.39% | 10.38% | 10.52% | 10.11% | 10.53% | 10.18% | 10.54% | 10.19% | 10.4% | 10.75% | 10.59% | 8.941% | 8.831% | 7.34% | 7.42% | 7.194% | 6.788% | 6.869% | 6.51% | 6.582% | 6.456% | 5.149%
Region | Technology | 2021-22 | 2022-23 | 2023-24 | 2024-25 | 2025-26 | 2026-27 | 2027-28 | 2028-29 | 2029-30 | 2030-31 | 2031-32 | 2032-33 | 2033-34 | 2034-35 | 2035-36 | 2036-37 | 2037-38 | 2038-39 | 2039-40 | 2040-41 | 2041-42 | 2042-43 | 2043-44 | 2044-45 | 2045-46 | 2046-47 | 2047-48 | 2048-49 | 2049-50
TAS1 | Grid Battery pump | bar: 2021-22 to 2049-50
TAS1 | Pumped Hydro Pump | - | - | - | - | - | - | - | - | - | - | - | - | - | - | - | - | - | 38.33% | 36.97% | 38.49% | 38.62% | 38.93% | 36.44% | 38.33% | 39.04% | 36.67% | 38.72% | 36.21% | 33.97%
TAS1 | VPP pump | - | - | - | - | 3.012% | 3.789% | 4.678% | 4.79% | 8.252% | 9.3% | 9.919% | 10.01% | 10.38% | 10.92% | 11.39% | 11.21% | 9.626% | 10.1% | 10% | 9.047% | 9.242% | 9.016% | 7.674% | 8.047% | 8.682% | 7.983% | 8.516% | 7.908% | 6.866%
Non-controllable capacity
Region | Technology | 2021-22 | 2022-23 | 2023-24 | 2024-25 | 2025-26 | 2026-27 | 2027-28 | 2028-29 | 2029-30 | 2030-31 | 2031-32 | 2032-33 | 2033-34 | 2034-35 | 2035-36 | 2036-37 | 2037-38 | 2038-39 | 2039-40 | 2040-41 | 2041-42 | 2042-43 | 2043-44 | 2044-45 | 2045-46 | 2046-47 | 2047-48 | 2048-49 | 2049-50
NEM | Distributed PV | 15.83% | 16.33% | 16.47% | 16% | 15.44% | 16.42% | 16.36% | 14.76% | 15.61% | 16.2% | 16.34% | 16.51% | 16.04% | 15.56% | 16.61% | 16.63% | 14.99% | 15.75% | 16.35% | 16.56% | 16.65% | 16.2% | 15.68% | 16.77% | 16.73% | 15.07% | 15.81% | 16.43% | 16.6%
NEM | Behind the meter battery | 5.838% | 5.841% | 5.763% | 5.725% | 5.7% | 5.658% | 5.631% | 5.569% | 5.54% | 5.478% | 5.548% | 5.505% | 5.493% | 5.439% | 5.386% | 5.3% | 5.224% | 5.16% | 5.113% | 5.037% | 4.978% | 4.921% | 4.881% | 4.816% | 4.764% | 4.706% | 4.67% | 4.605% | 4.553%
NEM | Behind the meter battery pump | 4.961% | 4.963% | 4.896% | 4.863% | 4.844% | 4.806% | 4.783% | 4.73% | 4.706% | 4.652% | 4.714% | 4.678% | 4.667% | 4.62% | 4.575% | 4.503% | 4.436% | 4.382% | 4.344% | 4.278% | 4.228% | 4.18% | 4.145% | 4.091% | 4.048% | 3.997% | 3.966% | 3.911% | 3.868%
Region | Technology | 2021-22 | 2022-23 | 2023-24 | 2024-25 | 2025-26 | 2026-27 | 2027-28 | 2028-29 | 2029-30 | 2030-31 | 2031-32 | 2032-33 | 2033-34 | 2034-35 | 2035-36 | 2036-37 | 2037-38 | 2038-39 | 2039-40 | 2040-41 | 2041-42 | 2042-43 | 2043-44 | 2044-45 | 2045-46 | 2046-47 | 2047-48 | 2048-49 | 2049-50
NSW1 | Distributed PV | 15.97% | 16.87% | 16.41% | 16.22% | 15.62% | 17.15% | 16.84% | 14.98% | 15.4% | 16.31% | 17.01% | 16.54% | 16.34% | 15.79% | 17.35% | 17.08% | 15.19% | 15.6% | 16.51% | 17.25% | 16.75% | 16.54% | 15.93% | 17.53% | 17.21% | 15.28% | 15.67% | 16.61% | 17.28%
NSW1 | Behind the meter battery | 5.766% | 5.837% | 5.764% | 5.768% | 5.741% | 5.706% | 5.671% | 5.596% | 5.533% | 5.471% | 5.541% | 5.509% | 5.493% | 5.435% | 5.38% | 5.29% | 5.21% | 5.137% | 5.086% | 5.005% | 4.943% | 4.88% | 4.832% | 4.764% | 4.706% | 4.642% | 4.6% | 4.528% | 4.47%
NSW1 | Behind the meter battery pump | 4.901% | 4.958% | 4.894% | 4.901% | 4.88% | 4.848% | 4.816% | 4.752% | 4.7% | 4.646% | 4.708% | 4.682% | 4.667% | 4.616% | 4.569% | 4.495% | 4.425% | 4.362% | 4.323% | 4.252% | 4.198% | 4.145% | 4.102% | 4.046% | 4% | 3.944% | 3.907% | 3.844% | 3.797%
Region | Technology | 2021-22 | 2022-23 | 2023-24 | 2024-25 | 2025-26 | 2026-27 | 2027-28 | 2028-29 | 2029-30 | 2030-31 | 2031-32 | 2032-33 | 2033-34 | 2034-35 | 2035-36 | 2036-37 | 2037-38 | 2038-39 | 2039-40 | 2040-41 | 2041-42 | 2042-43 | 2043-44 | 2044-45 | 2045-46 | 2046-47 | 2047-48 | 2048-49 | 2049-50
QLD1 | Distributed PV | 16.4% | 17.43% | 17.36% | 16.66% | 16.75% | 17.72% | 17.73% | 14.89% | 16.11% | 16.59% | 17.42% | 17.23% | 16.52% | 16.69% | 17.71% | 17.71% | 14.9% | 16.17% | 16.73% | 17.53% | 17.3% | 16.63% | 16.77% | 17.75% | 17.73% | 14.93% | 16.21% | 16.74% | 17.52%
QLD1 | Behind the meter battery | 5.784% | 5.698% | 5.625% | 5.615% | 5.665% | 5.635% | 5.625% | 5.551% | 5.491% | 5.429% | 5.545% | 5.481% | 5.474% | 5.422% | 5.364% | 5.277% | 5.204% | 5.14% | 5.092% | 5.015% | 4.948% | 4.885% | 4.844% | 4.775% | 4.717% | 4.661% | 4.614% | 4.543% | 4.488%
QLD1 | Behind the meter battery pump | 4.914% | 4.84% | 4.78% | 4.769% | 4.815% | 4.788% | 4.779% | 4.715% | 4.666% | 4.61% | 4.71% | 4.657% | 4.652% | 4.604% | 4.558% | 4.485% | 4.421% | 4.365% | 4.324% | 4.26% | 4.202% | 4.15% | 4.116% | 4.058% | 4.004% | 3.959% | 3.917% | 3.858% | 3.813%
Region | Technology | 2021-22 | 2022-23 | 2023-24 | 2024-25 | 2025-26 | 2026-27 | 2027-28 | 2028-29 | 2029-30 | 2030-31 | 2031-32 | 2032-33 | 2033-34 | 2034-35 | 2035-36 | 2036-37 | 2037-38 | 2038-39 | 2039-40 | 2040-41 | 2041-42 | 2042-43 | 2043-44 | 2044-45 | 2045-46 | 2046-47 | 2047-48 | 2048-49 | 2049-50
VIC1 | Distributed PV | 14.56% | 14.24% | 15.08% | 14.71% | 13.85% | 14.68% | 14.66% | 13.96% | 14.87% | 15.42% | 14.74% | 15.52% | 15.04% | 14.24% | 15.08% | 15.15% | 14.33% | 14.95% | 15.5% | 14.89% | 15.55% | 15.16% | 14.29% | 15.21% | 15.16% | 14.42% | 14.99% | 15.58% | 14.86%
VIC1 | Behind the meter battery | 5.866% | 5.92% | 5.845% | 5.808% | 5.798% | 5.759% | 5.742% | 5.665% | 5.614% | 5.56% | 5.665% | 5.629% | 5.634% | 5.577% | 5.522% | 5.436% | 5.354% | 5.293% | 5.246% | 5.172% | 5.111% | 5.059% | 5.018% | 4.956% | 4.906% | 4.844% | 4.812% | 4.751% | 4.696%
VIC1 | Behind the meter battery pump | 4.984% | 5.03% | 4.968% | 4.935% | 4.926% | 4.891% | 4.878% | 4.81% | 4.767% | 4.723% | 4.815% | 4.783% | 4.788% | 4.738% | 4.691% | 4.618% | 4.547% | 4.497% | 4.457% | 4.391% | 4.341% | 4.297% | 4.264% | 4.209% | 4.17% | 4.115% | 4.086% | 4.037% | 3.991%
Region | Technology | 2021-22 | 2022-23 | 2023-24 | 2024-25 | 2025-26 | 2026-27 | 2027-28 | 2028-29 | 2029-30 | 2030-31 | 2031-32 | 2032-33 | 2033-34 | 2034-35 | 2035-36 | 2036-37 | 2037-38 | 2038-39 | 2039-40 | 2040-41 | 2041-42 | 2042-43 | 2043-44 | 2044-45 | 2045-46 | 2046-47 | 2047-48 | 2048-49 | 2049-50
SA1 | Distributed PV | 16.73% | 17.27% | 17.92% | 17.42% | 16.44% | 17.05% | 17.55% | 16.63% | 17.43% | 17.67% | 17.64% | 18.05% | 17.51% | 16.6% | 17.23% | 17.73% | 16.9% | 17.66% | 17.88% | 17.82% | 18.29% | 17.66% | 16.73% | 17.34% | 17.9% | 16.99% | 17.75% | 17.95% | 17.94%
SA1 | Behind the meter battery | 5.987% | 5.859% | 5.768% | 5.638% | 5.546% | 5.473% | 5.429% | 5.418% | 5.503% | 5.429% | 5.375% | 5.305% | 5.245% | 5.199% | 5.156% | 5.086% | 5.024% | 4.985% | 4.949% | 4.886% | 4.85% | 4.807% | 4.783% | 4.732% | 4.697% | 4.655% | 4.64% | 4.593% | 4.563%
SA1 | Behind the meter battery pump | 5.086% | 4.98% | 4.9% | 4.79% | 4.714% | 4.647% | 4.611% | 4.601% | 4.676% | 4.61% | 4.568% | 4.505% | 4.454% | 4.417% | 4.381% | 4.322% | 4.266% | 4.234% | 4.206% | 4.149% | 4.119% | 4.081% | 4.063% | 4.02% | 3.99% | 3.953% | 3.943% | 3.9% | 3.875%
Region | Technology | 2021-22 | 2022-23 | 2023-24 | 2024-25 | 2025-26 | 2026-27 | 2027-28 | 2028-29 | 2029-30 | 2030-31 | 2031-32 | 2032-33 | 2033-34 | 2034-35 | 2035-36 | 2036-37 | 2037-38 | 2038-39 | 2039-40 | 2040-41 | 2041-42 | 2042-43 | 2043-44 | 2044-45 | 2045-46 | 2046-47 | 2047-48 | 2048-49 | 2049-50
TAS1 | Distributed PV | 14.22% | 14.14% | 14.55% | 14.58% | 13.78% | 14.64% | 14.67% | 14.16% | 14.19% | 14.43% | 14.23% | 14.53% | 14.53% | 13.79% | 14.63% | 14.59% | 14.13% | 14.17% | 14.45% | 14.22% | 14.6% | 14.55% | 13.8% | 14.61% | 14.64% | 14.12% | 14.17% | 14.43% | 14.25%
TAS1 | Behind the meter battery | 5.851% | 5.804% | 5.716% | 5.678% | 5.65% | 5.637% | 5.621% | 5.551% | 5.512% | 5.432% | 5.536% | 5.484% | 5.457% | 5.401% | 5.356% | 5.243% | 5.176% | 5.092% | 5.038% | 4.95% | 4.868% | 4.799% | 4.751% | 4.676% | 4.597% | 4.529% | 4.476% | 4.395% | 4.329%
TAS1 | Behind the meter battery pump | 4.972% | 4.927% | 4.856% | 4.823% | 4.802% | 4.792% | 4.773% | 4.718% | 4.685% | 4.614% | 4.705% | 4.658% | 4.635% | 4.59% | 4.548% | 4.455% | 4.4% | 4.323% | 4.277% | 4.205% | 4.133% | 4.076% | 4.035% | 3.971% | 3.906% | 3.846% | 3.802% | 3.736% | 3.676%

## Marinus_Generation
Annual sent-out generation by technology (GWh) - Marinus Link, Slow Change Scenario
Explicitly modelled generation
Region | Technology | 2021-22 | 2022-23 | 2023-24 | 2024-25 | 2025-26 | 2026-27 | 2027-28 | 2028-29 | 2029-30 | 2030-31 | 2031-32 | 2032-33 | 2033-34 | 2034-35 | 2035-36 | 2036-37 | 2037-38 | 2038-39 | 2039-40 | 2040-41 | 2041-42 | 2042-43 | 2043-44 | 2044-45 | 2045-46 | 2046-47 | 2047-48 | 2048-49 | 2049-50
NEM | Black Coal | 80156.9052 | 72047.0293 | 70901.3008 | 72778.3658 | 69063.1353 | 63267.4292 | 58053.4827 | 59186.741 | 41499.3103 | 36879.473 | 27200.5936 | 29147.7167 | 31913.6114 | 30433.2326 | 27884.3909 | 29773.1953 | 30998.3822 | 31039.6716 | 29069.5178 | 27418.2048 | 25839.8947 | 18073.0559 | 14693.1488 | 12552.0455 | 11033.8325 | 8732.6335 | 8185.7041 | 7739.9601 | 7115.4662
NEM | Brown Coal | 26120.7686 | 22702.0448 | 24960.1151 | 14706.4112 | 15258.0024 | 13867.3098 | 11086.0308 | 12222.8071 | 11402.9364 | 12207.093 | 11067.1826 | 11531.137 | 12006.1239 | 11524.8162 | 11576.6599 | 11479.9977 | 10788.1869 | 11658.7317 | 10953.6321 | 10054.7247 | 11327.1699 | 11600.8305 | 10901.315 | 11110.2033 | 10643.8198 | 11229.4993 | 4568.9654 | 0 | 0
NEM | CCGT | 2252.5066 | 2252.5066 | 1795.2938 | 1788.934 | 1713.0528 | 1938.1589 | 1861.181 | 2921.1751 | 1732.3785 | 1723.8916 | 1791.3771 | 1875.8564 | 1814.7292 | 1726.8161 | 1767.7716 | 1749.5155 | 1463.8168 | 1884.6296 | 2413.2498 | 2969.4678 | 2327.024 | 3331.263 | 2445.8583 | 2367.1612 | 1281.6474 | 960.5237 | 963.1553 | 960.5237 | 960.5237
NEM | Gas - Steam | 671.3511 | 695.2103 | 690.2511 | 165.0926 | 156.9065 | 166.1083 | 160.333 | 224.9999 | 154.3771 | 154.3771 | 156.653 | 162.0033 | 156.3641 | 155.2715 | 84.6383 | 83.6721 | 95.7199 | 82.7446 | 73.0035 | 73.0308 | 72.804 | 91.3732 | 124.4722 | 113.4616 | 160.335 | 0 | 0 | 0 | 0
NEM | OCGT / Diesel | 23.4634 | 14.1878 | 69.377 | 55.1982 | 15.5992 | 65.0348 | 27.152 | 199.4757 | 5.5479 | 2.8554 | 4.8003 | 61.4088 | 35.0392 | 13.0513 | 65.8665 | 63.7685 | 168.6441 | 123.6927 | 346.5658 | 554.7954 | 449.2229 | 365.0351 | 1499.4447 | 796.731 | 1235.5711 | 1525.5102 | 2680.9809 | 3928.056 | 3969.3151
NEM | Hydro | 13119.9647 | 12987.6461 | 12475.6112 | 16098.4893 | 15871.096 | 11988.3873 | 14891.6345 | 16620.0356 | 16848.7756 | 15399.9801 | 13763.9056 | 14305.4176 | 14604.3398 | 15712.4211 | 13999.4789 | 13480.1991 | 16839.0587 | 14846.752 | 13537.4546 | 13418.4916 | 12777.7347 | 13744.6645 | 14800.0042 | 13590.7536 | 13516.4147 | 15883.7008 | 13573.254 | 12259.6181 | 11942.8
NEM | Wind | 26162.6602 | 33852.6925 | 33239.781 | 39703.2649 | 44696.9398 | 49511.2737 | 53089.2713 | 50120.9076 | 49449.3189 | 50167.3327 | 55524.3904 | 52299.7633 | 51214.0803 | 54742.421 | 56250.3635 | 56921.2241 | 61899.3565 | 61492.1845 | 63218.6893 | 65589.4774 | 68591.9886 | 74606.7097 | 79375.8347 | 81874.1748 | 84116.8333 | 85277.2349 | 88859.3007 | 91728.0233 | 91053.1499
NEM | Solar PV | 14497.8968 | 17774.0293 | 18030.2817 | 17335.5481 | 16977.4582 | 17982.0267 | 19249.7479 | 18459.6517 | 21287.9912 | 24184.9387 | 31351.5493 | 31258.2922 | 30199.6137 | 29483.3887 | 31443.8982 | 31270.7104 | 27639.9098 | 28529.1316 | 30055.5999 | 30560.8085 | 30539.6171 | 32959.204 | 32528.0102 | 33554.2399 | 35624.7713 | 39633.6433 | 43513.0712 | 45494.2423 | 46334.2893
NEM | Grid Battery | 146.3319 | 225.6313 | 259.2227 | 353.9509 | 357.3493 | 371.8261 | 358.2974 | 335.0003 | 313.6981 | 317.8122 | 305.2425 | 326.2168 | 283.0549 | 271.1692 | 271.8988 | 274.3804 | 736.1841 | 731.365 | 1027.3257 | 995.1741 | 2899.6855 | 3078.4817 | 3218.7941 | 4938.7443 | 5042.8914 | 4880.1958 | 4889.3737 | 5673.8366 | 5842.8603
NEM | Pumped Hydro | 83.3476 | 206.7531 | 240.915 | 1049.8437 | 4893.8581 | 5727.5515 | 4954.0401 | 5861.8481 | 7374.1058 | 8393.9658 | 9584.7659 | 10660.9615 | 9694.7553 | 10435.5757 | 10576.6077 | 10290.8138 | 10345.7411 | 9902.4071 | 10768.4227 | 10066.0232 | 10639.7291 | 11186.3372 | 11193.2051 | 11620.9595 | 12731.9302 | 15304.0304 | 15599.0903 | 16781.0032 | 15271.5718
NEM | VPP | 11.7699 | 17.4501 | 21.347 | 32.2151 | 46.5693 | 58.8568 | 68.8869 | 76.644 | 83.345 | 89.7248 | 107.7946 | 127.0286 | 141.3179 | 158.4563 | 162.5152 | 169.1507 | 172.5828 | 174.9693 | 176.2018 | 179.0322 | 167.4553 | 173.4544 | 170.64 | 169.5643 | 173.5675 | 171.2682 | 173.4363 | 172.9833 | 140.3806
Total excluding storage |  | 163005.5166 | 162325.3467 | 162162.0118 | 162631.304 | 163752.1904 | 158785.7288 | 158418.8332 | 159955.7937 | 142380.636 | 140719.9416 | 140860.452 | 140641.5953 | 141943.9017 | 143791.4186 | 143073.0678 | 144822.2828 | 149893.0749 | 149657.5382 | 149667.7128 | 150639.0011 | 151925.4559 | 154772.1358 | 156368.088 | 155958.7709 | 157613.2252 | 163242.7458 | 162344.4318 | 162110.4235 | 161375.5441
Region | Technology | 2021-22 | 2022-23 | 2023-24 | 2024-25 | 2025-26 | 2026-27 | 2027-28 | 2028-29 | 2029-30 | 2030-31 | 2031-32 | 2032-33 | 2033-34 | 2034-35 | 2035-36 | 2036-37 | 2037-38 | 2038-39 | 2039-40 | 2040-41 | 2041-42 | 2042-43 | 2043-44 | 2044-45 | 2045-46 | 2046-47 | 2047-48 | 2048-49 | 2049-50
NSW1 | Black Coal | 39946.5973 | 35777.5781 | 31093.0252 | 36978.6913 | 31122.1604 | 30144.212 | 27410.151 | 30498.7506 | 15440.356 | 11862.8432 | 5835.5532 | 5656.1854 | 7852.3019 | 6770.7197 | 5383.2236 | 7313.7963 | 8337.3298 | 8337.33 | 7916.513 | 6453.0744 | 5694.5731 | 0 | 0 | 0 | 0 | 0 | 0 | 0 | 0
NSW1 | Brown Coal | 0 | 0 | 0 | 0 | 0 | 0 | 0 | 0 | 0 | 0 | 0 | 0 | 0 | 0 | 0 | 0 | 0 | 0 | 0 | 0 | 0 | 0 | 0 | 0 | 0 | 0 | 0 | 0 | 0
NSW1 | CCGT | 33.6489 | 33.6489 | 101.2233 | 63.5591 | 63.5591 | 63.5591 | 63.7332 | 63.5591 | 63.5591 | 63.5591 | 63.7332 | 63.5591 | 63.5591 | 63.5591 | 63.7332 | 63.5591 | 63.778 | 318.7531 | 712.6269 | 1104.8492 | 666.027 | 1078.7624 | 0.83571 | 4.8113e-05 | 4.9422e-05 | 6.7025e-05 | 6.9498e-05 | 6.8311e-05 | 6.6738e-05
NSW1 | Gas - Steam | 0 | 0 | 0 | 0 | 0 | 0 | 0 | 0 | 0 | 0 | 0 | 0 | 0 | 0 | 0 | 0 | 0 | 0 | 0 | 0 | 0 | 0 | 0 | 0 | 0 | 0 | 0 | 0 | 0
NSW1 | OCGT / Diesel | 1.121e-05 | 1.1106e-05 | 3.1722 | 27.4551 | 5.1241 | 15.3123 | 5.0751 | 7.0344 | 1.464e-05 | 0.061969 | 1.4416e-05 | 14.0577 | 2.1172 | 3.444 | 11.2731 | 5.842 | 21.1852 | 4.8819 | 68.3545 | 94.8032 | 44.1703 | 53.6898 | 567.5451 | 358.2633 | 493.2179 | 379.6153 | 1393.8359 | 1718.4987 | 2295.0045
NSW1 | Hydro | 2052.4618 | 2174.3093 | 1963.8678 | 2636.0704 | 2844.3293 | 2598.3443 | 2364.1585 | 3278.3093 | 2389.909 | 2155.8495 | 2312.2843 | 2353.6846 | 2650.9506 | 3015.0986 | 2671.9868 | 2572.3773 | 3533.4675 | 2984.8397 | 2535.3787 | 2459.392 | 2249.1362 | 2909.5421 | 3049.9475 | 2879.3518 | 2855.8154 | 3762.4385 | 3040.6233 | 2655.7259 | 2370.148
NSW1 | Wind | 6247.7116 | 9107.1205 | 10569.4743 | 12305.037 | 15426.9488 | 18034.0162 | 18959.8947 | 17246.7245 | 15965.4604 | 16998.3547 | 21205.4504 | 20918.5245 | 20461.9584 | 21912.6839 | 22654.5983 | 22484.5773 | 19945.7508 | 17838.813 | 19236.4892 | 18856.9374 | 24492.5856 | 29874.3011 | 31479.1743 | 33048.202 | 33145.5234 | 30263.0908 | 27657.9186 | 29048.7008 | 28928.9045
NSW1 | Solar PV | 5342.8113 | 6499.589 | 6543.0212 | 6299.1537 | 5994.627 | 6487.1152 | 7576.0337 | 8331.6151 | 10473.9512 | 13052.4375 | 20072.2442 | 19780.0124 | 19224.191 | 18518.9724 | 19977.2919 | 19978.7926 | 17953.8864 | 18169.537 | 19337.445 | 19781.0431 | 19500.2184 | 19805.1335 | 19307.3593 | 20715.6749 | 21250.8101 | 23538.5591 | 25405.657 | 26759.2127 | 26328.5056
NSW1 | Grid Battery | 4.4704e-05 | 4.5325e-05 | 4.5131e-05 | 4.4624e-05 | 4.3151e-05 | 4.3917e-05 | 5.1255e-05 | 5.3652e-05 | 0.00016489 | 0.00017008 | 0.00018799 | 0.00019261 | 0.00019365 | 0.0001976 | 0.00021338 | 0.00021642 | 0.00020837 | 0.00020924 | 0.00026377 | 0.00026226 | 0.00047705 | 0.0004648 | 121.2743 | 418.9153 | 544.8749 | 562.6773 | 551.2765 | 563.3945 | 542.0176
NSW1 | Pumped Hydro | 42.3421 | 93.4254 | 112.3741 | 665.3215 | 4342.4768 | 5137.1699 | 4495.1489 | 5192.6215 | 6985.7538 | 7962.2559 | 9125.5372 | 10027.8636 | 9167.6259 | 9796.2161 | 9991.7836 | 9722.7245 | 9693.9792 | 9229.6769 | 9686.4754 | 9053.2824 | 9541.7621 | 9301.5323 | 9423.8758 | 9909.7501 | 9647.8108 | 10380.8289 | 9695.8063 | 10211.0959 | 9559.7146
NSW1 | VPP | 5.8447 | 7.9431 | 8.317 | 11.4161 | 17.07 | 22.0751 | 25.7174 | 29.1467 | 31.4998 | 32.8669 | 39.6956 | 46.7699 | 52.3639 | 56.9105 | 59.186 | 61.64 | 62.8223 | 62.0266 | 63.4925 | 62.4949 | 66.8682 | 69.4556 | 67.8989 | 66.358 | 67.6246 | 68.4007 | 66.7582 | 68.9568 | 55.2183
Total excluding storage |  | 53623.2309 | 53592.2458 | 50273.784 | 58309.9665 | 55456.7486 | 57342.559 | 56379.0463 | 59425.9929 | 44333.2358 | 44133.1059 | 49489.2652 | 48786.0237 | 50255.0781 | 50284.4777 | 50762.1069 | 52418.9446 | 49855.3978 | 47654.1548 | 49806.8072 | 48750.0993 | 52646.7107 | 53721.4289 | 54404.862 | 57001.4921 | 57745.3669 | 57943.7038 | 57498.0348 | 60182.1381 | 59922.5626
Region | Technology | 2021-22 | 2022-23 | 2023-24 | 2024-25 | 2025-26 | 2026-27 | 2027-28 | 2028-29 | 2029-30 | 2030-31 | 2031-32 | 2032-33 | 2033-34 | 2034-35 | 2035-36 | 2036-37 | 2037-38 | 2038-39 | 2039-40 | 2040-41 | 2041-42 | 2042-43 | 2043-44 | 2044-45 | 2045-46 | 2046-47 | 2047-48 | 2048-49 | 2049-50
QLD1 | Black Coal | 40210.3079 | 36269.4513 | 39808.2756 | 35799.6745 | 37940.9749 | 33123.2172 | 30643.3316 | 28687.9904 | 26058.9542 | 25016.6298 | 21365.0404 | 23491.5313 | 24061.3095 | 23662.5129 | 22501.1673 | 22459.399 | 22661.0524 | 22702.3416 | 21153.0048 | 20965.1304 | 20145.3216 | 18073.0559 | 14693.1488 | 12552.0455 | 11033.8325 | 8732.6335 | 8185.7041 | 7739.9601 | 7115.4662
QLD1 | Brown Coal | 0 | 0 | 0 | 0 | 0 | 0 | 0 | 0 | 0 | 0 | 0 | 0 | 0 | 0 | 0 | 0 | 0 | 0 | 0 | 0 | 0 | 0 | 0 | 0 | 0 | 0 | 0 | 0 | 0
QLD1 | CCGT | 1104.025 | 1104.025 | 1232.2762 | 1275.873 | 1199.9918 | 1425.0979 | 1346.7144 | 2408.1141 | 1219.3175 | 1210.8306 | 1276.9105 | 1362.7954 | 1301.6683 | 1213.7551 | 1253.3049 | 1236.4546 | 1400.0387 | 1565.8764 | 1700.6228 | 1864.6186 | 1660.9969 | 2252.5005 | 2445.0225 | 2367.1611 | 1281.6473 | 960.5235 | 963.1552 | 960.5235 | 960.5235
QLD1 | Gas - Steam | 37.1158 | 37.1158 | 73.7192 | 72.804 | 72.804 | 72.804 | 73.0035 | 137.142 | 72.804 | 72.804 | 73.0035 | 72.804 | 72.804 | 72.804 | 73.0035 | 72.804 | 72.804 | 72.804 | 73.0035 | 73.0308 | 72.804 | 91.3732 | 124.4722 | 113.4616 | 160.335 | 0 | 0 | 0 | 0
QLD1 | OCGT / Diesel | 1.9278e-05 | 1.9264e-05 | 2.0126e-05 | 14.8597 | 4.8548 | 30.6029 | 15.1633 | 181.7467 | 5.5478 | 1.8161 | 3.4572 | 34.5634 | 30.0332 | 6.7425 | 22.8292 | 28.1415 | 58.7238 | 29.788 | 111.4477 | 48.0512 | 111.7692 | 80.7136 | 203.2238 | 320.2112 | 629.8911 | 1043.6722 | 1105.7091 | 1707.8483 | 1270.254
QLD1 | Hydro | 676.7514 | 673.0681 | 672.5271 | 666.0481 | 662.5001 | 659.0619 | 657.9966 | 652.259 | 648.4251 | 637.8857 | 643.0909 | 637.4666 | 633.608 | 630.0801 | 628.8084 | 623.0244 | 232.788 | 231.8708 | 230.8137 | 228.8877 | 227.8144 | 0 | 0 | 0 | 0 | 0 | 0 | 0 | 0
QLD1 | Wind | 2128.5839 | 3572.03 | 3555.4573 | 5615.5135 | 6690.1102 | 7306.8038 | 9354.4858 | 9564.6606 | 9464.2055 | 9647.3837 | 8990.483 | 8517.6033 | 7498.6825 | 9013.6545 | 8840.984 | 9452.3489 | 15994.0637 | 15888.5371 | 16196.8956 | 16031.7754 | 16051.4941 | 16469.8826 | 20367.7954 | 19429.1809 | 21631.3738 | 25548.4378 | 25500.0732 | 25582.8444 | 25092.4761
QLD1 | Solar PV | 5555.0976 | 7538.3513 | 7674.8943 | 7343.985 | 7448.1655 | 7800.5727 | 7893.214 | 6593.3675 | 7141.5743 | 7427.2565 | 7545.9944 | 7657.3372 | 7325.2994 | 7442.0618 | 7808.8074 | 7530.5277 | 6167.8981 | 6692.5361 | 6975.706 | 7044.2419 | 7178.9926 | 9293.7103 | 9054.0461 | 8985.3905 | 10317.2077 | 12315.9555 | 12730.3069 | 11904.692 | 13394.6299
QLD1 | Grid Battery | 3.0191e-05 | 29.4028 | 28.6982 | 31.6758 | 35.235 | 35.314 | 34.372 | 33.9985 | 32.2717 | 32.3795 | 31.753 | 32.1439 | 32.0207 | 33.3017 | 32.3902 | 32.3085 | 495.7149 | 495.1942 | 494.9154 | 473.8408 | 1383.9692 | 1618.1412 | 1638.4208 | 2161.8918 | 2154.7646 | 2061.7559 | 2109.795 | 2083.2776 | 2474.4065
QLD1 | Pumped Hydro | 41.0055 | 113.3277 | 128.5407 | 384.5221 | 551.3811 | 590.3815 | 458.891 | 669.2263 | 388.3517 | 431.7097 | 459.2285 | 633.0976 | 527.1291 | 639.3591 | 584.8236 | 568.0886 | 651.7571 | 646.3884 | 621.2323 | 568.4436 | 654.2351 | 1452.5777 | 1367.9641 | 1292.9055 | 2413.2181 | 4271.4525 | 4470.566 | 4376.9824 | 3707.6318
QLD1 | VPP | 1.8374 | 2.5261 | 2.7984 | 4.2379 | 7.1889 | 9.0087 | 11.0778 | 12.6789 | 13.5826 | 14.5178 | 18.8233 | 20.9689 | 23.6089 | 27.1594 | 26.7799 | 27.9634 | 26.4602 | 26.6141 | 27.8043 | 29.1908 | 24.7037 | 25.1725 | 25.788 | 25.4673 | 26.304 | 23.8512 | 25.721 | 25.6908 | 17.6913
Total excluding storage |  | 49711.8816 | 49194.0415 | 53017.1497 | 50788.7578 | 54019.4014 | 50418.1604 | 49983.9091 | 48225.2803 | 44610.8286 | 44014.6064 | 39897.9799 | 41774.1012 | 40923.405 | 42041.611 | 41128.9046 | 41402.7002 | 46587.3686 | 47183.7541 | 46441.4941 | 46255.7359 | 45449.1927 | 46261.2361 | 46887.7087 | 43767.4508 | 45054.2874 | 48601.2225 | 48484.9484 | 47895.8682 | 47833.3497
Region | Technology | 2021-22 | 2022-23 | 2023-24 | 2024-25 | 2025-26 | 2026-27 | 2027-28 | 2028-29 | 2029-30 | 2030-31 | 2031-32 | 2032-33 | 2033-34 | 2034-35 | 2035-36 | 2036-37 | 2037-38 | 2038-39 | 2039-40 | 2040-41 | 2041-42 | 2042-43 | 2043-44 | 2044-45 | 2045-46 | 2046-47 | 2047-48 | 2048-49 | 2049-50
VIC1 | Black Coal | 0 | 0 | 0 | 0 | 0 | 0 | 0 | 0 | 0 | 0 | 0 | 0 | 0 | 0 | 0 | 0 | 0 | 0 | 0 | 0 | 0 | 0 | 0 | 0 | 0 | 0 | 0 | 0 | 0
VIC1 | Brown Coal | 26120.7686 | 22702.0448 | 24960.1151 | 14706.4112 | 15258.0024 | 13867.3098 | 11086.0308 | 12222.8071 | 11402.9364 | 12207.093 | 11067.1826 | 11531.137 | 12006.1239 | 11524.8162 | 11576.6599 | 11479.9977 | 10788.1869 | 11658.7317 | 10953.6321 | 10054.7247 | 11327.1699 | 11600.8305 | 10901.315 | 11110.2033 | 10643.8198 | 11229.4993 | 4568.9654 | 0 | 0
VIC1 | CCGT | 9.9996e-06 | 9.9153e-06 | 9.9205e-06 | 1.165e-05 | 1.2174e-05 | 1.2193e-05 | 1.2411e-05 | 1.2538e-05 | 1.2469e-05 | 1.2514e-05 | 1.2429e-05 | 1.3416e-05 | 1.3446e-05 | 1.4382e-05 | 1.4258e-05 | 1.4652e-05 | 1.9437e-05 | 2.0294e-05 | 2.4374e-05 | 2.74e-05 | 2.8497e-05 | 2.8757e-05 | 3.3317e-05 | 3.1426e-05 | 3.2277e-05 | 3.5578e-05 | 4.3187e-05 | 5.7963e-05 | 5.7904e-05
VIC1 | Gas - Steam | 1.5403 | 2.4071e-06 | 3.3105 | 10.7155 | 2.5294 | 11.7312 | 5.5329 | 6.2848 | 3.2876e-06 | 3.0899e-06 | 1.8529 | 7.6261 | 1.987 | 0.89433 | 11.6348 | 10.8681 | 22.9159 | 9.9405 | 0 | 0 | 0 | 0 | 0 | 0 | 0 | 0 | 0 | 0 | 0
VIC1 | OCGT / Diesel | 0.045771 | 1.7384e-05 | 1.6785 | 1.1293 | 0.083435 | 4.1119 | 1.4415 | 2.4726e-05 | 2.4074e-05 | 2.4247e-05 | 0.0061174 | 3.6297 | 0.86878 | 2.56e-05 | 5.4487 | 6.6455 | 4.8742 | 2.565 | 15.5182 | 30.7871 | 27.4112 | 7.8305 | 19.4874 | 57.3025 | 50.665 | 29.3492 | 26.169 | 134.1174 | 81.157
VIC1 | Hydro | 2699.4261 | 2719.6095 | 2455.6743 | 3014.3319 | 3082.5291 | 2909.2829 | 2928.9541 | 3687.599 | 3039.1872 | 2606.7814 | 2619.5671 | 2360.6664 | 2895.3206 | 2978.4144 | 2817.4919 | 2816.8613 | 3537.6212 | 2931.268 | 2516.6315 | 2504.4286 | 2272.6041 | 2772.8728 | 2867.4575 | 2699.9608 | 2709.3035 | 3385.949 | 2817.0784 | 2416.2922 | 2420.2243
VIC1 | Wind | 10402.3554 | 12921.8954 | 11138.6561 | 12223.6528 | 12487.5663 | 12848.3493 | 12935.2802 | 11619.2141 | 11992.1587 | 11428.1785 | 12498.0892 | 10736.1885 | 10911.568 | 11020.1872 | 11547.3293 | 11763.8396 | 10698.1827 | 10253.3835 | 9466.5546 | 10980.3846 | 9693.997 | 9983.7697 | 10472.0389 | 10646.9515 | 11538.4061 | 10967.3693 | 17891.6967 | 20594.4803 | 20041.7255
VIC1 | Solar PV | 2655.3464 | 2634.642 | 2713.4757 | 2624.9491 | 2493.1717 | 2628.0583 | 2681.2278 | 2489.4687 | 2583.466 | 2607.8906 | 2629.845 | 2702.7521 | 2584.2131 | 2480.736 | 2591.9393 | 2663.9553 | 2473.5676 | 2578.4061 | 2641.8177 | 2633.3536 | 2739.3648 | 2623.6569 | 2496.1988 | 2413.8604 | 2383.02 | 2231.2761 | 3082.1067 | 4240.4961 | 4165.6125
VIC1 | Grid Battery | 61.2727 | 115.8567 | 125.9536 | 207.6591 | 204.7567 | 213.4142 | 207.2565 | 190.3317 | 182.6003 | 184.9598 | 176.5718 | 192.7018 | 151.5494 | 156.5248 | 159.0952 | 159.9539 | 156.1006 | 153.4556 | 153.8004 | 152.8097 | 661.0426 | 611.0279 | 601.5717 | 1157.474 | 1133.8091 | 1080.5598 | 1054.249 | 1869.395 | 1756.1
VIC1 | Pumped Hydro | 0 | 0 | 3.9597e-05 | 4.5298e-05 | 5.1799e-05 | 5.8063e-05 | 5.8819e-05 | 5.835e-05 | 5.7093e-05 | 5.7875e-05 | 5.9904e-05 | 6.5864e-05 | 6.5551e-05 | 7.2328e-05 | 7.5389e-05 | 8.1773e-05 | 0.00019339 | 0.00019358 | 363.8517 | 344.3247 | 342.5983 | 330.4656 | 305.7111 | 317.7335 | 569.6033 | 554.9228 | 1332.3284 | 2075.2783 | 1894.7086
VIC1 | VPP | 1.5477 | 2.8453 | 3.7412 | 8.3792 | 11.8996 | 14.9045 | 17.5755 | 18.787 | 21.0514 | 23.4437 | 29.3744 | 37.1869 | 42.2143 | 48.6925 | 50.1703 | 51.5057 | 53.7322 | 55.6834 | 57.0994 | 59.1129 | 50.4793 | 52.2971 | 50.4521 | 51.3252 | 51.5549 | 51.2648 | 51.6846 | 48.5055 | 42.4769
Total excluding storage |  | 41879.4827 | 40978.1917 | 41272.9102 | 32581.1897 | 33323.8824 | 32268.8434 | 29638.4673 | 30025.3737 | 29017.7483 | 28849.9436 | 28816.5429 | 27341.9999 | 28400.0813 | 28005.0483 | 28550.5039 | 28742.1674 | 27525.3484 | 27434.2949 | 25594.1541 | 26203.6787 | 26060.547 | 26988.9605 | 26756.4976 | 26928.2786 | 27325.2143 | 27843.443 | 28386.0163 | 27385.386 | 26708.7193
Region | Technology | 2021-22 | 2022-23 | 2023-24 | 2024-25 | 2025-26 | 2026-27 | 2027-28 | 2028-29 | 2029-30 | 2030-31 | 2031-32 | 2032-33 | 2033-34 | 2034-35 | 2035-36 | 2036-37 | 2037-38 | 2038-39 | 2039-40 | 2040-41 | 2041-42 | 2042-43 | 2043-44 | 2044-45 | 2045-46 | 2046-47 | 2047-48 | 2048-49 | 2049-50
SA1 | Black Coal | 0 | 0 | 0 | 0 | 0 | 0 | 0 | 0 | 0 | 0 | 0 | 0 | 0 | 0 | 0 | 0 | 0 | 0 | 0 | 0 | 0 | 0 | 0 | 0 | 0 | 0 | 0 | 0 | 0
SA1 | Brown Coal | 0 | 0 | 0 | 0 | 0 | 0 | 0 | 0 | 0 | 0 | 0 | 0 | 0 | 0 | 0 | 0 | 0 | 0 | 0 | 0 | 0 | 0 | 0 | 0 | 0 | 0 | 0 | 0 | 0
SA1 | CCGT | 1114.8326 | 1114.8326 | 461.7943 | 449.5019 | 449.5019 | 449.5019 | 450.7334 | 449.5019 | 449.5019 | 449.5019 | 450.7334 | 449.5019 | 449.5019 | 449.5019 | 450.7334 | 449.5019 | 2.2081e-05 | 2.4451e-05 | 2.9718e-05 | 3.1196e-05 | 3.3748e-05 | 3.4216e-05 | 4.4617e-05 | 4.1484e-05 | 4.309e-05 | 4.7382e-05 | 5.0279e-05 | 6.3342e-05 | 6.2421e-05
SA1 | Gas - Steam | 632.695 | 658.0945 | 613.2214 | 81.5731 | 81.5731 | 81.5731 | 81.7966 | 81.5731 | 81.5731 | 81.5731 | 81.7966 | 81.5731 | 81.5731 | 81.5731 | 0 | 0 | 0 | 0 | 0 | 0 | 0 | 0 | 0 | 0 | 0 | 0 | 0 | 0 | 0
SA1 | OCGT / Diesel | 23.4176 | 14.1877 | 64.5263 | 11.7541 | 5.5369 | 15.0077 | 5.4721 | 10.6946 | 4.6103e-05 | 0.97735 | 1.337 | 9.158 | 2.02 | 2.8647 | 26.3156 | 23.1395 | 83.861 | 86.4577 | 151.1726 | 381.1332 | 265.8025 | 222.8011 | 708.6124 | 60.9115 | 61.7971 | 72.5854 | 155.1471 | 367.0573 | 322.5008
SA1 | Hydro | 0 | 0 | 0 | 0 | 0 | 0 | 0 | 0 | 0 | 0 | 0 | 0 | 0 | 0 | 0 | 0 | 0 | 0 | 0 | 0 | 0 | 0 | 0 | 0 | 0 | 0 | 0 | 0 | 0
SA1 | Wind | 6057.8612 | 6648.9666 | 5959.3198 | 6969.5559 | 6819.5564 | 7553.7114 | 7536.843 | 7017.1409 | 6832.9922 | 6584.7926 | 6555.4242 | 5857.936 | 5725.7043 | 5497.6781 | 5487.1723 | 5021.3125 | 6873.4457 | 8943.3221 | 9694.3859 | 10748.0036 | 9701.392 | 9845.5316 | 8751.9638 | 10003.7983 | 8974.7889 | 9933.8679 | 9623.0653 | 8960.2117 | 9974.4968
SA1 | Solar PV | 944.6415 | 1101.4471 | 1098.8905 | 1067.4604 | 1041.494 | 1066.2806 | 1099.2724 | 1045.2004 | 1088.9997 | 1097.354 | 1103.4657 | 1118.1905 | 1065.9103 | 1041.6186 | 1065.8596 | 1097.4347 | 1044.5577 | 1088.6523 | 1100.6312 | 1102.1698 | 1121.0413 | 1236.7032 | 1670.4059 | 1439.314 | 1673.7335 | 1547.8526 | 2295.0005 | 2589.8415 | 2445.5412
SA1 | Grid Battery | 85.0591 | 80.3717 | 104.5709 | 114.6159 | 117.3575 | 123.0978 | 116.6688 | 110.67 | 98.8259 | 100.4727 | 96.9174 | 101.3708 | 99.4845 | 81.3424 | 80.4131 | 82.1176 | 84.3684 | 82.7148 | 378.6094 | 368.5232 | 854.6731 | 849.3119 | 857.5271 | 1200.463 | 1209.4425 | 1175.2026 | 1174.053 | 1157.7692 | 1070.3359
SA1 | Pumped Hydro | 0 | 0 | 3.4044e-05 | 3.2196e-05 | 3.1446e-05 | 3.2711e-05 | 3.321e-05 | 3.3978e-05 | 3.3699e-05 | 3.4836e-05 | 3.6697e-05 | 4.1442e-05 | 4.1709e-05 | 4.3805e-05 | 4.7221e-05 | 6.1895e-05 | 7.9834e-05 | 8.0166e-05 | 0.00010737 | 0.000106 | 0.00011758 | 0.00011475 | 0.00011636 | 0.00014217 | 0.0001569 | 0.00015369 | 0.00015905 | 0.00016186 | 0.00016139
SA1 | VPP | 2.4927 | 4.0082 | 6.3739 | 8.0415 | 10.1486 | 12.4426 | 13.8581 | 15.2333 | 15.6155 | 16.9364 | 17.2706 | 19.202 | 19.7266 | 21.8258 | 22.1761 | 23.7821 | 25.7876 | 26.585 | 23.6404 | 24.3606 | 21.3191 | 22.4379 | 22.91 | 22.5466 | 23.8177 | 23.7212 | 24.8993 | 25.662 | 21.3057
Total excluding storage |  | 8773.4478 | 9537.5285 | 8197.7524 | 8579.8454 | 8397.6623 | 9166.0747 | 9174.1175 | 8604.111 | 8453.0669 | 8214.199 | 8192.757 | 7516.3596 | 7324.7096 | 7073.2364 | 7030.0808 | 6591.3886 | 8001.8644 | 10118.4321 | 10946.1897 | 12231.3066 | 11088.2358 | 11305.0359 | 11130.9822 | 11504.0238 | 10710.3196 | 11554.3059 | 12073.2129 | 11917.1106 | 12742.5388
Region | Technology | 2021-22 | 2022-23 | 2023-24 | 2024-25 | 2025-26 | 2026-27 | 2027-28 | 2028-29 | 2029-30 | 2030-31 | 2031-32 | 2032-33 | 2033-34 | 2034-35 | 2035-36 | 2036-37 | 2037-38 | 2038-39 | 2039-40 | 2040-41 | 2041-42 | 2042-43 | 2043-44 | 2044-45 | 2045-46 | 2046-47 | 2047-48 | 2048-49 | 2049-50
TAS1 | Black Coal | 0 | 0 | 0 | 0 | 0 | 0 | 0 | 0 | 0 | 0 | 0 | 0 | 0 | 0 | 0 | 0 | 0 | 0 | 0 | 0 | 0 | 0 | 0 | 0 | 0 | 0 | 0 | 0 | 0
TAS1 | Brown Coal | 0 | 0 | 0 | 0 | 0 | 0 | 0 | 0 | 0 | 0 | 0 | 0 | 0 | 0 | 0 | 0 | 0 | 0 | 0 | 0 | 0 | 0 | 0 | 0 | 0 | 0 | 0 | 0 | 0
TAS1 | CCGT | 8.5362e-06 | 8.4849e-06 | 8.5008e-06 | 8.4895e-06 | 8.5304e-06 | 8.5585e-06 | 8.8814e-06 | 9.1852e-06 | 9.9971e-06 | 1.0216e-05 | 1.0255e-05 | 1.0778e-05 | 1.1036e-05 | 1.1256e-05 | 1.135e-05 | 1.168e-05 | 1.2307e-05 | 1.2643e-05 | 1.3877e-05 | 1.3913e-05 | 1.4881e-05 | 1.5162e-05 | 1.5847e-05 | 1.5719e-05 | 1.5867e-05 | 1.6674e-05 | 1.7171e-05 | 1.9337e-05 | 1.9561e-05
TAS1 | Gas - Steam | 0 | 0 | 0 | 0 | 0 | 0 | 0 | 0 | 0 | 0 | 0 | 0 | 0 | 0 | 0 | 0 | 0 | 0 | 0 | 0 | 0 | 0 | 0 | 0 | 0 | 0 | 0 | 0 | 0
TAS1 | OCGT / Diesel | 6.9267e-06 | 6.7308e-06 | 6.6246e-06 | 6.6571e-06 | 6.8066e-06 | 6.9926e-06 | 7.2904e-06 | 7.5374e-06 | 8.1968e-06 | 8.4265e-06 | 8.3847e-06 | 8.9795e-06 | 9.1781e-06 | 9.476e-06 | 9.5523e-06 | 9.8645e-06 | 1.0715e-05 | 1.0949e-05 | 0.072832 | 0.020812 | 0.069782 | 1.028e-05 | 0.57595 | 0.042411 | 1.0592e-05 | 0.28798 | 0.11988 | 0.53431 | 0.39889
TAS1 | Hydro | 7691.3254 | 7420.6593 | 7383.542 | 9782.039 | 9281.7376 | 5821.6982 | 8940.5253 | 9001.8683 | 10771.2543 | 9999.4635 | 8188.9633 | 8953.6 | 8424.4606 | 9088.8279 | 7881.1919 | 7467.9361 | 9535.182 | 8698.7735 | 8254.6307 | 8225.7834 | 8028.1799 | 8062.2496 | 8882.5992 | 8011.441 | 7951.2958 | 8735.3133 | 7715.5524 | 7187.6001 | 7152.4278
TAS1 | Wind | 1326.1482 | 1602.68 | 2016.8734 | 2589.5055 | 3272.758 | 3768.3931 | 4302.7677 | 4673.1675 | 5194.5021 | 5508.6232 | 6274.9437 | 6269.5109 | 6616.1671 | 7298.2172 | 7720.2797 | 8199.1458 | 8387.9136 | 8568.1288 | 8624.364 | 8972.3763 | 8652.5199 | 8433.2246 | 8304.8624 | 8746.0421 | 8826.7411 | 8564.4692 | 8186.547 | 7541.7861 | 7015.547
TAS1 | Solar PV | 1.9571e-06 | 2.9171e-06 | 5.0831e-06 | 5.8057e-06 | 5.18e-06 | 6.1861e-06 | 6.8942e-06 | 7.1772e-06 | 9.3089e-06 | 1.1183e-05 | 1.5926e-05 | 2.1058e-05 | 2.6416e-05 | 2.3323e-05 | 2.6942e-05 | 2.6073e-05 | 5.8834e-05 | 6.2604e-05 | 6.2369e-05 | 6.0735e-05 | 6.1639e-05 | 6.1805e-05 | 5.2984e-05 | 5.7181e-05 | 5.3973e-05 | 5.4181e-05 | 5.5233e-05 | 5.4922e-05 | 5.4376e-05
TAS1 | Grid Battery | 3.1724e-05 | 3.2125e-05 | 3.2046e-05 | 3.1981e-05 | 3.222e-05 | 3.3572e-05 | 3.6247e-05 | 4.1582e-05 | 6.0322e-05 | 6.3456e-05 | 6.6802e-05 | 7.5362e-05 | 7.6622e-05 | 8.5525e-05 | 9.1031e-05 | 9.8293e-05 | 0.00010667 | 0.00011154 | 0.00015533 | 0.00015606 | 0.00016489 | 0.00016378 | 0.00016588 | 0.0001747 | 0.00017844 | 0.00019654 | 0.00020841 | 0.00028693 | 0.00025886
TAS1 | Pumped Hydro | 0 | 0 | 9.2486e-05 | 9.4234e-05 | 9.964e-05 | 0.00011078 | 0.00011359 | 0.00011721 | 0.00013529 | 0.00015563 | 0.00016582 | 0.00022431 | 0.0002472 | 0.00032649 | 0.0003669 | 0.000512 | 0.0045139 | 26.3415 | 96.8633 | 99.9724 | 101.1335 | 101.7615 | 95.6539 | 100.5703 | 101.2978 | 96.8261 | 100.3894 | 117.6465 | 109.5166
TAS1 | VPP | 0.047271 | 0.12753 | 0.11645 | 0.14041 | 0.26226 | 0.42592 | 0.658 | 0.79807 | 1.5956 | 1.9601 | 2.6307 | 2.9008 | 3.4042 | 3.8681 | 4.203 | 4.2595 | 3.7805 | 4.0601 | 4.1653 | 3.873 | 4.0849 | 4.0912 | 3.591 | 3.8672 | 4.2663 | 4.0303 | 4.3731 | 4.1683 | 3.6884
Total excluding storage |  | 9017.4735 | 9023.3393 | 9400.4155 | 12371.5445 | 12554.4956 | 9590.0914 | 13243.2929 | 13675.0358 | 15965.7564 | 15508.0868 | 14463.907 | 15223.1109 | 15040.6277 | 16387.0452 | 15601.4716 | 15667.082 | 17923.0957 | 17266.9024 | 16879.0676 | 17198.1806 | 16680.7697 | 16495.4743 | 17188.0376 | 16757.5255 | 16778.0369 | 17300.0705 | 15902.2193 | 14729.9206 | 14168.3737
Explicitly modelled pumping
Region | Technology | 2021-22 | 2022-23 | 2023-24 | 2024-25 | 2025-26 | 2026-27 | 2027-28 | 2028-29 | 2029-30 | 2030-31 | 2031-32 | 2032-33 | 2033-34 | 2034-35 | 2035-36 | 2036-37 | 2037-38 | 2038-39 | 2039-40 | 2040-41 | 2041-42 | 2042-43 | 2043-44 | 2044-45 | 2045-46 | 2046-47 | 2047-48 | 2048-49 | 2049-50
NEM | Grid Battery pump | 179.892 | 279.4217 | 319.6537 | 437.2813 | 440.449 | 458.8735 | 443.2611 | 412.6619 | 388.0217 | 391.6207 | 377.4957 | 402.0836 | 350.1715 | 334.0556 | 335.6775 | 338.7412 | 883.2555 | 875.233 | 1222.9857 | 1185.5475 | 3416.0981 | 3629.2311 | 3786.6846 | 5815.5342 | 5942.4783 | 5740.0637 | 5759.907 | 6671.01 | 6876.7736
NEM | Pumped Hydro Pump | 268.847 | 681.9441 | 745.6565 | 2517.7079 | 6878.518 | 8047.0644 | 7387.5121 | 8029.6843 | 9912.2275 | 10798.8994 | 13498.0921 | 14481.3367 | 13714.7071 | 14241.0746 | 14618.4905 | 14526.234 | 14489.2563 | 13845.3886 | 14824.5038 | 14117.6506 | 14764.9543 | 16073.6631 | 15343.2547 | 16343.6481 | 17922.8027 | 21197.6784 | 21309.1727 | 22882.5403 | 20340.0884
NEM | VPP pump | 14.1266 | 20.9931 | 25.5878 | 38.7075 | 55.8678 | 70.6117 | 82.8165 | 91.8552 | 100.1166 | 107.6083 | 129.658 | 152.1938 | 169.7917 | 190.1261 | 194.9311 | 203.0315 | 207.3799 | 210.0653 | 211.1737 | 215.3157 | 200.555 | 208.4374 | 204.563 | 203.574 | 208.637 | 205.2326 | 208.5177 | 207.2513 | 168.4571
Region | Technology | 2021-22 | 2022-23 | 2023-24 | 2024-25 | 2025-26 | 2026-27 | 2027-28 | 2028-29 | 2029-30 | 2030-31 | 2031-32 | 2032-33 | 2033-34 | 2034-35 | 2035-36 | 2036-37 | 2037-38 | 2038-39 | 2039-40 | 2040-41 | 2041-42 | 2042-43 | 2043-44 | 2044-45 | 2045-46 | 2046-47 | 2047-48 | 2048-49 | 2049-50
NSW1 | Grid Battery pump | 5.3063e-05 | 5.3786e-05 | 5.3527e-05 | 5.2948e-05 | 5.1197e-05 | 5.2086e-05 | 6.0833e-05 | 6.364e-05 | 0.00019719 | 0.00020336 | 0.00022498 | 0.00022996 | 0.00023146 | 0.00023603 | 0.00025453 | 0.0002583 | 0.00024884 | 0.00024946 | 0.00031356 | 0.00031255 | 0.00056441 | 0.00054981 | 142.6757 | 492.8416 | 641.6621 | 661.3406 | 648.8092 | 662.5683 | 637.6678
NSW1 | Pumped Hydro Pump | 211.3093 | 518.6348 | 560.0988 | 1966.3457 | 6084.4037 | 7200.2729 | 6726.072 | 7069.829 | 9354.1003 | 10178.4596 | 12837.6945 | 13571.8768 | 12957.1333 | 13322.2072 | 13777.9997 | 13709.7941 | 13549.3974 | 12886.4854 | 13355.9704 | 12742.4851 | 13293.9263 | 13620.2441 | 13058.2987 | 14140.9093 | 14007.5302 | 15010.4408 | 13892.3777 | 14638.7403 | 13205.3104
NSW1 | VPP pump | 7.015 | 9.5529 | 9.9631 | 13.718 | 20.4852 | 26.4823 | 30.909 | 34.9411 | 37.8073 | 39.448 | 47.7634 | 56.0158 | 62.8596 | 68.4174 | 70.9153 | 73.9827 | 75.577 | 74.3641 | 76.1133 | 75.1996 | 80.0669 | 83.3633 | 81.4948 | 79.6454 | 81.2674 | 81.9953 | 80.2333 | 82.657 | 66.2751
Region | Technology | 2021-22 | 2022-23 | 2023-24 | 2024-25 | 2025-26 | 2026-27 | 2027-28 | 2028-29 | 2029-30 | 2030-31 | 2031-32 | 2032-33 | 2033-34 | 2034-35 | 2035-36 | 2036-37 | 2037-38 | 2038-39 | 2039-40 | 2040-41 | 2041-42 | 2042-43 | 2043-44 | 2044-45 | 2045-46 | 2046-47 | 2047-48 | 2048-49 | 2049-50
QLD1 | Grid Battery pump | 3.5533e-05 | 36.2704 | 35.3605 | 39.1059 | 43.5446 | 43.553 | 42.4593 | 41.9487 | 39.8416 | 39.9747 | 39.2412 | 39.6438 | 39.5317 | 41.1132 | 39.9879 | 39.8871 | 586.3799 | 582.943 | 584.041 | 557.5918 | 1628.0671 | 1903.7264 | 1927.6134 | 2544.9292 | 2533.3994 | 2428.9612 | 2478.7456 | 2451.0337 | 2910.9473
QLD1 | Pumped Hydro Pump | 57.5377 | 163.3092 | 185.5575 | 551.362 | 794.1141 | 846.7913 | 661.4398 | 959.855 | 558.1269 | 620.4395 | 660.3973 | 909.4595 | 757.5734 | 918.8668 | 840.4902 | 816.4391 | 939.8529 | 925.8004 | 892.8151 | 816.9502 | 918.4441 | 1911.4898 | 1785.2084 | 1679.9643 | 3072.3265 | 5377.2146 | 5616.1261 | 5512.4152 | 4629.4964
QLD1 | VPP pump | 2.2054 | 3.0352 | 3.3555 | 5.0864 | 8.6358 | 10.8052 | 13.3126 | 15.2011 | 16.3023 | 17.4248 | 22.638 | 25.1221 | 28.3363 | 32.5977 | 32.1422 | 33.5627 | 31.8331 | 31.8688 | 33.3717 | 35.0491 | 29.6385 | 30.2183 | 30.9487 | 30.6101 | 31.5242 | 28.6769 | 30.8215 | 30.868 | 21.2008
Region | Technology | 2021-22 | 2022-23 | 2023-24 | 2024-25 | 2025-26 | 2026-27 | 2027-28 | 2028-29 | 2029-30 | 2030-31 | 2031-32 | 2032-33 | 2033-34 | 2034-35 | 2035-36 | 2036-37 | 2037-38 | 2038-39 | 2039-40 | 2040-41 | 2041-42 | 2042-43 | 2043-44 | 2044-45 | 2045-46 | 2046-47 | 2047-48 | 2048-49 | 2049-50
VIC1 | Grid Battery pump | 75.1856 | 143.6219 | 155.4983 | 256.3692 | 252.3235 | 263.3478 | 256.4612 | 234.3885 | 225.8918 | 227.8861 | 218.5789 | 237.3145 | 187.5883 | 192.7502 | 196.4138 | 197.474 | 192.7167 | 189.9416 | 189.3868 | 189.1194 | 779.931 | 720.6884 | 705.8994 | 1361.734 | 1337.3761 | 1267.7638 | 1243.7759 | 2195.8052 | 2066
VIC1 | Pumped Hydro Pump | 0 | 0 | 4.9632e-05 | 5.6642e-05 | 6.4693e-05 | 7.2483e-05 | 7.3781e-05 | 7.2686e-05 | 7.1544e-05 | 7.2211e-05 | 7.4953e-05 | 8.2274e-05 | 8.2097e-05 | 9.0246e-05 | 9.4221e-05 | 0.00010236 | 0.00024156 | 0.00024291 | 454.8146 | 432.3599 | 426.2939 | 414.6301 | 380.5908 | 397.4362 | 715.2782 | 690.1101 | 1674.0621 | 2585.4463 | 2368.3857
VIC1 | VPP pump | 1.8576 | 3.427 | 4.4928 | 10.062 | 14.2724 | 17.8792 | 21.1354 | 22.5083 | 25.3041 | 28.1006 | 35.3387 | 44.5507 | 50.7797 | 58.3301 | 60.2163 | 61.819 | 64.4914 | 66.9747 | 68.3915 | 71.1017 | 60.435 | 62.9322 | 60.3913 | 61.6025 | 62.0586 | 61.3496 | 62.2247 | 58.0272 | 50.9824
Region | Technology | 2021-22 | 2022-23 | 2023-24 | 2024-25 | 2025-26 | 2026-27 | 2027-28 | 2028-29 | 2029-30 | 2030-31 | 2031-32 | 2032-33 | 2033-34 | 2034-35 | 2035-36 | 2036-37 | 2037-38 | 2038-39 | 2039-40 | 2040-41 | 2041-42 | 2042-43 | 2043-44 | 2044-45 | 2045-46 | 2046-47 | 2047-48 | 2048-49 | 2049-50
SA1 | Grid Battery pump | 104.7062 | 99.5293 | 128.7949 | 141.8061 | 144.5808 | 151.9726 | 144.3405 | 136.3246 | 122.2881 | 123.7595 | 119.6752 | 125.125 | 123.0512 | 100.1919 | 99.2754 | 101.3798 | 104.1585 | 102.3479 | 449.5574 | 438.8358 | 1008.0992 | 1004.8156 | 1010.4959 | 1416.0292 | 1430.0405 | 1381.9979 | 1388.576 | 1361.6025 | 1262.1582
SA1 | Pumped Hydro Pump | 0 | 0 | 4.2562e-05 | 4.0341e-05 | 3.9258e-05 | 4.0841e-05 | 4.1647e-05 | 4.2349e-05 | 4.2216e-05 | 4.3494e-05 | 4.5889e-05 | 5.1792e-05 | 5.2206e-05 | 5.467e-05 | 5.9031e-05 | 7.7396e-05 | 9.9728e-05 | 0.00010054 | 0.00013389 | 0.000133 | 0.00014647 | 0.00014388 | 0.00014504 | 0.00017793 | 0.00019656 | 0.00019143 | 0.00019959 | 0.00020156 | 0.00020203
SA1 | VPP pump | 2.9919 | 4.8237 | 7.6372 | 9.6711 | 12.1612 | 14.9341 | 16.6657 | 18.2509 | 18.7823 | 20.2878 | 20.7533 | 23.0224 | 23.7298 | 26.143 | 26.6165 | 28.5442 | 30.9513 | 31.974 | 28.3085 | 29.3094 | 25.5171 | 27.0073 | 27.421 | 27.0773 | 28.6567 | 28.3852 | 29.9774 | 30.7082 | 25.5719
Region | Technology | 2021-22 | 2022-23 | 2023-24 | 2024-25 | 2025-26 | 2026-27 | 2027-28 | 2028-29 | 2029-30 | 2030-31 | 2031-32 | 2032-33 | 2033-34 | 2034-35 | 2035-36 | 2036-37 | 2037-38 | 2038-39 | 2039-40 | 2040-41 | 2041-42 | 2042-43 | 2043-44 | 2044-45 | 2045-46 | 2046-47 | 2047-48 | 2048-49 | 2049-50
TAS1 | Grid Battery pump | 3.7336e-05 | 3.7804e-05 | 3.77e-05 | 3.763e-05 | 3.7905e-05 | 3.9498e-05 | 4.2651e-05 | 4.8921e-05 | 7.0987e-05 | 7.4629e-05 | 7.8633e-05 | 8.8692e-05 | 9.0123e-05 | 0.00010063 | 0.00010707 | 0.00011571 | 0.00012544 | 0.00013128 | 0.00018273 | 0.00018365 | 0.00019397 | 0.00019271 | 0.00019516 | 0.00020551 | 0.00021003 | 0.00023112 | 0.0002453 | 0.00033741 | 0.00030467
TAS1 | Pumped Hydro Pump | 0 | 0 | 0.00011591 | 0.00011785 | 0.00012452 | 0.00013848 | 0.00014211 | 0.00014634 | 0.00016948 | 0.00019405 | 0.00020775 | 0.0002808 | 0.0003086 | 0.00040867 | 0.00045761 | 0.00064322 | 0.0056423 | 33.1025 | 120.9035 | 125.8553 | 126.2899 | 127.2989 | 119.1567 | 125.3381 | 127.6676 | 119.9128 | 126.6065 | 145.9383 | 136.8958
TAS1 | VPP pump | 0.056737 | 0.15428 | 0.13915 | 0.16985 | 0.3132 | 0.51086 | 0.79385 | 0.95378 | 1.9206 | 2.3471 | 3.1645 | 3.4829 | 4.0863 | 4.6378 | 5.0407 | 5.1229 | 4.5272 | 4.8838 | 4.9886 | 4.656 | 4.8975 | 4.9163 | 4.3072 | 4.6388 | 5.1301 | 4.8255 | 5.2608 | 4.9909 | 4.427
Non-controllable capacity
Region | Technology | 2021-22 | 2022-23 | 2023-24 | 2024-25 | 2025-26 | 2026-27 | 2027-28 | 2028-29 | 2029-30 | 2030-31 | 2031-32 | 2032-33 | 2033-34 | 2034-35 | 2035-36 | 2036-37 | 2037-38 | 2038-39 | 2039-40 | 2040-41 | 2041-42 | 2042-43 | 2043-44 | 2044-45 | 2045-46 | 2046-47 | 2047-48 | 2048-49 | 2049-50
NEM | Distributed PV | 16737.0059 | 18361.571 | 19508.4436 | 19877.6171 | 20062.7432 | 22312.6922 | 23279.7968 | 21912.3307 | 23663.3386 | 25057.5989 | 25874.3008 | 26713.8603 | 26540.3547 | 26277.3752 | 28710.541 | 29388.3875 | 27089.9154 | 29052.9711 | 30877.804 | 31962.719 | 32852.8929 | 32633.0762 | 32314.9744 | 35306.7879 | 36000.0822 | 33090.6491 | 35501.6025 | 37705.2638 | 38929.3699
NEM | Behind the meter battery | 262.9766 | 299.5507 | 300.5513 | 344.0103 | 390.8049 | 429.6842 | 466.3019 | 490.0167 | 514.6045 | 532.9694 | 645.2154 | 694.4484 | 765.8001 | 795.7359 | 804.5875 | 802.6458 | 800.2245 | 800.683 | 805.6941 | 805.7001 | 807.025 | 808.7188 | 814.3631 | 815.1575 | 816.7385 | 816.0384 | 818.3358 | 815.5272 | 814.7913
NEM | Behind the meter battery pump | 223.4523 | 254.5041 | 255.3304 | 292.2517 | 332.1268 | 364.9912 | 396.0636 | 416.1389 | 437.141 | 452.6149 | 548.2776 | 590.0759 | 650.6574 | 675.9031 | 683.4142 | 681.9738 | 679.6417 | 680.0057 | 684.6009 | 684.3123 | 685.3843 | 686.9178 | 691.7186 | 692.4172 | 693.9858 | 693.193 | 694.9927 | 692.5685 | 692.1674
Region | Technology | 2021-22 | 2022-23 | 2023-24 | 2024-25 | 2025-26 | 2026-27 | 2027-28 | 2028-29 | 2029-30 | 2030-31 | 2031-32 | 2032-33 | 2033-34 | 2034-35 | 2035-36 | 2036-37 | 2037-38 | 2038-39 | 2039-40 | 2040-41 | 2041-42 | 2042-43 | 2043-44 | 2044-45 | 2045-46 | 2046-47 | 2047-48 | 2048-49 | 2049-50
NSW1 | Distributed PV | 4800.4033 | 5212.4059 | 5194.9088 | 5255.658 | 5186.6024 | 5846.7416 | 5921.0778 | 5425.2839 | 5726.7934 | 6225.4269 | 6684.9079 | 6684.1941 | 6781.8193 | 6722.0215 | 7600.6685 | 7698.119 | 7026.4939 | 7404.5059 | 8066.2344 | 8660.1049 | 8621.766 | 8721.863 | 8634.2534 | 9741.2559 | 9797.8063 | 8904.1049 | 9373.1744 | 10184.1971 | 10848.0981
NSW1 | Behind the meter battery | 101.9375 | 109.9772 | 109.068 | 134.2603 | 152.5399 | 169.5078 | 182.1253 | 191.8128 | 199.9418 | 206.5781 | 249.9382 | 272.9224 | 298.9952 | 310.1396 | 312.1459 | 309.6359 | 306.9485 | 304.8934 | 305.1092 | 303.3689 | 302.262 | 301.0712 | 301.4303 | 300.2186 | 299.112 | 297.1721 | 296.191 | 293.2775 | 291.2444
NSW1 | Behind the meter battery pump | 86.635 | 93.4199 | 92.6108 | 114.0675 | 129.6535 | 144.0135 | 154.6551 | 162.8964 | 169.8316 | 175.4217 | 212.3548 | 231.9584 | 254.0437 | 263.383 | 265.0713 | 263.0993 | 260.6552 | 258.8861 | 259.3394 | 257.7266 | 256.6808 | 255.7628 | 255.8987 | 254.9971 | 254.2353 | 252.4792 | 251.5664 | 248.9519 | 247.366
Region | Technology | 2021-22 | 2022-23 | 2023-24 | 2024-25 | 2025-26 | 2026-27 | 2027-28 | 2028-29 | 2029-30 | 2030-31 | 2031-32 | 2032-33 | 2033-34 | 2034-35 | 2035-36 | 2036-37 | 2037-38 | 2038-39 | 2039-40 | 2040-41 | 2041-42 | 2042-43 | 2043-44 | 2044-45 | 2045-46 | 2046-47 | 2047-48 | 2048-49 | 2049-50
QLD1 | Distributed PV | 5374.2791 | 5906.0531 | 6042.3739 | 5947.9488 | 6122.8463 | 6640.8799 | 6821.616 | 5861.7431 | 6490.5234 | 6871.0109 | 7419.6268 | 7537.6798 | 7431.5402 | 7706.3452 | 8403.2251 | 8624.6551 | 7452.3218 | 8297.4802 | 8814.7778 | 9478.5346 | 9602.8198 | 9461.3415 | 9792.0316 | 10630.4055 | 10893.9146 | 9401.0252 | 10467.097 | 11080.8863 | 11897.3532
QLD1 | Behind the meter battery | 40.129 | 39.9785 | 39.5664 | 45.2536 | 56.5248 | 63.281 | 71.1065 | 74.9792 | 79.1794 | 82.3221 | 105.3549 | 110.9052 | 123.2441 | 128.2838 | 129.4652 | 128.8778 | 128.6424 | 128.8998 | 129.8129 | 129.4208 | 128.8569 | 128.4654 | 129.0406 | 128.7848 | 128.5776 | 128.1314 | 127.8054 | 126.7827 | 126.1531
QLD1 | Behind the meter battery pump | 34.0947 | 33.9614 | 33.6262 | 38.4327 | 48.0431 | 53.77 | 60.4138 | 63.687 | 67.2731 | 69.903 | 89.4989 | 94.2393 | 104.7276 | 108.9306 | 110.0086 | 109.5365 | 109.2974 | 109.4708 | 110.2337 | 109.949 | 109.4416 | 109.1478 | 109.6518 | 109.4398 | 109.1587 | 108.8375 | 108.497 | 107.6859 | 107.1786
Region | Technology | 2021-22 | 2022-23 | 2023-24 | 2024-25 | 2025-26 | 2026-27 | 2027-28 | 2028-29 | 2029-30 | 2030-31 | 2031-32 | 2032-33 | 2033-34 | 2034-35 | 2035-36 | 2036-37 | 2037-38 | 2038-39 | 2039-40 | 2040-41 | 2041-42 | 2042-43 | 2043-44 | 2044-45 | 2045-46 | 2046-47 | 2047-48 | 2048-49 | 2049-50
VIC1 | Distributed PV | 3879.7556 | 4388.1139 | 5245.1201 | 5684.2844 | 5889.8067 | 6804.8804 | 7385.9103 | 7562.8858 | 8188.113 | 8601.6107 | 8357.9111 | 8917.7817 | 8789.5548 | 8438.7924 | 9099.4261 | 9276.7513 | 8934.0426 | 9458.7205 | 9985.5605 | 9741.7849 | 10367.8212 | 10261.4445 | 9855.1068 | 10657.4086 | 10830.8677 | 10463.7296 | 11087.1995 | 11715.6476 | 11391.6324
VIC1 | Behind the meter battery | 59.5016 | 68.4598 | 68.6119 | 78.5085 | 92.2418 | 101.1558 | 111.8234 | 117.9551 | 125.847 | 132.5853 | 173.3994 | 191.8598 | 221.1059 | 231.9104 | 236.1269 | 236.9038 | 237.0442 | 238.2917 | 240.8856 | 242.3885 | 244.1818 | 246.4043 | 249.3836 | 250.7552 | 252.3952 | 253.0385 | 254.8243 | 255.0565 | 255.5706
VIC1 | Behind the meter battery pump | 50.5545 | 58.1646 | 58.3148 | 66.6984 | 78.3592 | 85.9017 | 94.9916 | 100.1569 | 106.8665 | 112.6244 | 147.3851 | 163.0248 | 187.8895 | 197.0389 | 200.5628 | 201.2413 | 201.3297 | 202.4298 | 204.6464 | 205.7914 | 207.3945 | 209.2718 | 211.9212 | 212.9635 | 214.5115 | 214.9525 | 216.3763 | 216.6969 | 217.1884
Region | Technology | 2021-22 | 2022-23 | 2023-24 | 2024-25 | 2025-26 | 2026-27 | 2027-28 | 2028-29 | 2029-30 | 2030-31 | 2031-32 | 2032-33 | 2033-34 | 2034-35 | 2035-36 | 2036-37 | 2037-38 | 2038-39 | 2039-40 | 2040-41 | 2041-42 | 2042-43 | 2043-44 | 2044-45 | 2045-46 | 2046-47 | 2047-48 | 2048-49 | 2049-50
SA1 | Distributed PV | 2452.8377 | 2621.3874 | 2781.4576 | 2739.5431 | 2624.4365 | 2761.5876 | 2888.898 | 2806.4625 | 2998.6786 | 3092.5954 | 3145.146 | 3295.7862 | 3255.7426 | 3139.586 | 3316.4955 | 3492.4901 | 3386.5922 | 3597.4961 | 3706.7025 | 3776.2267 | 3942.2149 | 3867.5354 | 3725.0699 | 3944.3171 | 4139.1353 | 3991.4896 | 4238.2439 | 4375.494 | 4443.1368
SA1 | Behind the meter battery | 54.489 | 74.2714 | 76.5958 | 78.3283 | 80.738 | 85.7641 | 90.0697 | 93.6476 | 97.4206 | 98.8256 | 100.616 | 102.187 | 104.2884 | 106.5727 | 108.0367 | 108.7207 | 109.3608 | 110.6671 | 112.1008 | 112.96 | 114.3678 | 115.6258 | 117.4851 | 118.6453 | 120.1416 | 121.4696 | 123.5177 | 124.7391 | 126.4257
SA1 | Behind the meter battery pump | 46.288 | 63.1309 | 65.0781 | 66.5469 | 68.6255 | 72.8271 | 76.5114 | 79.5217 | 82.7873 | 83.9142 | 85.5206 | 86.7758 | 88.567 | 90.5492 | 91.7937 | 92.3705 | 92.8655 | 93.9948 | 95.2818 | 95.9265 | 97.1312 | 98.1684 | 99.7899 | 100.7877 | 102.0504 | 103.1456 | 104.9633 | 105.9131 | 107.362
Region | Technology | 2021-22 | 2022-23 | 2023-24 | 2024-25 | 2025-26 | 2026-27 | 2027-28 | 2028-29 | 2029-30 | 2030-31 | 2031-32 | 2032-33 | 2033-34 | 2034-35 | 2035-36 | 2036-37 | 2037-38 | 2038-39 | 2039-40 | 2040-41 | 2041-42 | 2042-43 | 2043-44 | 2044-45 | 2045-46 | 2046-47 | 2047-48 | 2048-49 | 2049-50
TAS1 | Distributed PV | 229.7301 | 233.6107 | 244.5832 | 250.1828 | 239.0513 | 258.6028 | 262.2947 | 255.9554 | 259.2302 | 266.9549 | 266.709 | 278.4185 | 281.698 | 270.6302 | 290.7257 | 296.3721 | 290.465 | 294.7684 | 304.5288 | 306.0679 | 318.271 | 320.8917 | 308.5126 | 333.4009 | 338.3584 | 330.2999 | 335.8877 | 349.0389 | 349.1495
TAS1 | Behind the meter battery | 6.9195 | 6.8638 | 6.7092 | 7.6595 | 8.7605 | 9.9755 | 11.1771 | 11.6221 | 12.2156 | 12.6582 | 15.9068 | 16.574 | 18.1666 | 18.8293 | 18.8128 | 18.5076 | 18.2286 | 17.9311 | 17.7857 | 17.562 | 17.3566 | 17.1522 | 17.0236 | 16.7536 | 16.512 | 16.2267 | 15.9974 | 15.6713 | 15.3975
TAS1 | Behind the meter battery pump | 5.8801 | 5.8272 | 5.7004 | 6.5061 | 7.4456 | 8.479 | 9.4917 | 9.8769 | 10.3824 | 10.7515 | 13.5182 | 14.0776 | 15.4296 | 16.0015 | 15.9778 | 15.7262 | 15.4938 | 15.2242 | 15.0996 | 14.9189 | 14.7362 | 14.5671 | 14.457 | 14.2291 | 14.0299 | 13.7782 | 13.5896 | 13.3207 | 13.0725

## Marinus_Capacity
Installed capacity by technology (MW) - Marinus Link, Slow Change Scenario
Capacity calculated on 1 July. In early study years some wind and solar projects enter later in the financial year and are therefore reflected in the following financial year's capacity.
Explicitly modelled generation
Region | Technology | 2021-22 | 2022-23 | 2023-24 | 2024-25 | 2025-26 | 2026-27 | 2027-28 | 2028-29 | 2029-30 | 2030-31 | 2031-32 | 2032-33 | 2033-34 | 2034-35 | 2035-36 | 2036-37 | 2037-38 | 2038-39 | 2039-40 | 2040-41 | 2041-42 | 2042-43 | 2043-44 | 2044-45 | 2045-46 | 2046-47 | 2047-48 | 2048-49 | 2049-50
NEM | Black Coal | 18366 | 17891 | 16416 | 13431.4616 | 11042.0276 | 10159.7329 | 10014.8312 | 9314.8312 | 6638.5183 | 6072.2435 | 5488.3797 | 5488.3797 | 5488.3797 | 5488.3797 | 5371.9421 | 5261.5491 | 5117.0209 | 5117.0209 | 5117.0209 | 5117.0209 | 5117.0209 | 3023.0209 | 2787 | 2422 | 2057 | 1692 | 1692 | 1692 | 1692
NEM | Brown Coal | 4790 | 4790 | 4790 | 2345.7322 | 2345.7322 | 2174.0439 | 1920.5824 | 1920.5824 | 1920.5824 | 1920.5824 | 1920.5824 | 1920.5824 | 1920.5824 | 1920.5824 | 1920.5824 | 1920.5824 | 1920.5824 | 1920.5824 | 1920.5824 | 1920.5824 | 1920.5824 | 1920.5824 | 1920.5824 | 1920.5824 | 1920.5824 | 1920.5824 | 805.5824 | 0 | 0
NEM | CCGT | 3054.9 | 3054.9 | 2874.9 | 2874.9 | 2874.9 | 2874.9 | 2874.9 | 2874.9 | 2874.9 | 2874.9 | 2874.9 | 2874.9 | 2874.9 | 2874.9 | 2874.9 | 2489.9 | 1960.9 | 1960.9 | 1817.5 | 1817.5 | 1817.5 | 1817.5 | 1377.5 | 1192.5 | 548 | 388 | 388 | 388 | 388
NEM | Gas - Steam | 1384 | 1384 | 1384 | 1384 | 1384 | 1384 | 1384 | 1384 | 1384 | 1384 | 1384 | 1384 | 1384 | 1384 | 584 | 584 | 584 | 584 | 84 | 84 | 84 | 84 | 84 | 84 | 84 | 0 | 0 | 0 | 0
NEM | OCGT / Diesel | 6863.14 | 6863.14 | 6863.14 | 6863.14 | 6863.14 | 6863.14 | 6863.14 | 6863.14 | 6863.14 | 6480.64 | 6480.64 | 6211.3 | 5749.3 | 5632.3 | 5502.3 | 5502.3 | 5502.3 | 5502.3 | 5062.3 | 4942.3 | 4942.3 | 4848.3 | 4848.3 | 4128.9254 | 4128.9254 | 4197.3624 | 3613.3624 | 4935.8118 | 4416.8118
NEM | Hydro | 7365.3 | 7365.3 | 7365.3 | 7365.3 | 7365.3 | 7365.3 | 7615.3 | 7615.3 | 7615.3 | 7615.3 | 7615.3 | 7615.3 | 7615.3 | 7615.3 | 7615.3 | 7615.3 | 7528.9 | 7528.9 | 7528.9 | 7528.9 | 7528.9 | 7462.9 | 7462.9 | 7462.9 | 7462.9 | 7462.9 | 7462.9 | 7462.9 | 7462.9
NEM | Wind | 8952.838 | 11245.3612 | 11995.5816 | 13345.3397 | 14091.0601 | 14957.5111 | 15806.4047 | 16213.1381 | 16259.5435 | 16284.6992 | 17758.7017 | 17895.8571 | 17881.8128 | 18018.9682 | 17934.2236 | 17840.0793 | 19954.2106 | 20191.1212 | 20367.1911 | 20438.6786 | 22746.8688 | 26003.2048 | 26153.2244 | 25239.9351 | 25312.2002 | 26905.7535 | 29093.4654 | 30417.9003 | 30719.8671
NEM | Solar PV | 5599.971 | 6959.156 | 6959.156 | 6959.156 | 6959.156 | 6959.156 | 7347.9864 | 7999.2651 | 8770.4886 | 9541.7122 | 12209.1764 | 12209.1764 | 12209.1764 | 12209.1764 | 12209.1764 | 12088.1764 | 12038.1764 | 11887.8764 | 11887.8764 | 11887.8765 | 11887.8765 | 13401.5249 | 13625.6467 | 13207.0267 | 13925.1775 | 17630.5428 | 19091.3321 | 19281.8851 | 19613.4001
NEM | Grid Battery | 260.33 | 600.33 | 600.33 | 600.33 | 600.33 | 600.33 | 600.33 | 600.33 | 600.33 | 570.33 | 570.33 | 570.33 | 515 | 490 | 490 | 490 | 805.5064 | 805.5064 | 1013.5049 | 993.5049 | 2509.4034 | 2405.7556 | 2516.8744 | 3875.4627 | 3972.6945 | 3991.2928 | 3991.2928 | 4715.4026 | 5057.2126
NEM | Pumped Hydro | 810 | 810 | 810 | 810 | 2850 | 2850 | 2850 | 2850 | 4850 | 4850 | 4850 | 4850 | 4850 | 4850 | 4850 | 4850 | 4850.0021 | 4859.8599 | 5017.5944 | 5017.5943 | 5062.0584 | 5397.4716 | 5397.4716 | 5397.4717 | 6069.5573 | 7218.1465 | 7558.6973 | 7933.8225 | 7933.8225
NEM | VPP | 16.664 | 23.784 | 29.264 | 39.576 | 51.967 | 65.293 | 79.86 | 94.306 | 109.741 | 119.148 | 146.679 | 164.379 | 187.385 | 202.9 | 213.633 | 223.149 | 232.423 | 242.169 | 252.817 | 263.667 | 274.382 | 285.466 | 297.338 | 309.263 | 321.064 | 332.771 | 344.395 | 356.261 | 368.479
Total excluding storage |  | 56376.149 | 59552.8572 | 58648.0775 | 54569.0294 | 52925.3158 | 52737.7839 | 53827.1446 | 54185.1567 | 52326.4728 | 52174.0772 | 55731.6801 | 55599.4956 | 55123.4512 | 55143.6067 | 54012.4245 | 53301.8872 | 54606.0902 | 54692.7008 | 53785.3707 | 53736.8584 | 56045.0485 | 58561.033 | 58259.1535 | 55657.8697 | 55438.7855 | 60197.1411 | 62146.6423 | 64178.4972 | 64292.979
Region | Technology | 2021-22 | 2022-23 | 2023-24 | 2024-25 | 2025-26 | 2026-27 | 2027-28 | 2028-29 | 2029-30 | 2030-31 | 2031-32 | 2032-33 | 2033-34 | 2034-35 | 2035-36 | 2036-37 | 2037-38 | 2038-39 | 2039-40 | 2040-41 | 2041-42 | 2042-43 | 2043-44 | 2044-45 | 2045-46 | 2046-47 | 2047-48 | 2048-49 | 2049-50
NSW1 | Black Coal | 10240 | 9765 | 8290 | 7503.1666 | 5113.7326 | 5113.7326 | 5047.4723 | 5047.4723 | 2500.1386 | 1933.8638 | 1350 | 1350 | 1350 | 1350 | 1350 | 1350 | 1350 | 1350 | 1350 | 1350 | 1350 | 0 | 0 | 0 | 0 | 0 | 0 | 0 | 0
NSW1 | Brown Coal | 0 | 0 | 0 | 0 | 0 | 0 | 0 | 0 | 0 | 0 | 0 | 0 | 0 | 0 | 0 | 0 | 0 | 0 | 0 | 0 | 0 | 0 | 0 | 0 | 0 | 0 | 0 | 0 | 0
NSW1 | CCGT | 625 | 625 | 625 | 625 | 625 | 625 | 625 | 625 | 625 | 625 | 625 | 625 | 625 | 625 | 625 | 625 | 625 | 625 | 625 | 625 | 625 | 625 | 185 | 0 | 0 | 0 | 0 | 0 | 0
NSW1 | Gas - Steam | 0 | 0 | 0 | 0 | 0 | 0 | 0 | 0 | 0 | 0 | 0 | 0 | 0 | 0 | 0 | 0 | 0 | 0 | 0 | 0 | 0 | 0 | 0 | 0 | 0 | 0 | 0 | 0 | 0
NSW1 | OCGT / Diesel | 1438 | 1438 | 1438 | 1438 | 1438 | 1438 | 1438 | 1438 | 1438 | 1438 | 1438 | 1438 | 1438 | 1438 | 1388 | 1388 | 1388 | 1388 | 1388 | 1388 | 1388 | 1388 | 1388 | 1117.8937 | 1117.8937 | 1117.8937 | 1117.8937 | 1612.6579 | 1612.6579
NSW1 | Hydro | 2585 | 2585 | 2585 | 2585 | 2585 | 2585 | 2585 | 2585 | 2585 | 2585 | 2585 | 2585 | 2585 | 2585 | 2585 | 2585 | 2585 | 2585 | 2585 | 2585 | 2585 | 2585 | 2585 | 2585 | 2585 | 2585 | 2585 | 2585 | 2585
NSW1 | Wind | 2220.73 | 2829.0932 | 3437.6579 | 4046.0237 | 4654.5885 | 5283.8841 | 5597.1617 | 5697.1617 | 5697.1617 | 5697.1617 | 7029.5084 | 7029.5084 | 7029.5084 | 7029.5084 | 7029.5084 | 6983.0084 | 6713.0084 | 6610.5284 | 6610.5284 | 6250.0286 | 8278.7797 | 10533.1653 | 10361.134 | 10361.134 | 10361.1342 | 10619.0502 | 10654.0091 | 10654.0091 | 10540.8193
NSW1 | Solar PV | 2130.363 | 2600.363 | 2600.363 | 2600.363 | 2600.363 | 2600.363 | 2989.1934 | 3640.4721 | 4411.6956 | 5182.9192 | 7850.3834 | 7850.3834 | 7850.3834 | 7850.3834 | 7850.3834 | 7850.3834 | 7850.3834 | 7700.0834 | 7700.0834 | 7700.0834 | 7700.0834 | 8095.9685 | 8194.6295 | 8194.6295 | 8374.7233 | 10454.0359 | 11158.7621 | 11108.7621 | 10891.4077
NSW1 | Grid Battery | 0 | 0 | 0 | 0 | 0 | 0 | 0 | 0 | 0 | 0 | 0 | 0 | 0 | 0 | 0 | 0 | 0 | 0 | 0 | 0 | 0.00017669 | 0.00017676 | 90.1811 | 311.1325 | 408.3642 | 426.9625 | 426.9625 | 426.9625 | 426.9625
NSW1 | Pumped Hydro | 240 | 240 | 240 | 240 | 2280 | 2280 | 2280 | 2280 | 4280 | 4280 | 4280 | 4280 | 4280 | 4280 | 4280 | 4280 | 4280 | 4280 | 4280 | 4279.9999 | 4280 | 4280 | 4280 | 4280.0001 | 4280.0001 | 4280.0001 | 4280.0001 | 4280.0001 | 4280.0001
NSW1 | VPP | 6.558 | 8.786 | 10.68 | 15.384 | 20.217 | 25.635 | 31.095 | 36.873 | 42.845 | 46.41 | 57.069 | 64.706 | 73.35 | 79.327 | 83.166 | 86.441 | 89.566 | 92.826 | 96.448 | 100.138 | 103.729 | 107.422 | 111.417 | 115.418 | 119.319 | 123.127 | 126.856 | 130.617 | 134.472
Total excluding storage |  | 19239.093 | 19842.4562 | 18976.0209 | 18797.5533 | 17016.6842 | 17645.9798 | 18281.8274 | 19033.1061 | 17256.9959 | 17461.9447 | 20877.8918 | 20877.8918 | 20877.8918 | 20877.8918 | 20827.8918 | 20781.3918 | 20511.3918 | 20258.6118 | 20258.6118 | 19898.112 | 21926.8631 | 23227.1338 | 22713.7635 | 22258.6572 | 22438.7512 | 24775.9798 | 25515.6649 | 25960.4291 | 25629.8849
Region | Technology | 2021-22 | 2022-23 | 2023-24 | 2024-25 | 2025-26 | 2026-27 | 2027-28 | 2028-29 | 2029-30 | 2030-31 | 2031-32 | 2032-33 | 2033-34 | 2034-35 | 2035-36 | 2036-37 | 2037-38 | 2038-39 | 2039-40 | 2040-41 | 2041-42 | 2042-43 | 2043-44 | 2044-45 | 2045-46 | 2046-47 | 2047-48 | 2048-49 | 2049-50
QLD1 | Black Coal | 8126 | 8126 | 8126 | 5928.2949 | 5928.2949 | 5046.0003 | 4967.3588 | 4267.3588 | 4138.3797 | 4138.3797 | 4138.3797 | 4138.3797 | 4138.3797 | 4138.3797 | 4021.9421 | 3911.5491 | 3767.0209 | 3767.0209 | 3767.0209 | 3767.0209 | 3767.0209 | 3023.0209 | 2787 | 2422 | 2057 | 1692 | 1692 | 1692 | 1692
QLD1 | Brown Coal | 0 | 0 | 0 | 0 | 0 | 0 | 0 | 0 | 0 | 0 | 0 | 0 | 0 | 0 | 0 | 0 | 0 | 0 | 0 | 0 | 0 | 0 | 0 | 0 | 0 | 0 | 0 | 0 | 0
QLD1 | CCGT | 1512.9 | 1512.9 | 1512.9 | 1512.9 | 1512.9 | 1512.9 | 1512.9 | 1512.9 | 1512.9 | 1512.9 | 1512.9 | 1512.9 | 1512.9 | 1512.9 | 1512.9 | 1127.9 | 1127.9 | 1127.9 | 984.5 | 984.5 | 984.5 | 984.5 | 984.5 | 984.5 | 340 | 180 | 180 | 180 | 180
QLD1 | Gas - Steam | 84 | 84 | 84 | 84 | 84 | 84 | 84 | 84 | 84 | 84 | 84 | 84 | 84 | 84 | 84 | 84 | 84 | 84 | 84 | 84 | 84 | 84 | 84 | 84 | 84 | 0 | 0 | 0 | 0
QLD1 | OCGT / Diesel | 1910 | 1910 | 1910 | 1910 | 1910 | 1910 | 1910 | 1910 | 1910 | 1910 | 1910 | 1910 | 1618 | 1501 | 1501 | 1501 | 1501 | 1501 | 1501 | 1501 | 1501 | 1501 | 1501 | 1369 | 1369 | 1437.437 | 1437.437 | 2179.2073 | 1660.2073
QLD1 | Hydro | 152.4 | 152.4 | 152.4 | 152.4 | 152.4 | 152.4 | 152.4 | 152.4 | 152.4 | 152.4 | 152.4 | 152.4 | 152.4 | 152.4 | 152.4 | 152.4 | 66 | 66 | 66 | 66 | 66 | 0 | 0 | 0 | 0 | 0 | 0 | 0 | 0
QLD1 | Wind | 676.608 | 1176.608 | 1176.608 | 1776.608 | 1776.608 | 1876.608 | 2308.0684 | 2477.6464 | 2477.6464 | 2477.6464 | 2477.6464 | 2477.6464 | 2477.6464 | 2477.6464 | 2477.6464 | 2477.6464 | 4150.7075 | 4150.7075 | 4150.7075 | 4329.4175 | 4608.8566 | 5427.4395 | 5764.7572 | 5311.8672 | 5552.6857 | 6494.5065 | 6494.5065 | 6494.5065 | 7022.3884
QLD1 | Solar PV | 2017.635 | 2827.62 | 2827.62 | 2827.62 | 2827.62 | 2827.62 | 2827.62 | 2827.62 | 2827.62 | 2827.62 | 2827.62 | 2827.62 | 2827.62 | 2827.62 | 2827.62 | 2706.62 | 2656.62 | 2656.62 | 2656.62 | 2656.62 | 2656.62 | 3701.425 | 3605.7213 | 3404.6213 | 3881.8118 | 5507.8643 | 5397.4643 | 4866.5643 | 5481.8375
QLD1 | Grid Battery | 0 | 20 | 20 | 20 | 20 | 20 | 20 | 20 | 20 | 20 | 20 | 20 | 20 | 20 | 20 | 20 | 335.5064 | 335.5064 | 335.5064 | 315.5064 | 1020.9286 | 1217.2808 | 1217.2808 | 1679.8892 | 1679.8892 | 1679.8892 | 1679.8892 | 1679.8892 | 2021.6992
QLD1 | Pumped Hydro | 570 | 570 | 570 | 570 | 570 | 570 | 570 | 570 | 570 | 570 | 570 | 570 | 570 | 570 | 570 | 570 | 570.0006 | 570.0006 | 570.0006 | 570.0006 | 614.4646 | 949.8778 | 949.8778 | 949.8778 | 1516.0008 | 2664.59 | 2664.59 | 2664.59 | 2664.59
QLD1 | VPP | 2.603 | 3.317 | 4.026 | 5.403 | 7.677 | 9.803 | 12.359 | 14.691 | 17.29 | 18.852 | 24.22 | 26.67 | 30.579 | 33.136 | 34.83 | 36.323 | 37.834 | 39.483 | 41.237 | 42.889 | 44.434 | 46.046 | 47.854 | 49.667 | 51.432 | 53.152 | 54.833 | 56.545 | 58.297
Total excluding storage |  | 14479.543 | 15789.528 | 15789.528 | 14191.8229 | 14191.8229 | 13409.5283 | 13762.3473 | 13231.9253 | 13102.9461 | 13102.9461 | 13102.9461 | 13102.9461 | 12810.9461 | 12693.9461 | 12577.5085 | 11961.1155 | 13353.2484 | 13353.2484 | 13209.8484 | 13388.5584 | 13667.9974 | 14721.3853 | 14726.9785 | 13575.9885 | 13284.4974 | 15311.8078 | 15201.4078 | 15412.2781 | 16036.4332
Region | Technology | 2021-22 | 2022-23 | 2023-24 | 2024-25 | 2025-26 | 2026-27 | 2027-28 | 2028-29 | 2029-30 | 2030-31 | 2031-32 | 2032-33 | 2033-34 | 2034-35 | 2035-36 | 2036-37 | 2037-38 | 2038-39 | 2039-40 | 2040-41 | 2041-42 | 2042-43 | 2043-44 | 2044-45 | 2045-46 | 2046-47 | 2047-48 | 2048-49 | 2049-50
VIC1 | Black Coal | 0 | 0 | 0 | 0 | 0 | 0 | 0 | 0 | 0 | 0 | 0 | 0 | 0 | 0 | 0 | 0 | 0 | 0 | 0 | 0 | 0 | 0 | 0 | 0 | 0 | 0 | 0 | 0 | 0
VIC1 | Brown Coal | 4790 | 4790 | 4790 | 2345.7322 | 2345.7322 | 2174.0439 | 1920.5824 | 1920.5824 | 1920.5824 | 1920.5824 | 1920.5824 | 1920.5824 | 1920.5824 | 1920.5824 | 1920.5824 | 1920.5824 | 1920.5824 | 1920.5824 | 1920.5824 | 1920.5824 | 1920.5824 | 1920.5824 | 1920.5824 | 1920.5824 | 1920.5824 | 1920.5824 | 805.5824 | 0 | 0
VIC1 | CCGT | 0 | 0 | 0 | 0 | 0 | 0 | 0 | 0 | 0 | 0 | 0 | 0 | 0 | 0 | 0 | 0 | 0 | 0 | 0 | 0 | 0 | 0 | 0 | 0 | 0 | 0 | 0 | 0 | 0
VIC1 | Gas - Steam | 500 | 500 | 500 | 500 | 500 | 500 | 500 | 500 | 500 | 500 | 500 | 500 | 500 | 500 | 500 | 500 | 500 | 500 | 0 | 0 | 0 | 0 | 0 | 0 | 0 | 0 | 0 | 0 | 0
VIC1 | OCGT / Diesel | 1900 | 1900 | 1900 | 1900 | 1900 | 1900 | 1900 | 1900 | 1900 | 1900 | 1900 | 1900 | 1730 | 1730 | 1730 | 1730 | 1730 | 1730 | 1290 | 1290 | 1290 | 1196 | 1196 | 1196 | 1196 | 1196 | 612 | 612 | 612
VIC1 | Hydro | 2219 | 2219 | 2219 | 2219 | 2219 | 2219 | 2219 | 2219 | 2219 | 2219 | 2219 | 2219 | 2219 | 2219 | 2219 | 2219 | 2219 | 2219 | 2219 | 2219 | 2219 | 2219 | 2219 | 2219 | 2219 | 2219 | 2219 | 2219 | 2219
VIC1 | Wind | 3434.44 | 4322.2 | 4322.2 | 4322.2 | 4322.2 | 4322.2 | 4322.2 | 4322.2 | 4322.2 | 4322.2 | 4322.2 | 4322.2 | 4269.7 | 4269.7 | 4269.7 | 4269.7 | 4202.5 | 3782.5 | 3590.5 | 3585.0455 | 3585.0455 | 3667.0765 | 3865.6695 | 3553.6695 | 3728.3159 | 3728.5428 | 5881.2959 | 7205.7306 | 6893.0052
VIC1 | Solar PV | 1098.973 | 1098.973 | 1098.973 | 1098.973 | 1098.973 | 1098.973 | 1098.973 | 1098.973 | 1098.973 | 1098.973 | 1098.973 | 1098.973 | 1098.973 | 1098.973 | 1098.973 | 1098.973 | 1098.973 | 1098.973 | 1098.973 | 1098.973 | 1098.973 | 1098.973 | 1098.973 | 991.453 | 960.35 | 960.3502 | 1340.3501 | 1888.45 | 1930.0461
VIC1 | Grid Battery | 55.33 | 375.33 | 375.33 | 375.33 | 375.33 | 375.33 | 375.33 | 375.33 | 375.33 | 375.33 | 375.33 | 375.33 | 320 | 320 | 320 | 320 | 320 | 320 | 320.0007 | 320.0007 | 742.3861 | 442.3861 | 453.5645 | 841.0756 | 841.0756 | 841.0756 | 841.0756 | 1565.1854 | 1565.1854
VIC1 | Pumped Hydro | 0 | 0 | 0 | 0 | 0 | 0 | 0 | 0 | 0 | 0 | 0 | 0 | 0 | 0 | 0 | 0 | 0 | 0 | 130.2663 | 130.2663 | 130.2663 | 130.2663 | 130.2663 | 130.2663 | 236.2288 | 236.2288 | 576.7797 | 943.2224 | 943.2224
VIC1 | VPP | 3.731 | 5.337 | 6.562 | 8.868 | 11.994 | 15.011 | 18.664 | 22.177 | 26.3 | 29 | 38.307 | 44.082 | 52.345 | 57.273 | 60.753 | 63.832 | 66.791 | 69.883 | 73.295 | 76.876 | 80.486 | 84.222 | 88.149 | 92.06 | 95.945 | 99.82 | 103.664 | 107.599 | 111.657
Total excluding storage |  | 13942.413 | 14830.173 | 14830.173 | 12385.9051 | 12385.9051 | 12214.2169 | 11960.7554 | 11960.7554 | 11960.7554 | 11960.7554 | 11960.7554 | 11960.7554 | 11738.2554 | 11738.2554 | 11738.2554 | 11738.2554 | 11671.0554 | 11251.0554 | 10119.0554 | 10113.6009 | 10113.6009 | 10101.6319 | 10300.2249 | 9880.7049 | 10024.2483 | 10024.4754 | 10858.2284 | 11925.1806 | 11654.0513
Region | Technology | 2021-22 | 2022-23 | 2023-24 | 2024-25 | 2025-26 | 2026-27 | 2027-28 | 2028-29 | 2029-30 | 2030-31 | 2031-32 | 2032-33 | 2033-34 | 2034-35 | 2035-36 | 2036-37 | 2037-38 | 2038-39 | 2039-40 | 2040-41 | 2041-42 | 2042-43 | 2043-44 | 2044-45 | 2045-46 | 2046-47 | 2047-48 | 2048-49 | 2049-50
SA1 | Black Coal | 0 | 0 | 0 | 0 | 0 | 0 | 0 | 0 | 0 | 0 | 0 | 0 | 0 | 0 | 0 | 0 | 0 | 0 | 0 | 0 | 0 | 0 | 0 | 0 | 0 | 0 | 0 | 0 | 0
SA1 | Brown Coal | 0 | 0 | 0 | 0 | 0 | 0 | 0 | 0 | 0 | 0 | 0 | 0 | 0 | 0 | 0 | 0 | 0 | 0 | 0 | 0 | 0 | 0 | 0 | 0 | 0 | 0 | 0 | 0 | 0
SA1 | CCGT | 709 | 709 | 529 | 529 | 529 | 529 | 529 | 529 | 529 | 529 | 529 | 529 | 529 | 529 | 529 | 529 | 0 | 0 | 0 | 0 | 0 | 0 | 0 | 0 | 0 | 0 | 0 | 0 | 0
SA1 | Gas - Steam | 800 | 800 | 800 | 800 | 800 | 800 | 800 | 800 | 800 | 800 | 800 | 800 | 800 | 800 | 0 | 0 | 0 | 0 | 0 | 0 | 0 | 0 | 0 | 0 | 0 | 0 | 0 | 0 | 0
SA1 | OCGT / Diesel | 1437.14 | 1437.14 | 1437.14 | 1437.14 | 1437.14 | 1437.14 | 1437.14 | 1437.14 | 1437.14 | 1054.64 | 1054.64 | 785.3 | 785.3 | 785.3 | 705.3 | 705.3 | 705.3 | 705.3 | 705.3 | 705.3 | 705.3 | 705.3 | 705.3 | 388.0318 | 388.0318 | 388.0318 | 388.0318 | 473.9466 | 473.9466
SA1 | Hydro | 0 | 0 | 0 | 0 | 0 | 0 | 0 | 0 | 0 | 0 | 0 | 0 | 0 | 0 | 0 | 0 | 0 | 0 | 0 | 0 | 0 | 0 | 0 | 0 | 0 | 0 | 0 | 0 | 0
SA1 | Wind | 2053.31 | 2349.71 | 2349.71 | 2349.71 | 2349.71 | 2349.71 | 2316.71 | 2316.71 | 2225.96 | 2113.96 | 2113.96 | 2113.96 | 2015.26 | 2015.26 | 1793.36 | 1608.56 | 2246.2323 | 2863.0552 | 3085.2895 | 3197.2651 | 3197.2651 | 3298.6016 | 3084.7417 | 3084.7424 | 2741.5424 | 3135.132 | 3135.132 | 3135.1321 | 3335.1323
SA1 | Solar PV | 353 | 432.2 | 432.2 | 432.2 | 432.2 | 432.2 | 432.2 | 432.2 | 432.2 | 432.2 | 432.2 | 432.2 | 432.2 | 432.2 | 432.2 | 432.2 | 432.2 | 432.2 | 432.2 | 432.2002 | 432.2002 | 505.1585 | 726.3229 | 616.3229 | 708.2925 | 708.2925 | 1194.7555 | 1418.1087 | 1310.1087
SA1 | Grid Battery | 205 | 205 | 205 | 205 | 205 | 205 | 205 | 205 | 205 | 175 | 175 | 175 | 175 | 150 | 150 | 150 | 150 | 150 | 357.9978 | 357.9978 | 746.0885 | 746.0885 | 755.8479 | 1043.3655 | 1043.3655 | 1043.3655 | 1043.3655 | 1043.3655 | 1043.3655
SA1 | Pumped Hydro | 0 | 0 | 0 | 0 | 0 | 0 | 0 | 0 | 0 | 0 | 0 | 0 | 0 | 0 | 0 | 0 | 0 | 0 | 0 | 0 | 0 | 0 | 0 | 0 | 0 | 0 | 0 | 0 | 0
SA1 | VPP | 3.332 | 5.788 | 7.33 | 9.022 | 10.892 | 13.305 | 15.805 | 18.292 | 20.649 | 22.005 | 23.441 | 24.951 | 26.615 | 28.315 | 29.831 | 31.335 | 32.863 | 34.455 | 36.142 | 37.889 | 39.684 | 41.551 | 43.511 | 45.537 | 47.623 | 49.772 | 51.99 | 54.295 | 56.693
Total excluding storage |  | 5352.45 | 5728.05 | 5548.05 | 5548.05 | 5548.05 | 5548.05 | 5515.05 | 5515.05 | 5424.3 | 4929.8 | 4929.8 | 4660.46 | 4561.76 | 4561.76 | 3459.86 | 3275.06 | 3383.7323 | 4000.5552 | 4222.7895 | 4334.7652 | 4334.7652 | 4509.06 | 4516.3646 | 4089.0971 | 3837.8666 | 4231.4562 | 4717.9193 | 5027.1874 | 5119.1876
Region | Technology | 2021-22 | 2022-23 | 2023-24 | 2024-25 | 2025-26 | 2026-27 | 2027-28 | 2028-29 | 2029-30 | 2030-31 | 2031-32 | 2032-33 | 2033-34 | 2034-35 | 2035-36 | 2036-37 | 2037-38 | 2038-39 | 2039-40 | 2040-41 | 2041-42 | 2042-43 | 2043-44 | 2044-45 | 2045-46 | 2046-47 | 2047-48 | 2048-49 | 2049-50
TAS1 | Black Coal | 0 | 0 | 0 | 0 | 0 | 0 | 0 | 0 | 0 | 0 | 0 | 0 | 0 | 0 | 0 | 0 | 0 | 0 | 0 | 0 | 0 | 0 | 0 | 0 | 0 | 0 | 0 | 0 | 0
TAS1 | Brown Coal | 0 | 0 | 0 | 0 | 0 | 0 | 0 | 0 | 0 | 0 | 0 | 0 | 0 | 0 | 0 | 0 | 0 | 0 | 0 | 0 | 0 | 0 | 0 | 0 | 0 | 0 | 0 | 0 | 0
TAS1 | CCGT | 208 | 208 | 208 | 208 | 208 | 208 | 208 | 208 | 208 | 208 | 208 | 208 | 208 | 208 | 208 | 208 | 208 | 208 | 208 | 208 | 208 | 208 | 208 | 208 | 208 | 208 | 208 | 208 | 208
TAS1 | Gas - Steam | 0 | 0 | 0 | 0 | 0 | 0 | 0 | 0 | 0 | 0 | 0 | 0 | 0 | 0 | 0 | 0 | 0 | 0 | 0 | 0 | 0 | 0 | 0 | 0 | 0 | 0 | 0 | 0 | 0
TAS1 | OCGT / Diesel | 178 | 178 | 178 | 178 | 178 | 178 | 178 | 178 | 178 | 178 | 178 | 178 | 178 | 178 | 178 | 178 | 178 | 178 | 178 | 58 | 58 | 58 | 58 | 58 | 58 | 58 | 58 | 58 | 58
TAS1 | Hydro | 2408.9 | 2408.9 | 2408.9 | 2408.9 | 2408.9 | 2408.9 | 2658.9 | 2658.9 | 2658.9 | 2658.9 | 2658.9 | 2658.9 | 2658.9 | 2658.9 | 2658.9 | 2658.9 | 2658.9 | 2658.9 | 2658.9 | 2658.9 | 2658.9 | 2658.9 | 2658.9 | 2658.9 | 2658.9 | 2658.9 | 2658.9 | 2658.9 | 2658.9
TAS1 | Wind | 567.75 | 567.75 | 709.4056 | 850.798 | 987.9535 | 1125.1089 | 1262.2646 | 1399.42 | 1536.5754 | 1673.7311 | 1815.3869 | 1952.5423 | 2089.698 | 2226.8534 | 2364.0088 | 2501.1645 | 2641.7623 | 2784.3301 | 2930.1656 | 3076.922 | 3076.922 | 3076.922 | 3076.922 | 2928.522 | 2928.522 | 2928.522 | 2928.522 | 2928.522 | 2928.522
TAS1 | Solar PV | 0 | 0 | 0 | 0 | 0 | 0 | 0 | 0 | 0 | 0 | 0 | 0 | 0 | 0 | 0 | 0 | 0 | 0 | 0 | 0 | 0 | 0 | 0 | 0 | 0 | 0 | 0 | 0 | 0
TAS1 | Grid Battery | 0 | 0 | 0 | 0 | 0 | 0 | 0 | 0 | 0 | 0 | 0 | 0 | 0 | 0 | 0 | 0 | 0 | 0 | 0 | 0 | 0 | 0 | 0 | 0 | 0 | 0 | 0 | 0 | 0
TAS1 | Pumped Hydro | 0 | 0 | 0 | 0 | 0 | 0 | 0 | 0 | 0 | 0 | 0 | 0 | 0 | 0 | 0 | 0 | 0.0015291 | 9.8593 | 37.3275 | 37.3275 | 37.3275 | 37.3275 | 37.3275 | 37.3275 | 37.3275 | 37.3275 | 37.3275 | 46.01 | 46.01
TAS1 | VPP | 0.44 | 0.556 | 0.666 | 0.899 | 1.187 | 1.539 | 1.937 | 2.273 | 2.657 | 2.881 | 3.642 | 3.97 | 4.496 | 4.849 | 5.053 | 5.218 | 5.369 | 5.522 | 5.695 | 5.875 | 6.049 | 6.225 | 6.407 | 6.581 | 6.745 | 6.9 | 7.052 | 7.205 | 7.36
Total excluding storage |  | 3362.65 | 3362.65 | 3504.3056 | 3645.698 | 3782.8535 | 3920.0089 | 4307.1646 | 4444.32 | 4581.4754 | 4718.6311 | 4860.2869 | 4997.4423 | 5134.5979 | 5271.7534 | 5408.9088 | 5546.0645 | 5686.6623 | 5829.2301 | 5975.0656 | 6001.822 | 6001.822 | 6001.822 | 6001.822 | 5853.422 | 5853.422 | 5853.422 | 5853.422 | 5853.422 | 5853.422
Explicitly modelled pumping
Region | Technology | 2021-22 | 2022-23 | 2023-24 | 2024-25 | 2025-26 | 2026-27 | 2027-28 | 2028-29 | 2029-30 | 2030-31 | 2031-32 | 2032-33 | 2033-34 | 2034-35 | 2035-36 | 2036-37 | 2037-38 | 2038-39 | 2039-40 | 2040-41 | 2041-42 | 2042-43 | 2043-44 | 2044-45 | 2045-46 | 2046-47 | 2047-48 | 2048-49 | 2049-50
NEM | Grid Battery pump | 260.33 | 600.33 | 600.33 | 600.33 | 600.33 | 600.33 | 600.33 | 600.33 | 600.33 | 570.33 | 570.33 | 570.33 | 515 | 490 | 490 | 490 | 805.5064 | 805.5064 | 1013.5049 | 993.5049 | 2509.4034 | 2405.7556 | 2516.8744 | 3875.4627 | 3972.6945 | 3991.2928 | 3991.2928 | 4715.4026 | 5057.2126
NEM | Pumped Hydro Pump | 1330 | 1330 | 1330 | 1330 | 3370 | 3370 | 3370 | 3370 | 5370 | 5370 | 5370 | 5370 | 5370 | 5370 | 5370 | 5370 | 5370.0021 | 5379.8599 | 5537.5944 | 5537.5943 | 5582.0584 | 5917.4716 | 5917.4716 | 5917.4717 | 6589.5573 | 7738.1465 | 8078.6973 | 8453.8225 | 8453.8225
NEM | VPP pump | 16.664 | 23.784 | 29.264 | 39.576 | 51.967 | 65.293 | 79.86 | 94.306 | 109.741 | 119.148 | 146.679 | 164.379 | 187.385 | 202.9 | 213.633 | 223.149 | 232.423 | 242.169 | 252.817 | 263.667 | 274.382 | 285.466 | 297.338 | 309.263 | 321.064 | 332.771 | 344.395 | 356.261 | 368.479
Region | Technology | 2021-22 | 2022-23 | 2023-24 | 2024-25 | 2025-26 | 2026-27 | 2027-28 | 2028-29 | 2029-30 | 2030-31 | 2031-32 | 2032-33 | 2033-34 | 2034-35 | 2035-36 | 2036-37 | 2037-38 | 2038-39 | 2039-40 | 2040-41 | 2041-42 | 2042-43 | 2043-44 | 2044-45 | 2045-46 | 2046-47 | 2047-48 | 2048-49 | 2049-50
NSW1 | Grid Battery pump | 0 | 0 | 0 | 0 | 0 | 0 | 0 | 0 | 0 | 0 | 0 | 0 | 0 | 0 | 0 | 0 | 0 | 0 | 0 | 0 | 0.00017669 | 0.00017676 | 90.1811 | 311.1325 | 408.3642 | 426.9625 | 426.9625 | 426.9625 | 426.9625
NSW1 | Pumped Hydro Pump | 840 | 840 | 840 | 840 | 2880 | 2880 | 2880 | 2880 | 4880 | 4880 | 4880 | 4880 | 4880 | 4880 | 4880 | 4880 | 4880 | 4880 | 4880 | 4879.9999 | 4880 | 4880 | 4880 | 4880.0001 | 4880.0001 | 4880.0001 | 4880.0001 | 4880.0001 | 4880.0001
NSW1 | VPP pump | 6.558 | 8.786 | 10.68 | 15.384 | 20.217 | 25.635 | 31.095 | 36.873 | 42.845 | 46.41 | 57.069 | 64.706 | 73.35 | 79.327 | 83.166 | 86.441 | 89.566 | 92.826 | 96.448 | 100.138 | 103.729 | 107.422 | 111.417 | 115.418 | 119.319 | 123.127 | 126.856 | 130.617 | 134.472
Region | Technology | 2021-22 | 2022-23 | 2023-24 | 2024-25 | 2025-26 | 2026-27 | 2027-28 | 2028-29 | 2029-30 | 2030-31 | 2031-32 | 2032-33 | 2033-34 | 2034-35 | 2035-36 | 2036-37 | 2037-38 | 2038-39 | 2039-40 | 2040-41 | 2041-42 | 2042-43 | 2043-44 | 2044-45 | 2045-46 | 2046-47 | 2047-48 | 2048-49 | 2049-50
QLD1 | Grid Battery pump | 0 | 20 | 20 | 20 | 20 | 20 | 20 | 20 | 20 | 20 | 20 | 20 | 20 | 20 | 20 | 20 | 335.5064 | 335.5064 | 335.5064 | 315.5064 | 1020.9286 | 1217.2808 | 1217.2808 | 1679.8892 | 1679.8892 | 1679.8892 | 1679.8892 | 1679.8892 | 2021.6992
QLD1 | Pumped Hydro Pump | 490 | 490 | 490 | 490 | 490 | 490 | 490 | 490 | 490 | 490 | 490 | 490 | 490 | 490 | 490 | 490 | 490.0006 | 490.0006 | 490.0006 | 490.0006 | 534.4646 | 869.8778 | 869.8778 | 869.8778 | 1436.0008 | 2584.59 | 2584.59 | 2584.59 | 2584.59
QLD1 | VPP pump | 2.603 | 3.317 | 4.026 | 5.403 | 7.677 | 9.803 | 12.359 | 14.691 | 17.29 | 18.852 | 24.22 | 26.67 | 30.579 | 33.136 | 34.83 | 36.323 | 37.834 | 39.483 | 41.237 | 42.889 | 44.434 | 46.046 | 47.854 | 49.667 | 51.432 | 53.152 | 54.833 | 56.545 | 58.297
Region | Technology | 2021-22 | 2022-23 | 2023-24 | 2024-25 | 2025-26 | 2026-27 | 2027-28 | 2028-29 | 2029-30 | 2030-31 | 2031-32 | 2032-33 | 2033-34 | 2034-35 | 2035-36 | 2036-37 | 2037-38 | 2038-39 | 2039-40 | 2040-41 | 2041-42 | 2042-43 | 2043-44 | 2044-45 | 2045-46 | 2046-47 | 2047-48 | 2048-49 | 2049-50
VIC1 | Grid Battery pump | 55.33 | 375.33 | 375.33 | 375.33 | 375.33 | 375.33 | 375.33 | 375.33 | 375.33 | 375.33 | 375.33 | 375.33 | 320 | 320 | 320 | 320 | 320 | 320 | 320.0007 | 320.0007 | 742.3861 | 442.3861 | 453.5645 | 841.0756 | 841.0756 | 841.0756 | 841.0756 | 1565.1854 | 1565.1854
VIC1 | Pumped Hydro Pump | 0 | 0 | 0 | 0 | 0 | 0 | 0 | 0 | 0 | 0 | 0 | 0 | 0 | 0 | 0 | 0 | 0 | 0 | 130.2663 | 130.2663 | 130.2663 | 130.2663 | 130.2663 | 130.2663 | 236.2288 | 236.2288 | 576.7797 | 943.2224 | 943.2224
VIC1 | VPP pump | 3.731 | 5.337 | 6.562 | 8.868 | 11.994 | 15.011 | 18.664 | 22.177 | 26.3 | 29 | 38.307 | 44.082 | 52.345 | 57.273 | 60.753 | 63.832 | 66.791 | 69.883 | 73.295 | 76.876 | 80.486 | 84.222 | 88.149 | 92.06 | 95.945 | 99.82 | 103.664 | 107.599 | 111.657
Region | Technology | 2021-22 | 2022-23 | 2023-24 | 2024-25 | 2025-26 | 2026-27 | 2027-28 | 2028-29 | 2029-30 | 2030-31 | 2031-32 | 2032-33 | 2033-34 | 2034-35 | 2035-36 | 2036-37 | 2037-38 | 2038-39 | 2039-40 | 2040-41 | 2041-42 | 2042-43 | 2043-44 | 2044-45 | 2045-46 | 2046-47 | 2047-48 | 2048-49 | 2049-50
SA1 | Grid Battery pump | 205 | 205 | 205 | 205 | 205 | 205 | 205 | 205 | 205 | 175 | 175 | 175 | 175 | 150 | 150 | 150 | 150 | 150 | 357.9978 | 357.9978 | 746.0885 | 746.0885 | 755.8479 | 1043.3655 | 1043.3655 | 1043.3655 | 1043.3655 | 1043.3655 | 1043.3655
SA1 | Pumped Hydro Pump | 0 | 0 | 0 | 0 | 0 | 0 | 0 | 0 | 0 | 0 | 0 | 0 | 0 | 0 | 0 | 0 | 0 | 0 | 0 | 0 | 0 | 0 | 0 | 0 | 0 | 0 | 0 | 0 | 0
SA1 | VPP pump | 3.332 | 5.788 | 7.33 | 9.022 | 10.892 | 13.305 | 15.805 | 18.292 | 20.649 | 22.005 | 23.441 | 24.951 | 26.615 | 28.315 | 29.831 | 31.335 | 32.863 | 34.455 | 36.142 | 37.889 | 39.684 | 41.551 | 43.511 | 45.537 | 47.623 | 49.772 | 51.99 | 54.295 | 56.693
Region | Technology | 2021-22 | 2022-23 | 2023-24 | 2024-25 | 2025-26 | 2026-27 | 2027-28 | 2028-29 | 2029-30 | 2030-31 | 2031-32 | 2032-33 | 2033-34 | 2034-35 | 2035-36 | 2036-37 | 2037-38 | 2038-39 | 2039-40 | 2040-41 | 2041-42 | 2042-43 | 2043-44 | 2044-45 | 2045-46 | 2046-47 | 2047-48 | 2048-49 | 2049-50
TAS1 | Grid Battery pump | 0 | 0 | 0 | 0 | 0 | 0 | 0 | 0 | 0 | 0 | 0 | 0 | 0 | 0 | 0 | 0 | 0 | 0 | 0 | 0 | 0 | 0 | 0 | 0 | 0 | 0 | 0 | 0 | 0
TAS1 | Pumped Hydro Pump | 0 | 0 | 0 | 0 | 0 | 0 | 0 | 0 | 0 | 0 | 0 | 0 | 0 | 0 | 0 | 0 | 0.0015291 | 9.8593 | 37.3275 | 37.3275 | 37.3275 | 37.3275 | 37.3275 | 37.3275 | 37.3275 | 37.3275 | 37.3275 | 46.01 | 46.01
TAS1 | VPP pump | 0.44 | 0.556 | 0.666 | 0.899 | 1.187 | 1.539 | 1.937 | 2.273 | 2.657 | 2.881 | 3.642 | 3.97 | 4.496 | 4.849 | 5.053 | 5.218 | 5.369 | 5.522 | 5.695 | 5.875 | 6.049 | 6.225 | 6.407 | 6.581 | 6.745 | 6.9 | 7.052 | 7.205 | 7.36
Non-controllable capacity
Region | Technology | 2021-22 | 2022-23 | 2023-24 | 2024-25 | 2025-26 | 2026-27 | 2027-28 | 2028-29 | 2029-30 | 2030-31 | 2031-32 | 2032-33 | 2033-34 | 2034-35 | 2035-36 | 2036-37 | 2037-38 | 2038-39 | 2039-40 | 2040-41 | 2041-42 | 2042-43 | 2043-44 | 2044-45 | 2045-46 | 2046-47 | 2047-48 | 2048-49 | 2049-50
NEM | Distributed PV | 12071.9601 | 12836.0361 | 13523.7203 | 14178.8822 | 14835.3555 | 15512.5326 | 16239.5508 | 16947.0386 | 17304.9306 | 17661.8011 | 18071.8312 | 18473.5992 | 18889.9324 | 19279.6463 | 19731.7674 | 20174.5607 | 20632.9484 | 21060.8571 | 21555.5786 | 22035.2366 | 22529.408 | 22994.5294 | 23523.7678 | 24037.3582 | 24568.6893 | 25073.3722 | 25638.2168 | 26197.5392 | 26773.1224
NEM | Behind the meter battery | 514.2 | 585.4 | 595.3 | 686 | 782.7 | 866.9 | 945.3 | 1004.4 | 1060.4 | 1110.7 | 1327.7 | 1440 | 1591.4 | 1670 | 1705.2 | 1728.8 | 1748.8 | 1771.3 | 1798.9 | 1826 | 1850.6 | 1875.9 | 1904.8 | 1932 | 1957.1 | 1979.7 | 2000.5 | 2021.5 | 2042.8
NEM | Behind the meter battery pump | 514.2 | 585.4 | 595.3 | 686 | 782.7 | 866.9 | 945.3 | 1004.4 | 1060.4 | 1110.7 | 1327.7 | 1440 | 1591.4 | 1670 | 1705.2 | 1728.8 | 1748.8 | 1771.3 | 1798.9 | 1826 | 1850.6 | 1875.9 | 1904.8 | 1932 | 1957.1 | 1979.7 | 2000.5 | 2021.5 | 2042.8
Region | Technology | 2021-22 | 2022-23 | 2023-24 | 2024-25 | 2025-26 | 2026-27 | 2027-28 | 2028-29 | 2029-30 | 2030-31 | 2031-32 | 2032-33 | 2033-34 | 2034-35 | 2035-36 | 2036-37 | 2037-38 | 2038-39 | 2039-40 | 2040-41 | 2041-42 | 2042-43 | 2043-44 | 2044-45 | 2045-46 | 2046-47 | 2047-48 | 2048-49 | 2049-50
NSW1 | Distributed PV | 3430.8612 | 3527.2651 | 3614.3143 | 3699.3742 | 3789.5904 | 3891.8215 | 4014.3248 | 4133.0652 | 4245.4669 | 4356.5247 | 4487.0786 | 4613.9457 | 4737.3366 | 4858.6192 | 5000.9756 | 5145.5395 | 5282.184 | 5417.1154 | 5576.6413 | 5731.6154 | 5876.7806 | 6020.8082 | 6185.689 | 6344.5854 | 6498.3271 | 6651.7908 | 6826.6012 | 6999.4085 | 7167.53
NSW1 | Behind the meter battery | 201.8 | 215.1 | 216 | 265.7 | 303.3 | 339.1 | 366.6 | 391.3 | 412.5 | 431 | 514.9 | 565.5 | 621.4 | 651.4 | 662.3 | 668.2 | 672.5 | 677.5 | 684.8 | 692 | 698 | 704.3 | 712.1 | 719.4 | 725.6 | 730.8 | 735.1 | 739.4 | 743.7
NSW1 | Behind the meter battery pump | 201.8 | 215.1 | 216 | 265.7 | 303.3 | 339.1 | 366.6 | 391.3 | 412.5 | 431 | 514.9 | 565.5 | 621.4 | 651.4 | 662.3 | 668.2 | 672.5 | 677.5 | 684.8 | 692 | 698 | 704.3 | 712.1 | 719.4 | 725.6 | 730.8 | 735.1 | 739.4 | 743.7
Region | Technology | 2021-22 | 2022-23 | 2023-24 | 2024-25 | 2025-26 | 2026-27 | 2027-28 | 2028-29 | 2029-30 | 2030-31 | 2031-32 | 2032-33 | 2033-34 | 2034-35 | 2035-36 | 2036-37 | 2037-38 | 2038-39 | 2039-40 | 2040-41 | 2041-42 | 2042-43 | 2043-44 | 2044-45 | 2045-46 | 2046-47 | 2047-48 | 2048-49 | 2049-50
QLD1 | Distributed PV | 3741.7238 | 3869.0981 | 3973.6735 | 4075.8552 | 4172.314 | 4278.4141 | 4391.7895 | 4494.34 | 4600.5328 | 4727.8011 | 4862.3166 | 4995.4091 | 5135.1279 | 5271.4915 | 5416.5844 | 5560.3624 | 5711.0651 | 5858.7107 | 6015.515 | 6171.571 | 6334.8512 | 6495.4532 | 6665.5414 | 6835.2177 | 7012.493 | 7187.5078 | 7372.4627 | 7557.1951 | 7749.9919
QLD1 | Behind the meter battery | 79.2 | 80.1 | 80.3 | 92 | 113.9 | 128.2 | 144.3 | 154.2 | 164.6 | 173.1 | 216.9 | 231 | 257 | 270.1 | 275.5 | 278.8 | 282.2 | 286.3 | 291 | 294.6 | 297.3 | 300.2 | 304.1 | 307.9 | 311.2 | 313.8 | 316.2 | 318.6 | 320.9
QLD1 | Behind the meter battery pump | 79.2 | 80.1 | 80.3 | 92 | 113.9 | 128.2 | 144.3 | 154.2 | 164.6 | 173.1 | 216.9 | 231 | 257 | 270.1 | 275.5 | 278.8 | 282.2 | 286.3 | 291 | 294.6 | 297.3 | 300.2 | 304.1 | 307.9 | 311.2 | 313.8 | 316.2 | 318.6 | 320.9
Region | Technology | 2021-22 | 2022-23 | 2023-24 | 2024-25 | 2025-26 | 2026-27 | 2027-28 | 2028-29 | 2029-30 | 2030-31 | 2031-32 | 2032-33 | 2033-34 | 2034-35 | 2035-36 | 2036-37 | 2037-38 | 2038-39 | 2039-40 | 2040-41 | 2041-42 | 2042-43 | 2043-44 | 2044-45 | 2045-46 | 2046-47 | 2047-48 | 2048-49 | 2049-50
VIC1 | Distributed PV | 3041.4624 | 3518.1757 | 3971.6673 | 4412.0893 | 4853.275 | 5291.2838 | 5750.236 | 6186.4027 | 6286.932 | 6368.0063 | 6473.0152 | 6560.8448 | 6673.5508 | 6766.6424 | 6889.6154 | 6988.2177 | 7116.9713 | 7221.569 | 7356.466 | 7467.3854 | 7608.9017 | 7726.6891 | 7875.322 | 8000.5227 | 8154.3054 | 8285.5073 | 8442.7184 | 8582.5143 | 8748.4613
VIC1 | Behind the meter battery | 115.8 | 132 | 134 | 154.3 | 181.6 | 200.5 | 222.3 | 237.7 | 255.9 | 272.2 | 349.4 | 389.1 | 448 | 474.7 | 488.1 | 497.5 | 505.4 | 513.9 | 524.2 | 535 | 545.4 | 556 | 567.3 | 577.6 | 587.3 | 596.3 | 604.5 | 612.8 | 621.3
VIC1 | Behind the meter battery pump | 115.8 | 132 | 134 | 154.3 | 181.6 | 200.5 | 222.3 | 237.7 | 255.9 | 272.2 | 349.4 | 389.1 | 448 | 474.7 | 488.1 | 497.5 | 505.4 | 513.9 | 524.2 | 535 | 545.4 | 556 | 567.3 | 577.6 | 587.3 | 596.3 | 604.5 | 612.8 | 621.3
Region | Technology | 2021-22 | 2022-23 | 2023-24 | 2024-25 | 2025-26 | 2026-27 | 2027-28 | 2028-29 | 2029-30 | 2030-31 | 2031-32 | 2032-33 | 2033-34 | 2034-35 | 2035-36 | 2036-37 | 2037-38 | 2038-39 | 2039-40 | 2040-41 | 2041-42 | 2042-43 | 2043-44 | 2044-45 | 2045-46 | 2046-47 | 2047-48 | 2048-49 | 2049-50
SA1 | Distributed PV | 1673.4667 | 1732.8694 | 1772.1978 | 1795.6398 | 1822.1359 | 1849.3844 | 1879.1234 | 1926.8971 | 1963.3836 | 1998.2747 | 2035.4872 | 2084.6971 | 2122.6241 | 2158.9148 | 2197.706 | 2248.5938 | 2288.0676 | 2325.98 | 2366.3689 | 2418.8952 | 2460.0783 | 2499.7339 | 2542.0457 | 2596.5163 | 2639.7737 | 2681.556 | 2725.882 | 2782.2745 | 2827.4561
SA1 | Behind the meter battery | 103.9 | 144.7 | 151.6 | 158.6 | 166.2 | 178.9 | 189.4 | 197.3 | 202.1 | 207.8 | 213.7 | 219.9 | 227 | 234 | 239.2 | 244 | 248.5 | 253.4 | 258.6 | 263.9 | 269.2 | 274.6 | 280.4 | 286.2 | 292 | 297.9 | 303.9 | 310 | 316.3
SA1 | Behind the meter battery pump | 103.9 | 144.7 | 151.6 | 158.6 | 166.2 | 178.9 | 189.4 | 197.3 | 202.1 | 207.8 | 213.7 | 219.9 | 227 | 234 | 239.2 | 244 | 248.5 | 253.4 | 258.6 | 263.9 | 269.2 | 274.6 | 280.4 | 286.2 | 292 | 297.9 | 303.9 | 310 | 316.3
Region | Technology | 2021-22 | 2022-23 | 2023-24 | 2024-25 | 2025-26 | 2026-27 | 2027-28 | 2028-29 | 2029-30 | 2030-31 | 2031-32 | 2032-33 | 2033-34 | 2034-35 | 2035-36 | 2036-37 | 2037-38 | 2038-39 | 2039-40 | 2040-41 | 2041-42 | 2042-43 | 2043-44 | 2044-45 | 2045-46 | 2046-47 | 2047-48 | 2048-49 | 2049-50
TAS1 | Distributed PV | 184.446 | 188.6279 | 191.8675 | 195.9237 | 198.0401 | 201.6287 | 204.0771 | 206.3336 | 208.6153 | 211.1944 | 213.9334 | 218.7025 | 221.2929 | 223.9783 | 226.886 | 231.8473 | 234.6604 | 237.482 | 240.5874 | 245.7697 | 248.7962 | 251.845 | 255.1696 | 260.5161 | 263.7902 | 267.0104 | 270.5525 | 276.1467 | 279.6832
TAS1 | Behind the meter battery | 13.5 | 13.5 | 13.4 | 15.4 | 17.7 | 20.2 | 22.7 | 23.9 | 25.3 | 26.6 | 32.8 | 34.5 | 38 | 39.8 | 40.1 | 40.3 | 40.2 | 40.2 | 40.3 | 40.5 | 40.7 | 40.8 | 40.9 | 40.9 | 41 | 40.9 | 40.8 | 40.7 | 40.6
TAS1 | Behind the meter battery pump | 13.5 | 13.5 | 13.4 | 15.4 | 17.7 | 20.2 | 22.7 | 23.9 | 25.3 | 26.6 | 32.8 | 34.5 | 38 | 39.8 | 40.1 | 40.3 | 40.2 | 40.2 | 40.3 | 40.5 | 40.7 | 40.8 | 40.9 | 40.9 | 41 | 40.9 | 40.8 | 40.7 | 40.6

## Marinus_VOM Cost
VOM cost by technology ($000s) - Marinus Link, Slow Change Scenario
VOM | Real June 2020 dollars discounted to 1 July 2020
Explicitly modelled generation
Region | Technology | 2021-22 | 2022-23 | 2023-24 | 2024-25 | 2025-26 | 2026-27 | 2027-28 | 2028-29 | 2029-30 | 2030-31 | 2031-32 | 2032-33 | 2033-34 | 2034-35 | 2035-36 | 2036-37 | 2037-38 | 2038-39 | 2039-40 | 2040-41 | 2041-42 | 2042-43 | 2043-44 | 2044-45 | 2045-46 | 2046-47 | 2047-48 | 2048-49 | 2049-50
NEM | Black Coal | 323163.8145 | 279745.7441 | 265179.318 | 262145.4446 | 239690.6193 | 211532.1214 | 187031.316 | 183644.6318 | 124080.5738 | 106191.7377 | 75456.4477 | 77848.2125 | 82152.5692 | 75444.3908 | 66593.0852 | 68502.0493 | 68744.48 | 66303.7734 | 59851.2625 | 54326.2291 | 49341.9911 | 33258.2974 | 26037.5012 | 21430.3041 | 18158.2328 | 13841.0945 | 12485.6702 | 11388.0935 | 10063.4008
NEM | Brown Coal | 105319.035 | 88109.0215 | 93359.6945 | 53022.3033 | 52998.6413 | 46366.2797 | 35661.6143 | 37932.3778 | 34072.4809 | 35177.4622 | 30709.926 | 30835.425 | 30924.3517 | 28588.6107 | 27677.1316 | 26434.8247 | 23923.1126 | 24903.5704 | 22568.5695 | 19963.7846 | 21623.2822 | 21360.0044 | 19322.692 | 18979.1133 | 17513.1504 | 17805.1842 | 6978.2972 | 0 | 0
NEM | CCGT | 15859.7303 | 15241.2206 | 11718.55 | 11300.6402 | 10376.095 | 11334.1793 | 10469.3313 | 15885.5348 | 9037.5272 | 8677.0799 | 8660.8288 | 8750.7878 | 8165.1454 | 7483.1682 | 7381.9671 | 7019.8728 | 5684.2714 | 7046.3661 | 8664.4543 | 10271.0288 | 7754.4554 | 10705.7272 | 7572.5383 | 7065.8798 | 3682.9701 | 2661.3798 | 2570.1235 | 2469.2262 | 2379.4681
NEM | Gas - Steam | 1675.4216 | 1665.1592 | 1756.1839 | 647.4812 | 600.522 | 599.6015 | 565.1352 | 897.8385 | 512.7706 | 496.4195 | 481.1772 | 469.0214 | 446.6074 | 428.1726 | 320.6588 | 305.0591 | 310.3335 | 283.2004 | 260.9918 | 252.0617 | 241.7669 | 293.036 | 385.0341 | 338.9785 | 460.0301 | 0 | 0 | 0 | 0
NEM | OCGT / Diesel | 251.3494 | 146.9951 | 685.4856 | 506.8716 | 137.2449 | 547.2912 | 218.4083 | 1559.7851 | 41.415 | 21.0445 | 33.7809 | 411.222 | 225.4483 | 81.2126 | 397.6165 | 371.6847 | 958.8457 | 685.0569 | 1806.7922 | 2855.0024 | 2198.0485 | 1742.525 | 6735.8595 | 2857.1491 | 4070.7337 | 3281.8533 | 6474.3304 | 6974.2473 | 6719.8755
NEM | Hydro | 90443.7359 | 86172.6011 | 79800.3624 | 99343.7212 | 94095.5367 | 68533.8729 | 81945.5409 | 88197.6357 | 86133.9563 | 75810.6256 | 65119.4158 | 65257.5979 | 64303.0033 | 66544.5605 | 57124.425 | 52967.2465 | 63853.1137 | 54222.9771 | 47564.5203 | 45374.0859 | 41680.5706 | 43244.1777 | 44781.3635 | 39624.7494 | 37945.0767 | 42980.1821 | 35401.0264 | 30761.5891 | 28848.0167
NEM | Wind | 66817.224 | 78927.2778 | 68709.9273 | 70360.6457 | 70373.8132 | 70888.1831 | 68784.6319 | 59210.5449 | 56188.8276 | 53442.2691 | 53473.8809 | 46396.0827 | 44128.08 | 43390.3467 | 42482.6979 | 40903.6857 | 34541.3646 | 30369.0795 | 27516.794 | 26325.0384 | 23396.5827 | 21840.1292 | 17360.462 | 16303.025 | 11067.0093 | 8627.1202 | 7229.595 | 5327.2707 | 3395.9894
NEM | Solar PV | 13.7055 | 16.2002 | 15.8303 | 14.6652 | 13.8273 | 14.1125 | 21.7326 | 29.2478 | 42.4081 | 56.593 | 99.996 | 94.4892 | 88.6666 | 82.7982 | 85.7071 | 82.4302 | 70.7519 | 70.3655 | 72.2214 | 71.4897 | 67.6228 | 80.5153 | 80.3015 | 82.1497 | 87.407 | 105.6701 | 114.4291 | 121.3942 | 131.1527
NEM | Grid Battery | 0.1382 | 0.206 | 0.22767 | 0.29951 | 0.29122 | 0.29183 | 0.2709 | 0.24397 | 0.22014 | 0.2149 | 0.19895 | 0.20469 | 0.17106 | 0.15798 | 0.15256 | 0.14827 | 0.66875 | 0.64022 | 0.93257 | 0.88537 | 2.7711 | 2.8633 | 2.8835 | 4.2812 | 4.2132 | 3.9251 | 3.7903 | 4.2372 | 4.2102
NEM | Pumped Hydro | 575.4823 | 1378.5986 | 1546.3824 | 3200.1788 | 3842.6625 | 3941.3135 | 2943.5867 | 4042.9961 | 2194.6292 | 2480.314 | 2811.007 | 4034.0214 | 3246.0056 | 3485.1345 | 3396.0127 | 3138.2997 | 3300.9488 | 3166.4692 | 3047.2649 | 2561.1934 | 2466.6058 | 2324.8245 | 1634.4081 | 1483.4081 | 1163.8172 | 1002.2487 | 894.2579 | 826.3094 | 475.0131
NEM | VPP | 0.1113 | 0.15899 | 0.18739 | 0.27251 | 0.3793 | 0.46192 | 0.5207 | 0.55803 | 0.58463 | 0.6066 | 0.70214 | 0.79672 | 0.85391 | 0.92265 | 0.91146 | 0.91366 | 0.89847 | 0.87723 | 0.85101 | 0.83343 | 0.75063 | 0.74922 | 0.71015 | 0.67964 | 0.67022 | 0.6373 | 0.6216 | 0.59722 | 0.46676
Total excluding storage |  | 603544.0162 | 550024.2196 | 521225.3519 | 497341.7729 | 468286.2998 | 409815.6416 | 384697.7106 | 387357.5964 | 310109.9595 | 279873.2315 | 234035.4534 | 230062.8385 | 230433.872 | 222043.2604 | 202063.2892 | 196586.8532 | 198086.2735 | 183884.3893 | 168305.606 | 159438.7205 | 146304.3202 | 132524.4123 | 122275.7521 | 106681.349 | 92984.6101 | 89302.4842 | 71253.4718 | 57041.821 | 51537.9034
Region | Technology | 2021-22 | 2022-23 | 2023-24 | 2024-25 | 2025-26 | 2026-27 | 2027-28 | 2028-29 | 2029-30 | 2030-31 | 2031-32 | 2032-33 | 2033-34 | 2034-35 | 2035-36 | 2036-37 | 2037-38 | 2038-39 | 2039-40 | 2040-41 | 2041-42 | 2042-43 | 2043-44 | 2044-45 | 2045-46 | 2046-47 | 2047-48 | 2048-49 | 2049-50
NSW1 | Black Coal | 161021.7635 | 138929.3815 | 116295.512 | 133177.61 | 107970.9793 | 100774.9743 | 88309.9216 | 94635.6689 | 46160.9869 | 34146.8947 | 16186.4449 | 15099.1788 | 20208.3918 | 16778.3053 | 12829.9195 | 16809.4565 | 18485.906 | 17802.593 | 16300.2025 | 12774.512 | 10907.7398 | 0 | 0 | 0 | 0 | 0 | 0 | 0 | 0
NSW1 | Brown Coal | 0 | 0 | 0 | 0 | 0 | 0 | 0 | 0 | 0 | 0 | 0 | 0 | 0 | 0 | 0 | 0 | 0 | 0 | 0 | 0 | 0 | 0 | 0 | 0 | 0 | 0 | 0 | 0 | 0
NSW1 | CCGT | 233.3042 | 225.59 | 653.1458 | 405.913 | 385.0584 | 372.9283 | 361.4313 | 347.9963 | 327.1598 | 317.2456 | 307.3328 | 294.2538 | 284.4751 | 273.168 | 268.7428 | 253.4092 | 249.7848 | 1197.3396 | 2555.4878 | 3820.0425 | 2214.4653 | 3466.9965 | 3.6865 | 8.0605e-05 | 7.9742e-05 | 0.00010416 | 0.00010406 | 9.8544e-05 | 9.2712e-05
NSW1 | Gas - Steam | 0 | 0 | 0 | 0 | 0 | 0 | 0 | 0 | 0 | 0 | 0 | 0 | 0 | 0 | 0 | 0 | 0 | 0 | 0 | 0 | 0 | 0 | 0 | 0 | 0 | 0 | 0 | 0 | 0
NSW1 | OCGT / Diesel | 7.8773e-05 | 7.5285e-05 | 29.7929 | 250.3201 | 44.3095 | 127.7326 | 40.1721 | 55.4951 | 7.695e-05 | 0.45345 | 7.0509e-05 | 93.5442 | 13.7195 | 21.0118 | 66.9845 | 33.3255 | 119.0703 | 26.039 | 347.7473 | 476.9006 | 209.521 | 249.0661 | 2482.3686 | 1024.3244 | 1046.1066 | 679.6106 | 3612.2343 | 3136.9018 | 4218.0269
NSW1 | Hydro | 14189.5294 | 14446.2773 | 12582.637 | 16324.7586 | 16860.0597 | 14860.4183 | 12961.4386 | 17394.545 | 12189.7855 | 10609.5694 | 10919.2042 | 10709.728 | 11662.4605 | 12756.4465 | 10903.6882 | 10101.2108 | 13371.7184 | 10888.797 | 8895.5286 | 8308.4005 | 7322.6845 | 9146.5769 | 9225.0241 | 8392.8526 | 8009.6114 | 10160.0711 | 7923.2382 | 6658.9118 | 5721.204
NSW1 | Wind | 15956.4281 | 17989.4366 | 16313.7782 | 15624.6118 | 15730.0954 | 16082.5336 | 15365.7915 | 12135.1617 | 10932.4899 | 11359.3299 | 12003.7896 | 10961.4367 | 10494.566 | 10456.7791 | 10336.0917 | 9781.741 | 7014.9465 | 5238.9346 | 5508.8464 | 5120.6358 | 4582.9987 | 4328.4096 | 3112.4241 | 3288.4753 | 3082.1925 | 1707.2736 | 1417.0894 | 1090.4558 | 998.9505
NSW1 | Solar PV | 5.0514 | 5.9237 | 5.7447 | 5.3285 | 4.8812 | 5.0908 | 12.9041 | 21.8721 | 34.8174 | 49.0664 | 92.6478 | 87.2857 | 82.0298 | 76.4143 | 79.2742 | 76.3259 | 65.711 | 65.1688 | 67.0428 | 66.4708 | 62.6717 | 63.4584 | 60.6295 | 62.5367 | 62.2361 | 70.6601 | 74.198 | 75.685 | 76.0367
NSW1 | Grid Battery | 9.2451e-08 | 9.0294e-08 | 8.6587e-08 | 8.2495e-08 | 7.6852e-08 | 7.5332e-08 | 8.4739e-08 | 8.5413e-08 | 2.5405e-07 | 2.5246e-07 | 2.6902e-07 | 2.6514e-07 | 2.5694e-07 | 2.5252e-07 | 2.6245e-07 | 2.5656e-07 | 2.3802e-07 | 2.3006e-07 | 2.79e-07 | 2.6775e-07 | 4.6709e-07 | 4.3848e-07 | 0.10983 | 0.36546 | 0.45818 | 0.45542 | 0.43004 | 0.42323 | 0.39241
NSW1 | Pumped Hydro | 292.2968 | 623.026 | 720.4763 | 822.9823 | 574.403 | 567.6753 | 416.7307 | 495.2073 | 211.7234 | 353.6765 | 631.8592 | 1143.3264 | 922.9761 | 776.553 | 1006.1712 | 901.4025 | 831.5896 | 807.3095 | 862.2757 | 634.7404 | 722.1682 | 744.2043 | 433.5174 | 452.3845 | 443.7025 | 506.6597 | 422.0231 | 446.8798 | 262.6035
NSW1 | VPP | 0.055249 | 0.072279 | 0.072997 | 0.096637 | 0.13897 | 0.17327 | 0.19437 | 0.21218 | 0.22093 | 0.2222 | 0.25846 | 0.29328 | 0.31645 | 0.33133 | 0.33187 | 0.33287 | 0.32705 | 0.31097 | 0.30662 | 0.29087 | 0.29966 | 0.29999 | 0.28254 | 0.26598 | 0.26114 | 0.25445 | 0.23927 | 0.238 | 0.18357
Total excluding storage |  | 191406.0767 | 171596.6092 | 145880.6106 | 165788.5419 | 140995.3835 | 132223.6778 | 117051.6592 | 124590.739 | 69645.2397 | 56482.5595 | 39509.4194 | 37245.4272 | 42745.6427 | 40362.1251 | 34484.7009 | 37055.4688 | 39307.137 | 35218.872 | 33674.8555 | 30566.9622 | 25300.081 | 17254.5075 | 14884.1328 | 12768.1891 | 12200.1467 | 12617.6154 | 13026.7601 | 10961.9545 | 11014.2181
Region | Technology | 2021-22 | 2022-23 | 2023-24 | 2024-25 | 2025-26 | 2026-27 | 2027-28 | 2028-29 | 2029-30 | 2030-31 | 2031-32 | 2032-33 | 2033-34 | 2034-35 | 2035-36 | 2036-37 | 2037-38 | 2038-39 | 2039-40 | 2040-41 | 2041-42 | 2042-43 | 2043-44 | 2044-45 | 2045-46 | 2046-47 | 2047-48 | 2048-49 | 2049-50
QLD1 | Black Coal | 162142.051 | 140816.3626 | 148883.806 | 128967.8346 | 131719.6401 | 110757.1472 | 98721.3944 | 89008.9629 | 77919.5869 | 72044.843 | 59270.0028 | 62749.0337 | 61944.1774 | 58666.0855 | 53763.1657 | 51692.5928 | 50258.574 | 48501.1804 | 43551.06 | 41551.7171 | 38434.2513 | 33258.2974 | 26037.5012 | 21430.3041 | 18158.2328 | 13841.0945 | 12485.6702 | 11388.0935 | 10063.4008
QLD1 | Brown Coal | 0 | 0 | 0 | 0 | 0 | 0 | 0 | 0 | 0 | 0 | 0 | 0 | 0 | 0 | 0 | 0 | 0 | 0 | 0 | 0 | 0 | 0 | 0 | 0 | 0 | 0 | 0 | 0 | 0
QLD1 | CCGT | 7779.5602 | 7479.0747 | 8043.2436 | 8050.5499 | 7272.929 | 8335.7135 | 7579.4927 | 13089.429 | 6366.432 | 6099.0377 | 6181.1709 | 6370.8704 | 5856.5404 | 5269.3201 | 5233.9903 | 4972.3483 | 5434.4865 | 5849.0264 | 6108.9663 | 6450.9862 | 5539.99 | 7238.7306 | 7568.8517 | 7065.8796 | 3682.9699 | 2661.3796 | 2570.1233 | 2469.2259 | 2379.4679
QLD1 | Gas - Steam | 261.4149 | 251.6153 | 478.6228 | 461.2538 | 439.8395 | 427.3672 | 410.6485 | 745.8215 | 378.7609 | 366.6918 | 353.5349 | 338.2406 | 327.0938 | 316.2044 | 305.4536 | 291.2866 | 281.9826 | 271.4638 | 260.9918 | 252.0617 | 241.7669 | 293.036 | 385.0341 | 338.9785 | 460.0301 | 0 | 0 | 0 | 0
QLD1 | OCGT / Diesel | 0.00015401 | 0.0001485 | 0.00014959 | 134.3956 | 42.1569 | 254.8426 | 121.0009 | 1415.5761 | 41.4144 | 13.1238 | 23.8473 | 230.4705 | 192.3963 | 41.8862 | 135.637 | 162.5391 | 325.2304 | 159.6484 | 567.7054 | 237.3658 | 532.3945 | 371.264 | 894.4864 | 1359.8177 | 2588.0102 | 2222.8573 | 2227.2051 | 2450.5493 | 1440.9163
QLD1 | Hydro | 4661.4251 | 4471.4563 | 4299.3791 | 4102.1087 | 3930.0312 | 3767.3162 | 3623.5086 | 3460.5164 | 3312.914 | 3140.634 | 3045.2615 | 2911.9584 | 2788.3571 | 2670.5208 | 2567.464 | 2449.3879 | 883.6382 | 847.9402 | 813.1255 | 776.7747 | 744.8256 | 0 | 0 | 0 | 0 | 0 | 0 | 0 | 0
QLD1 | Wind | 5433.6387 | 8786.9077 | 8426.7614 | 7573.8856 | 8655.7746 | 8387.361 | 8709.8557 | 8048.908 | 7267.3458 | 7257.7512 | 5926.2224 | 5650.6537 | 4983.6481 | 5691.1705 | 5269.1456 | 5620.9557 | 5185.1207 | 4808.0794 | 4772.9798 | 4065.8798 | 3940.3582 | 3400.661 | 3130.4718 | 1769.4832 | 1889.5921 | 1659.8009 | 1501.0188 | 1199.3677 | 730.52
QLD1 | Solar PV | 5.2511 | 6.872 | 6.7387 | 6.2134 | 6.0678 | 6.1227 | 5.9702 | 4.8016 | 5.0136 | 5.0224 | 4.9163 | 4.8056 | 4.4297 | 4.3336 | 4.3811 | 4.0715 | 3.2101 | 3.3579 | 3.3711 | 3.28 | 3.2199 | 14.7306 | 14.3253 | 14.4681 | 19.3676 | 29.8599 | 29.8979 | 29.7044 | 36.8222
QLD1 | Grid Battery | 6.2151e-08 | 0.026778 | 0.025194 | 0.026784 | 0.028697 | 0.027711 | 0.025979 | 0.024754 | 0.022634 | 0.021887 | 0.020677 | 0.020156 | 0.019347 | 0.019384 | 0.018163 | 0.017449 | 0.54352 | 0.52177 | 0.50287 | 0.4799 | 1.3503 | 1.5211 | 1.4838 | 1.8865 | 1.8105 | 1.6708 | 1.6445 | 1.5655 | 1.7913
QLD1 | Pumped Hydro | 283.1856 | 755.5726 | 825.9061 | 2377.1965 | 3268.2595 | 3373.6382 | 2526.856 | 3547.7888 | 1982.9058 | 2126.6375 | 2179.1478 | 2890.695 | 2323.0295 | 2708.5815 | 2389.8415 | 2236.8972 | 2469.3592 | 2359.1298 | 2184.4885 | 1925.9862 | 1743.9909 | 1580.1993 | 1200.5156 | 1030.6463 | 719.5297 | 495.0449 | 471.0756 | 377.7282 | 210.9092
QLD1 | VPP | 0.017371 | 0.022994 | 0.024558 | 0.035827 | 0.058547 | 0.070694 | 0.083721 | 0.092304 | 0.095246 | 0.098126 | 0.12256 | 0.13147 | 0.14263 | 0.15807 | 0.15017 | 0.15104 | 0.13772 | 0.13343 | 0.13431 | 0.13585 | 0.11076 | 0.10873 | 0.10731 | 0.10208 | 0.10158 | 0.08875 | 0.092188 | 0.088679 | 0.058822
Total excluding storage |  | 180283.3412 | 161812.2887 | 170138.5518 | 149296.2416 | 152066.439 | 131935.8704 | 119171.871 | 115774.0154 | 95291.4677 | 88927.104 | 74804.9561 | 78256.0329 | 76096.6428 | 72659.5209 | 67279.2374 | 65193.1819 | 62372.2423 | 60440.6964 | 56078.2 | 53338.0652 | 49436.8063 | 44576.7196 | 38030.6704 | 31978.9313 | 26798.2027 | 20414.9922 | 18813.9153 | 17536.9408 | 14651.1272
Region | Technology | 2021-22 | 2022-23 | 2023-24 | 2024-25 | 2025-26 | 2026-27 | 2027-28 | 2028-29 | 2029-30 | 2030-31 | 2031-32 | 2032-33 | 2033-34 | 2034-35 | 2035-36 | 2036-37 | 2037-38 | 2038-39 | 2039-40 | 2040-41 | 2041-42 | 2042-43 | 2043-44 | 2044-45 | 2045-46 | 2046-47 | 2047-48 | 2048-49 | 2049-50
VIC1 | Black Coal | 0 | 0 | 0 | 0 | 0 | 0 | 0 | 0 | 0 | 0 | 0 | 0 | 0 | 0 | 0 | 0 | 0 | 0 | 0 | 0 | 0 | 0 | 0 | 0 | 0 | 0 | 0 | 0 | 0
VIC1 | Brown Coal | 105319.035 | 88109.0215 | 93359.6945 | 53022.3033 | 52998.6413 | 46366.2797 | 35661.6143 | 37932.3778 | 34072.4809 | 35177.4622 | 30709.926 | 30835.425 | 30924.3517 | 28588.6107 | 27677.1316 | 26434.8247 | 23923.1126 | 24903.5704 | 22568.5695 | 19963.7846 | 21623.2822 | 21360.0044 | 19322.692 | 18979.1133 | 17513.1504 | 17805.1842 | 6978.2972 | 0 | 0
VIC1 | CCGT | 3.4988e-05 | 3.3422e-05 | 3.2215e-05 | 3.6447e-05 | 3.6685e-05 | 3.5401e-05 | 3.4712e-05 | 3.3785e-05 | 3.2365e-05 | 3.1293e-05 | 2.9941e-05 | 3.1134e-05 | 3.0064e-05 | 3.0975e-05 | 2.9585e-05 | 2.9287e-05 | 3.7431e-05 | 3.7648e-05 | 4.3552e-05 | 4.7152e-05 | 4.7259e-05 | 4.5948e-05 | 5.1266e-05 | 4.6592e-05 | 4.6096e-05 | 4.8954e-05 | 5.7243e-05 | 7.3996e-05 | 7.1198e-05
VIC1 | Gas - Steam | 3.4093 | 5.1781e-06 | 6.8221 | 21.5726 | 4.7689 | 21.4781 | 9.738 | 10.9488 | 5.4424e-06 | 4.9218e-06 | 2.8409 | 11.2489 | 2.8119 | 1.2053 | 15.2052 | 13.7725 | 28.351 | 11.7366 | 0 | 0 | 0 | 0 | 0 | 0 | 0 | 0 | 0 | 0 | 0
VIC1 | OCGT / Diesel | 0.45782 | 0.00013726 | 15.6858 | 10.1107 | 0.73383 | 34.2909 | 11.5418 | 0.0001592 | 0.00014936 | 0.00014473 | 0.04237 | 23.9351 | 5.5578 | 0.00012878 | 32.4349 | 38.1101 | 27.2677 | 13.8273 | 79.2661 | 153.2516 | 130.8368 | 36.0164 | 85.9768 | 241.7287 | 207.5273 | 117.0953 | 99.4581 | 487.7424 | 288.0072
VIC1 | Hydro | 18584.1579 | 17993.3436 | 15710.3401 | 18611.2519 | 18225.5857 | 16638.4788 | 16121.275 | 19586.5932 | 15528.6262 | 12812.5557 | 12347.8832 | 10730.3923 | 12757.2936 | 12587.009 | 11481.9141 | 11035.9726 | 13422.0256 | 10697.0032 | 8814.0989 | 8441.7046 | 7393.9148 | 8732.9318 | 8663.4562 | 7846.1019 | 7580.5566 | 9150.3154 | 7337.4079 | 6046.9398 | 5844.0255
VIC1 | Wind | 26568.1616 | 31829.6581 | 26400.393 | 27905.1404 | 27519.636 | 27249.3118 | 26432.706 | 22856.5925 | 22721.2386 | 20872.0884 | 21990.6479 | 18185.8341 | 17794.5458 | 17356.143 | 17497.7391 | 17173.2727 | 15038.3673 | 13887.7482 | 12356.4655 | 12478.5563 | 10611.3963 | 10032.1264 | 8257.3307 | 7981.5914 | 3997.7516 | 3477.9417 | 2708.5777 | 1838.9585 | 651.9906
VIC1 | Solar PV | 2.5103 | 2.4008 | 2.3821 | 2.2203 | 2.0301 | 2.0623 | 2.0272 | 1.8129 | 1.8128 | 1.7624 | 1.7131 | 1.6961 | 1.5625 | 1.4439 | 1.454 | 1.4397 | 1.2873 | 1.2929 | 1.2758 | 1.2258 | 1.2285 | 1.1337 | 1.0383 | 0.96768 | 0.92041 | 0.83008 | 3.5795 | 8.4912 | 10.789
VIC1 | Grid Battery | 0.05771 | 0.1059 | 0.1107 | 0.17575 | 0.16691 | 0.16752 | 0.15672 | 0.13863 | 0.12816 | 0.12507 | 0.11512 | 0.12093 | 0.091597 | 0.091204 | 0.089284 | 0.086462 | 0.081287 | 0.076981 | 0.074322 | 0.071186 | 0.62077 | 0.57514 | 0.54412 | 1.0098 | 0.95427 | 0.87386 | 0.82344 | 1.404 | 1.2715
VIC1 | Pumped Hydro | 0 | 0 | 7.8311e-08 | 8.6202e-08 | 9.4916e-08 | 1.0245e-07 | 1.0025e-07 | 9.5432e-08 | 9.0258e-08 | 8.7938e-08 | 8.7838e-08 | 9.294e-08 | 8.9221e-08 | 9.4684e-08 | 9.5133e-08 | 9.9499e-08 | 2.2642e-07 | 2.1889e-07 | 0.39553 | 0.36161 | 0.34478 | 0.32186 | 0.28564 | 0.28673 | 0.49643 | 0.46349 | 1.0778 | 1.6104 | 1.4184
VIC1 | VPP | 0.014643 | 0.026 | 0.032871 | 0.07086 | 0.096949 | 0.11696 | 0.13287 | 0.13678 | 0.14768 | 0.15851 | 0.19146 | 0.2333 | 0.25506 | 0.28356 | 0.28145 | 0.27828 | 0.27972 | 0.27916 | 0.27578 | 0.27527 | 0.2263 | 0.22586 | 0.21003 | 0.2057 | 0.19904 | 0.19085 | 0.18522 | 0.16757 | 0.14126
Total excluding storage |  | 150477.732 | 137934.4241 | 135495.3176 | 99572.5993 | 98751.3959 | 90311.9017 | 78238.9022 | 80388.3253 | 72324.1587 | 68863.8689 | 65053.0535 | 59788.5315 | 61486.1234 | 58534.4121 | 56705.8789 | 54697.3925 | 52440.4114 | 49515.1787 | 43819.6759 | 41038.523 | 39760.6587 | 40162.2127 | 36330.494 | 35049.503 | 29299.9063 | 30551.3667 | 17127.3203 | 8382.132 | 6794.8124
Region | Technology | 2021-22 | 2022-23 | 2023-24 | 2024-25 | 2025-26 | 2026-27 | 2027-28 | 2028-29 | 2029-30 | 2030-31 | 2031-32 | 2032-33 | 2033-34 | 2034-35 | 2035-36 | 2036-37 | 2037-38 | 2038-39 | 2039-40 | 2040-41 | 2041-42 | 2042-43 | 2043-44 | 2044-45 | 2045-46 | 2046-47 | 2047-48 | 2048-49 | 2049-50
SA1 | Black Coal | 0 | 0 | 0 | 0 | 0 | 0 | 0 | 0 | 0 | 0 | 0 | 0 | 0 | 0 | 0 | 0 | 0 | 0 | 0 | 0 | 0 | 0 | 0 | 0 | 0 | 0 | 0 | 0 | 0
SA1 | Brown Coal | 0 | 0 | 0 | 0 | 0 | 0 | 0 | 0 | 0 | 0 | 0 | 0 | 0 | 0 | 0 | 0 | 0 | 0 | 0 | 0 | 0 | 0 | 0 | 0 | 0 | 0 | 0 | 0 | 0
SA1 | CCGT | 7846.8658 | 7536.5558 | 3022.1605 | 2844.1772 | 2718.1075 | 2625.5375 | 2528.4072 | 2448.1095 | 2343.9352 | 2260.7965 | 2172.325 | 2085.6635 | 2024.1298 | 1940.6801 | 1879.2339 | 1794.1152 | 4.2948e-05 | 4.5812e-05 | 5.3629e-05 | 5.4219e-05 | 5.6522e-05 | 5.5217e-05 | 6.9329e-05 | 6.2115e-05 | 6.2145e-05 | 6.584e-05 | 6.7307e-05 | 8.1668e-05 | 7.7514e-05
SA1 | Gas - Steam | 1410.5974 | 1413.5439 | 1270.739 | 164.6548 | 155.9137 | 150.7561 | 144.7488 | 141.0682 | 134.0097 | 129.7277 | 124.8013 | 119.5319 | 116.7018 | 110.7629 | 0 | 0 | 0 | 0 | 0 | 0 | 0 | 0 | 0 | 0 | 0 | 0 | 0 | 0 | 0
SA1 | OCGT / Diesel | 250.8913 | 146.9947 | 640.0066 | 112.0453 | 50.0446 | 130.425 | 45.6935 | 88.7138 | 0.00031709 | 7.467 | 9.8911 | 63.2722 | 13.7747 | 18.3144 | 162.56 | 137.7101 | 487.2774 | 485.5422 | 811.705 | 1987.3794 | 1324.968 | 1086.1785 | 3270.5147 | 231.1005 | 229.0896 | 261.1691 | 534.9733 | 897.0863 | 771.4906
SA1 | Hydro | 0 | 0 | 0 | 0 | 0 | 0 | 0 | 0 | 0 | 0 | 0 | 0 | 0 | 0 | 0 | 0 | 0 | 0 | 0 | 0 | 0 | 0 | 0 | 0 | 0 | 0 | 0 | 0 | 0
SA1 | Wind | 15467.292 | 16366.4884 | 14129.0651 | 15907.7197 | 15027.5786 | 16022.9412 | 15399.3486 | 13802.4468 | 12943.2455 | 12024.3218 | 11533.2888 | 9927.9042 | 9337.8162 | 8659.0145 | 8316.0168 | 7330.4631 | 6628.3293 | 5789.6958 | 4316.2002 | 4144.5726 | 3735.6731 | 3564.9963 | 2461.0609 | 2863.5465 | 1709.6634 | 1475.9296 | 1320.3008 | 974.1611 | 812.4376
SA1 | Solar PV | 0.8927 | 1.0037 | 0.96474 | 0.90305 | 0.84827 | 0.8367 | 0.83107 | 0.76121 | 0.76422 | 0.74181 | 0.71883 | 0.70171 | 0.64462 | 0.60643 | 0.59785 | 0.59308 | 0.54363 | 0.54594 | 0.53168 | 0.51308 | 0.50275 | 1.1926 | 4.3085 | 4.1772 | 4.8829 | 4.32 | 6.7536 | 7.5136 | 7.5049
SA1 | Grid Battery | 0.08049 | 0.073317 | 0.091783 | 0.096977 | 0.095613 | 0.096602 | 0.088196 | 0.080589 | 0.069348 | 0.067936 | 0.063151 | 0.063604 | 0.060111 | 0.04739 | 0.04511 | 0.044357 | 0.043939 | 0.041474 | 0.35537 | 0.33428 | 0.80007 | 0.76707 | 0.74569 | 1.0195 | 0.99033 | 0.92501 | 0.8924 | 0.84449 | 0.755
SA1 | Pumped Hydro | 0 | 0 | 6.7233e-08 | 6.1336e-08 | 5.7604e-08 | 5.772e-08 | 5.6596e-08 | 5.5586e-08 | 5.3264e-08 | 5.2948e-08 | 5.3787e-08 | 5.8493e-08 | 5.6752e-08 | 5.7347e-08 | 5.9593e-08 | 7.527e-08 | 9.3471e-08 | 9.0621e-08 | 1.1657e-07 | 1.1129e-07 | 1.1841e-07 | 1.1173e-07 | 1.0883e-07 | 1.2835e-07 | 1.3656e-07 | 1.2846e-07 | 1.2859e-07 | 1.2553e-07 | 1.2098e-07
SA1 | VPP | 0.02359 | 0.03655 | 0.055939 | 0.068008 | 0.082681 | 0.097642 | 0.10476 | 0.11094 | 0.10957 | 0.11451 | 0.11252 | 0.12047 | 0.1192 | 0.12714 | 0.12439 | 0.12846 | 0.13429 | 0.1333 | 0.1142 | 0.1134 | 0.095592 | 0.096959 | 0.095322 | 0.090386 | 0.091975 | 0.088254 | 0.089257 | 0.088589 | 0.070843
Total excluding storage |  | 24976.5392 | 25464.5866 | 19062.9359 | 19029.5 | 17952.4926 | 18930.4965 | 18119.0292 | 16481.0996 | 15421.9549 | 14423.0549 | 13841.0251 | 12197.0736 | 11493.0672 | 10729.3784 | 10358.4086 | 9262.8815 | 7116.1504 | 6275.784 | 5128.4369 | 6132.4651 | 5061.1439 | 4652.3675 | 5735.8842 | 3098.8242 | 1943.6359 | 1741.4188 | 1862.0278 | 1878.7612 | 1591.4332
Region | Technology | 2021-22 | 2022-23 | 2023-24 | 2024-25 | 2025-26 | 2026-27 | 2027-28 | 2028-29 | 2029-30 | 2030-31 | 2031-32 | 2032-33 | 2033-34 | 2034-35 | 2035-36 | 2036-37 | 2037-38 | 2038-39 | 2039-40 | 2040-41 | 2041-42 | 2042-43 | 2043-44 | 2044-45 | 2045-46 | 2046-47 | 2047-48 | 2048-49 | 2049-50
TAS1 | Black Coal | 0 | 0 | 0 | 0 | 0 | 0 | 0 | 0 | 0 | 0 | 0 | 0 | 0 | 0 | 0 | 0 | 0 | 0 | 0 | 0 | 0 | 0 | 0 | 0 | 0 | 0 | 0 | 0 | 0
TAS1 | Brown Coal | 0 | 0 | 0 | 0 | 0 | 0 | 0 | 0 | 0 | 0 | 0 | 0 | 0 | 0 | 0 | 0 | 0 | 0 | 0 | 0 | 0 | 0 | 0 | 0 | 0 | 0 | 0 | 0 | 0
TAS1 | CCGT | 3.1361e-05 | 3.0031e-05 | 2.8985e-05 | 2.7886e-05 | 2.6993e-05 | 2.6091e-05 | 2.6083e-05 | 2.5986e-05 | 2.7247e-05 | 2.6824e-05 | 2.5938e-05 | 2.6264e-05 | 2.591e-05 | 2.5456e-05 | 2.4728e-05 | 2.4515e-05 | 2.4885e-05 | 2.4629e-05 | 2.604e-05 | 2.5149e-05 | 2.5916e-05 | 2.544e-05 | 2.561e-05 | 2.4476e-05 | 2.3802e-05 | 2.4096e-05 | 2.3906e-05 | 2.5932e-05 | 2.527e-05
TAS1 | Gas - Steam | 0 | 0 | 0 | 0 | 0 | 0 | 0 | 0 | 0 | 0 | 0 | 0 | 0 | 0 | 0 | 0 | 0 | 0 | 0 | 0 | 0 | 0 | 0 | 0 | 0 | 0 | 0 | 0 | 0
TAS1 | OCGT / Diesel | 4.0202e-05 | 3.7791e-05 | 3.5737e-05 | 3.4698e-05 | 3.4022e-05 | 3.3864e-05 | 3.388e-05 | 3.3817e-05 | 3.5804e-05 | 3.5528e-05 | 3.3946e-05 | 3.5352e-05 | 3.4868e-05 | 3.4829e-05 | 3.3861e-05 | 3.3723e-05 | 3.5929e-05 | 3.5343e-05 | 0.36839 | 0.10506 | 0.32816 | 2.325e-05 | 2.5129 | 0.17787 | 2.0954e-05 | 1.1211 | 0.45959 | 1.9674 | 1.4345
TAS1 | Hydro | 53008.6234 | 49261.524 | 47208.0062 | 60305.602 | 55079.8601 | 33267.6596 | 49239.3187 | 47755.9811 | 55102.6306 | 49247.8665 | 38807.067 | 40905.5192 | 37094.8921 | 38530.5842 | 32171.3587 | 29380.6753 | 36175.7315 | 31789.2367 | 29041.7672 | 27847.2061 | 26219.1457 | 25364.669 | 26892.8832 | 23385.7949 | 22354.9087 | 23669.7956 | 20140.3804 | 18055.7375 | 17282.7873
TAS1 | Wind | 3391.7035 | 3954.787 | 3439.9297 | 3349.2881 | 3440.7286 | 3146.0355 | 2876.9302 | 2367.436 | 2324.5078 | 1928.7777 | 2019.9322 | 1670.2539 | 1517.5037 | 1227.2396 | 1063.7048 | 997.2532 | 674.6008 | 644.6214 | 562.302 | 515.3939 | 526.1564 | 513.9359 | 399.1746 | 399.9286 | 387.8097 | 306.1744 | 282.6083 | 224.3276 | 202.0906
TAS1 | Solar PV | 1.8501e-08 | 2.6574e-08 | 4.4623e-08 | 4.913e-08 | 4.2194e-08 | 4.8553e-08 | 5.2127e-08 | 5.2276e-08 | 6.5348e-08 | 7.5557e-08 | 1.0367e-07 | 1.3213e-07 | 1.5979e-07 | 1.3577e-07 | 1.5115e-07 | 1.4091e-07 | 3.062e-07 | 3.1402e-07 | 3.0105e-07 | 2.8247e-07 | 2.7636e-07 | 2.6713e-07 | 2.2037e-07 | 2.2922e-07 | 2.0847e-07 | 2.0155e-07 | 1.9807e-07 | 1.8952e-07 | 1.808e-07
TAS1 | Grid Battery | 6.5308e-08 | 6.3713e-08 | 6.1212e-08 | 5.885e-08 | 5.7122e-08 | 5.7337e-08 | 5.9644e-08 | 6.5909e-08 | 9.2132e-08 | 9.3346e-08 | 9.4726e-08 | 1.0291e-07 | 1.0075e-07 | 1.0842e-07 | 1.111e-07 | 1.1563e-07 | 1.2083e-07 | 1.2175e-07 | 1.6334e-07 | 1.5818e-07 | 1.6091e-07 | 1.5397e-07 | 1.5034e-07 | 1.5239e-07 | 1.5e-07 | 1.5912e-07 | 1.6259e-07 | 2.156e-07 | 1.876e-07
TAS1 | Pumped Hydro | 0 | 0 | 1.829e-07 | 1.7929e-07 | 1.8261e-07 | 1.9559e-07 | 1.9332e-07 | 1.9194e-07 | 2.1386e-07 | 2.3642e-07 | 2.4337e-07 | 3.1688e-07 | 3.3583e-07 | 4.2831e-07 | 4.6241e-07 | 6.2427e-07 | 5.2885e-06 | 0.029809 | 0.1052 | 0.10515 | 0.10196 | 0.098995 | 0.089366 | 0.090578 | 0.088462 | 0.08064 | 0.081345 | 0.091014 | 0.081924
TAS1 | VPP | 0.00044966 | 0.001172 | 0.0010251 | 0.0011815 | 0.0021525 | 0.0033476 | 0.0049879 | 0.0058156 | 0.011201 | 0.013253 | 0.017153 | 0.018203 | 0.020562 | 0.022546 | 0.023583 | 0.023023 | 0.01968 | 0.020367 | 0.020102 | 0.018038 | 0.018316 | 0.017679 | 0.014944 | 0.015498 | 0.016476 | 0.014995 | 0.015668 | 0.014386 | 0.012268
Total excluding storage |  | 56400.3271 | 53216.311 | 50647.9359 | 63654.8901 | 58520.5888 | 36413.6952 | 52116.2489 | 50123.4171 | 57427.1384 | 51176.6443 | 40826.9992 | 42575.7732 | 38612.3959 | 39757.8239 | 33235.0635 | 30377.9285 | 36850.3324 | 32433.8582 | 29604.4377 | 28362.705 | 26745.6302 | 25878.605 | 27294.5707 | 23785.9013 | 22742.7184 | 23977.0911 | 20423.4483 | 18282.0325 | 17486.3124
Explicitly modelled pumping
Region | Technology | 2021-22 | 2022-23 | 2023-24 | 2024-25 | 2025-26 | 2026-27 | 2027-28 | 2028-29 | 2029-30 | 2030-31 | 2031-32 | 2032-33 | 2033-34 | 2034-35 | 2035-36 | 2036-37 | 2037-38 | 2038-39 | 2039-40 | 2040-41 | 2041-42 | 2042-43 | 2043-44 | 2044-45 | 2045-46 | 2046-47 | 2047-48 | 2048-49 | 2049-50
NEM | Grid Battery pump | 0.16989 | 0.2551 | 0.28074 | 0.37001 | 0.35893 | 0.36016 | 0.33513 | 0.30053 | 0.2723 | 0.2648 | 0.24604 | 0.25229 | 0.21161 | 0.19461 | 0.18835 | 0.18305 | 0.17435 | 0.16537 | 0.15456 | 0.12962 | 0.060912 | 0.033886 | 0.031611 | 0.029364 | 0.028898 | 0.026305 | 0.026037 | 0.025245 | 0.020785
NEM | Pumped Hydro Pump | 1843.6613 | 4518.8322 | 4753.5511 | 8620.1935 | 9160.132 | 8517.4884 | 6513.5523 | 7657.2814 | 4170.1636 | 5059.2807 | 7712.6167 | 10263.6295 | 8303.27 | 9120.8115 | 8516.8675 | 7911.5968 | 8634.7497 | 8518.8559 | 8003.1446 | 6974.6276 | 7087.4658 | 7470.8958 | 6138.9884 | 5954.5677 | 5518.969 | 5834.6752 | 4963.4116 | 4842.1307 | 3151.5414
NEM | VPP pump | 0.13095 | 0.18749 | 0.22017 | 0.32095 | 0.44602 | 0.54321 | 0.6136 | 0.65553 | 0.68838 | 0.71311 | 0.82782 | 0.93564 | 1.0057 | 1.0851 | 1.0716 | 1.075 | 1.0583 | 1.0323 | 0.99972 | 0.98249 | 0.88119 | 0.88251 | 0.83448 | 0.79983 | 0.78969 | 0.74856 | 0.73254 | 0.70137 | 0.54905
Region | Technology | 2021-22 | 2022-23 | 2023-24 | 2024-25 | 2025-26 | 2026-27 | 2027-28 | 2028-29 | 2029-30 | 2030-31 | 2031-32 | 2032-33 | 2033-34 | 2034-35 | 2035-36 | 2036-37 | 2037-38 | 2038-39 | 2039-40 | 2040-41 | 2041-42 | 2042-43 | 2043-44 | 2044-45 | 2045-46 | 2046-47 | 2047-48 | 2048-49 | 2049-50
NSW1 | Grid Battery pump | 0 | 0 | 0 | 0 | 0 | 0 | 0 | 0 | 0 | 0 | 0 | 0 | 0 | 0 | 0 | 0 | 0 | 0 | 0 | 0 | 0 | 0 | 0 | 0 | 0 | 0 | 0 | 0 | 0
NSW1 | Pumped Hydro Pump | 1448.5499 | 3436.2872 | 3568.3493 | 5231.7525 | 4481.183 | 3707.5104 | 2893.1018 | 2599.1779 | 1337.1831 | 2020.9962 | 4597.4349 | 6135.749 | 4984.4508 | 5251.2233 | 5102.619 | 4715.848 | 5095.2119 | 5160.2261 | 4882.2871 | 4223.0574 | 4595.913 | 5210.9088 | 4425.0892 | 4487.2033 | 4493.6034 | 5125.7854 | 4301.6823 | 4300.2854 | 2860.8452
NSW1 | VPP pump | 0.065001 | 0.085207 | 0.085712 | 0.11382 | 0.16347 | 0.20375 | 0.22898 | 0.24933 | 0.25993 | 0.26142 | 0.30483 | 0.3443 | 0.37237 | 0.39044 | 0.38976 | 0.39162 | 0.38566 | 0.36543 | 0.3603 | 0.34307 | 0.3517 | 0.35294 | 0.33241 | 0.31293 | 0.30762 | 0.29899 | 0.28188 | 0.27964 | 0.21598
Region | Technology | 2021-22 | 2022-23 | 2023-24 | 2024-25 | 2025-26 | 2026-27 | 2027-28 | 2028-29 | 2029-30 | 2030-31 | 2031-32 | 2032-33 | 2033-34 | 2034-35 | 2035-36 | 2036-37 | 2037-38 | 2038-39 | 2039-40 | 2040-41 | 2041-42 | 2042-43 | 2043-44 | 2044-45 | 2045-46 | 2046-47 | 2047-48 | 2048-49 | 2049-50
QLD1 | Grid Battery pump | 0 | 0.033031 | 0.031043 | 0.033068 | 0.035465 | 0.034177 | 0.032092 | 0.030542 | 0.027944 | 0.027022 | 0.025554 | 0.024859 | 0.023886 | 0.023931 | 0.022424 | 0.021543 | 0.019747 | 0.018776 | 0.018351 | 0 | 0 | 0 | 0 | 0 | 0 | 0 | 0 | 0 | 0
QLD1 | Pumped Hydro Pump | 395.1115 | 1082.545 | 1185.2018 | 3388.441 | 4678.949 | 4809.978 | 3620.4505 | 5058.1035 | 2832.9805 | 3038.2845 | 3115.1818 | 4127.8805 | 3318.8192 | 3869.5882 | 3414.2485 | 3195.7488 | 3539.5378 | 3358.6298 | 3120.8575 | 2751.5702 | 2491.5528 | 2259.987 | 1713.8992 | 1467.3644 | 1025.3656 | 708.8898 | 661.7293 | 541.8452 | 290.6963
QLD1 | VPP pump | 0.020437 | 0.027081 | 0.028864 | 0.042151 | 0.068938 | 0.083115 | 0.098618 | 0.10848 | 0.11206 | 0.11545 | 0.14447 | 0.15438 | 0.16781 | 0.18597 | 0.17667 | 0.17769 | 0.16241 | 0.15661 | 0.15802 | 0.15989 | 0.13026 | 0.12795 | 0.12624 | 0.12026 | 0.11934 | 0.1046 | 0.10828 | 0.10444 | 0.069098
Region | Technology | 2021-22 | 2022-23 | 2023-24 | 2024-25 | 2025-26 | 2026-27 | 2027-28 | 2028-29 | 2029-30 | 2030-31 | 2031-32 | 2032-33 | 2033-34 | 2034-35 | 2035-36 | 2036-37 | 2037-38 | 2038-39 | 2039-40 | 2040-41 | 2041-42 | 2042-43 | 2043-44 | 2044-45 | 2045-46 | 2046-47 | 2047-48 | 2048-49 | 2049-50
VIC1 | Grid Battery pump | 0.070813 | 0.13127 | 0.13665 | 0.21696 | 0.20568 | 0.20672 | 0.19392 | 0.17072 | 0.15854 | 0.1541 | 0.1425 | 0.14892 | 0.11338 | 0.11231 | 0.11023 | 0.10675 | 0.10036 | 0.095282 | 0.091515 | 0.088098 | 0.025822 | 0 | 0 | 0 | 0 | 0 | 0 | 0 | 0
VIC1 | Pumped Hydro Pump | 0 | 0 | 0 | 0 | 0 | 0 | 0 | 0 | 0 | 0 | 0 | 0 | 0 | 0 | 0 | 0 | 0 | 0 | 0 | 0 | 0 | 0 | 0 | 0 | 0 | 0 | 0 | 0 | 0
VIC1 | VPP pump | 0.017228 | 0.030695 | 0.038691 | 0.083403 | 0.11398 | 0.13753 | 0.15662 | 0.16063 | 0.174 | 0.18624 | 0.22576 | 0.27397 | 0.30073 | 0.33296 | 0.33112 | 0.3274 | 0.32909 | 0.32911 | 0.32377 | 0.32454 | 0.26556 | 0.26641 | 0.24643 | 0.24201 | 0.23485 | 0.22386 | 0.21857 | 0.19649 | 0.16619
Region | Technology | 2021-22 | 2022-23 | 2023-24 | 2024-25 | 2025-26 | 2026-27 | 2027-28 | 2028-29 | 2029-30 | 2030-31 | 2031-32 | 2032-33 | 2033-34 | 2034-35 | 2035-36 | 2036-37 | 2037-38 | 2038-39 | 2039-40 | 2040-41 | 2041-42 | 2042-43 | 2043-44 | 2044-45 | 2045-46 | 2046-47 | 2047-48 | 2048-49 | 2049-50
SA1 | Grid Battery pump | 0.09908 | 0.090791 | 0.11304 | 0.11998 | 0.11779 | 0.11927 | 0.10911 | 0.099269 | 0.085811 | 0.083681 | 0.077982 | 0.07851 | 0.074351 | 0.058371 | 0.055693 | 0.054764 | 0.054247 | 0.051317 | 0.044693 | 0.041524 | 0.03509 | 0.033886 | 0.031611 | 0.029364 | 0.028898 | 0.026305 | 0.026037 | 0.025245 | 0.020785
SA1 | Pumped Hydro Pump | 0 | 0 | 0 | 0 | 0 | 0 | 0 | 0 | 0 | 0 | 0 | 0 | 0 | 0 | 0 | 0 | 0 | 0 | 0 | 0 | 0 | 0 | 0 | 0 | 0 | 0 | 0 | 0 | 0
SA1 | VPP pump | 0.027754 | 0.043115 | 0.0657 | 0.08017 | 0.097117 | 0.11488 | 0.12349 | 0.13029 | 0.12918 | 0.13445 | 0.13253 | 0.14158 | 0.14055 | 0.14927 | 0.14635 | 0.15113 | 0.15799 | 0.15715 | 0.13404 | 0.13373 | 0.11215 | 0.11439 | 0.11183 | 0.1064 | 0.10847 | 0.10351 | 0.10533 | 0.10391 | 0.083351
Region | Technology | 2021-22 | 2022-23 | 2023-24 | 2024-25 | 2025-26 | 2026-27 | 2027-28 | 2028-29 | 2029-30 | 2030-31 | 2031-32 | 2032-33 | 2033-34 | 2034-35 | 2035-36 | 2036-37 | 2037-38 | 2038-39 | 2039-40 | 2040-41 | 2041-42 | 2042-43 | 2043-44 | 2044-45 | 2045-46 | 2046-47 | 2047-48 | 2048-49 | 2049-50
TAS1 | Grid Battery pump | 0 | 0 | 0 | 0 | 0 | 0 | 0 | 0 | 0 | 0 | 0 | 0 | 0 | 0 | 0 | 0 | 0 | 0 | 0 | 0 | 0 | 0 | 0 | 0 | 0 | 0 | 0 | 0 | 0
TAS1 | Pumped Hydro Pump | 0 | 0 | 0 | 0 | 0 | 0 | 0 | 0 | 0 | 0 | 0 | 0 | 0 | 0 | 0 | 0 | 0 | 0 | 0 | 0 | 0 | 0 | 0 | 0 | 0 | 0 | 0 | 0 | 0
TAS1 | VPP pump | 0.00052916 | 0.0013897 | 0.0012007 | 0.0014008 | 0.0025197 | 0.003936 | 0.0058983 | 0.0068127 | 0.013215 | 0.015555 | 0.020225 | 0.021422 | 0.024193 | 0.026498 | 0.027724 | 0.027141 | 0.0231 | 0.024013 | 0.023599 | 0.021256 | 0.021525 | 0.020824 | 0.017569 | 0.018223 | 0.019419 | 0.017598 | 0.018475 | 0.016884 | 0.014434

## Marinus_FOM Cost
FOM cost by technology ($000s) - Marinus Link, Slow Change Scenario
FOM | Real June 2020 dollars discounted to 1 July 2020. For new entrant capacity, the FOM is incurred annually in modelling. For existing capacity, FOM is considered to be a sunk cost, since the fixed retirement dates are assumed to be the same in the Base Case and the case with Marinus Link. As such, early retirements are presented as an annual FOM saving, or negative cost, that continues until the assumed fixed date retirement.
Explicitly modelled generation
Region | Technology | 2021-22 | 2022-23 | 2023-24 | 2024-25 | 2025-26 | 2026-27 | 2027-28 | 2028-29 | 2029-30 | 2030-31 | 2031-32 | 2032-33 | 2033-34 | 2034-35 | 2035-36 | 2036-37 | 2037-38 | 2038-39 | 2039-40 | 2040-41 | 2041-42 | 2042-43 | 2043-44 | 2044-45 | 2045-46 | 2046-47 | 2047-48 | 2048-49 | 2049-50
NEM | Black Coal | 0 | 0 | 0 | -133384.4618 | -231380.104 | -259506.5947 | -147905.4737 | -246407.2887 | -287685.3069 | -297384.9161 | 118689.4444 | 308137.8304 | 118540.2391 | -185486.2213 | -51249.1076 | -32397.5643 | -3548.5345 | -3418.6267 | -3302.3291 | -3172.5801 | 290311.6916 | -2944.5419 | -0.00034173 | -0.00015211 | -6.196e-05 | 0 | 0 | 0 | 0
NEM | Brown Coal | 0 | 0 | 0 | -305803.1181 | -294608.0139 | -303310.1274 | 5225.5263 | -81285.5426 | -260000.4115 | -214936.6788 | -170836.0076 | -128780.4815 | -124065.9747 | -119524.0605 | -115457.9969 | -110921.6334 | 117589.9163 | 53279.1628 | -99446.6666 | -95539.3909 | -92041.8025 | -88672.2568 | -85655.7342 | -82290.3065 | -79277.752 | -76375.4837 | -73777.2805 | 0 | 0
NEM | CCGT | 9.9639e-05 | 9.5991e-05 | 9.7276e-05 | 0.00010212 | 9.8384e-05 | 9.6109e-05 | 9.284e-05 | 9.1074e-05 | 8.8864e-05 | 8.5611e-05 | 8.2699e-05 | 8.4237e-05 | 8.1154e-05 | 8.1654e-05 | 7.8877e-05 | 7.7602e-05 | 9.5404e-05 | 9.9534e-05 | 0.00011475 | 0.00011423 | 0.00012207 | 0.00012315 | 0.00014141 | 0.00013585 | 0.00014644 | 0.00015936 | 0.0001601 | 0.00017375 | 0.00016739
NEM | Gas - Steam | 0 | 0 | 0 | 0 | 0 | 0 | 0 | 0 | 0 | 0 | 0 | 0 | 0 | 0 | 0 | 0 | 0 | 0 | 0 | 0 | 0 | 0 | 0 | 0 | 0 | 0 | 0 | 0 | 0
NEM | OCGT / Diesel | 0.00052128 | 0.0005022 | 0.00048512 | 0.00046606 | 0.00044899 | 0.00043256 | 0.00041784 | 0.00040227 | 0.00038754 | 0.00037726 | 0.0003771 | 0.00037972 | 0.00038156 | 0.00038116 | 0.00038367 | 0.0004006 | 0.00040007 | 0.00039676 | 0.00059675 | 0.0005733 | 0.00075936 | 0.00073156 | 0.00096511 | 1869.9176 | 1801.4622 | 4016.4685 | 3879.8331 | 8702.3996 | 8383.8146
NEM | Hydro | 0 | 0 | 0 | 0 | 0 | 0 | 0 | 0 | 0 | 0 | 0 | 0 | 0 | 0 | 0 | 0 | 0 | 0 | 0 | 0 | 0 | 0 | 0 | 0 | 0 | 0 | 0 | 0 | 0
NEM | Wind | 0.011301 | 15773.128 | 33690.1248 | 63411.3536 | 78223.0314 | 94185.9847 | 108968.4474 | 112814.6256 | 111291.123 | 109727.9768 | 132496.0754 | 129620.645 | 127120.4344 | 124629.5614 | 122479.0982 | 119674.074 | 148615.4035 | 156465.4658 | 159551.6015 | 162292.741 | 187513.2399 | 219457.0829 | 224706.5434 | 215877.7945 | 223785.132 | 233851.599 | 247781.8641 | 249817.7816 | 250316.1275
NEM | Solar PV | 0.00085898 | 0.0013842 | 0.0015345 | 0.0017782 | 0.0017707 | 0.0035979 | 5995.9278 | 14841.6846 | 24759.1034 | 33930.5 | 66983.3589 | 64351.572 | 61995.7343 | 59726.1411 | 57694.3302 | 55427.5107 | 53398.3738 | 51443.5202 | 49693.4742 | 47741.0114 | 45993.2674 | 58306.9241 | 60945.3597 | 58550.8066 | 62149.9752 | 87191.2626 | 94666.0344 | 96476.2195 | 104342.1855
NEM | Grid Battery | 0.0009918 | 0.00095549 | 0.00092299 | 0.00088672 | 0.0008566 | 0.00084044 | 0.00095519 | 0.001199 | 0.0026983 | 0.0026169 | 0.002537 | 0.0026559 | 0.0027606 | 0.0027974 | 0.002759 | 0.0031572 | 3317.76 | 3196.3007 | 5008.9115 | 4812.1105 | 18087.9235 | 19139.0742 | 19456.4495 | 29458.0428 | 29180.6894 | 28260.0364 | 27298.6642 | 30946.2157 | 32110.0923
NEM | Pumped Hydro | 0 | 0 | 0.0012008 | 0.0012569 | 0.001277 | 0.0013296 | 0.0013044 | 0.0013975 | 25199.0218 | 24276.5144 | 23450.6569 | 22529.277 | 21704.5059 | 20909.929 | 20198.5986 | 19404.9929 | 18694.6156 | 18092.7124 | 18702.0362 | 17967.2302 | 17648.4442 | 19465.7858 | 18803.5835 | 18064.7878 | 21771.085 | 28240.0006 | 29224.1922 | 30136.5141 | 29033.2506
NEM | VPP | 0 | 0 | 0 | 0 | 0 | 0 | 0 | 0 | 0 | 0 | 0 | 0 | 0 | 0 | 0 | 0 | 0 | 0 | 0 | 0 | 0 | 0 | 0 | 0 | 0 | 0 | 0 | 0 | 0
Total excluding storage |  | 0.01278 | 15773.13 | 33690.1269 | -375776.2239 | -447765.0842 | -468630.7333 | -27715.5717 | -200036.5207 | -411635.4916 | -368663.1177 | 147332.8716 | 373329.5663 | 183590.4336 | -120654.5788 | 13466.3244 | 31782.3874 | 316055.1596 | 257769.5226 | 106496.0807 | 111321.782 | 431776.3972 | 186147.2091 | 199996.1697 | 194008.2122 | 208458.8175 | 248683.8466 | 272550.4514 | 354996.4008 | 363042.1277
Region | Technology | 2021-22 | 2022-23 | 2023-24 | 2024-25 | 2025-26 | 2026-27 | 2027-28 | 2028-29 | 2029-30 | 2030-31 | 2031-32 | 2032-33 | 2033-34 | 2034-35 | 2035-36 | 2036-37 | 2037-38 | 2038-39 | 2039-40 | 2040-41 | 2041-42 | 2042-43 | 2043-44 | 2044-45 | 2045-46 | 2046-47 | 2047-48 | 2048-49 | 2049-50
NSW1 | Black Coal | 0 | 0 | 0 | -35165.0234 | -136756.4337 | -131749.9363 | -129922.9099 | -124818.2177 | -165764.2962 | -179927.295 | -193956.6015 | 236652.8773 | -87521.2863 | -84317.2316 | -0.00095091 | -0.00091355 | -0.00088011 | -0.00084789 | -0.00081904 | -0.00078686 | -0.00075806 | 0 | 0 | 0 | 0 | 0 | 0 | 0 | 0
NSW1 | Brown Coal | 0 | 0 | 0 | 0 | 0 | 0 | 0 | 0 | 0 | 0 | 0 | 0 | 0 | 0 | 0 | 0 | 0 | 0 | 0 | 0 | 0 | 0 | 0 | 0 | 0 | 0 | 0 | 0 | 0
NSW1 | CCGT | 2.2938e-05 | 2.2098e-05 | 2.1347e-05 | 2.253e-05 | 2.1706e-05 | 2.0911e-05 | 2.02e-05 | 1.9406e-05 | 1.8696e-05 | 1.8011e-05 | 1.7398e-05 | 1.8136e-05 | 1.7472e-05 | 1.806e-05 | 1.7446e-05 | 1.676e-05 | 2.1683e-05 | 2.5135e-05 | 2.9949e-05 | 2.8772e-05 | 3.2896e-05 | 3.1692e-05 | 4.1773e-05 | 4.0132e-05 | 3.8663e-05 | 5.0683e-05 | 4.8959e-05 | 4.7035e-05 | 4.5313e-05
NSW1 | Gas - Steam | 0 | 0 | 0 | 0 | 0 | 0 | 0 | 0 | 0 | 0 | 0 | 0 | 0 | 0 | 0 | 0 | 0 | 0 | 0 | 0 | 0 | 0 | 0 | 0 | 0 | 0 | 0 | 0 | 0
NSW1 | OCGT / Diesel | 0.00010817 | 0.00010421 | 0.00010067 | 9.6711e-05 | 9.317e-05 | 8.9759e-05 | 8.6706e-05 | 8.3299e-05 | 8.025e-05 | 7.8366e-05 | 7.8233e-05 | 7.8843e-05 | 7.9059e-05 | 7.9278e-05 | 7.9334e-05 | 7.9431e-05 | 8.1171e-05 | 8.2391e-05 | 0.00011516 | 0.00011063 | 0.00019867 | 0.0001914 | 0.00041422 | 1785.9018 | 1720.522 | 1657.5357 | 1601.1483 | 3470.3987 | 3343.3514
NSW1 | Hydro | 0 | 0 | 0 | 0 | 0 | 0 | 0 | 0 | 0 | 0 | 0 | 0 | 0 | 0 | 0 | 0 | 0 | 0 | 0 | 0 | 0 | 0 | 0 | 0 | 0 | 0 | 0 | 0 | 0
NSW1 | Wind | 0.0020255 | 15773.1189 | 30478.3761 | 43918.8304 | 56417.9341 | 68203.6158 | 72467.4237 | 71800.0575 | 69171.5391 | 66639.2478 | 88490.454 | 85013.6497 | 81901.3967 | 78903.0798 | 76218.8927 | 73224.24 | 70543.5839 | 69462.0361 | 67099.0219 | 64462.6926 | 89975.7635 | 113676.9973 | 111345.2804 | 106970.5063 | 103054.4397 | 104281.0539 | 101081.8348 | 97110.3131 | 93555.2168
NSW1 | Solar PV | 0.00020363 | 0.00045931 | 0.00046985 | 0.00053827 | 0.00057616 | 0.0024046 | 5995.9266 | 14841.6831 | 24759.1015 | 33930.4981 | 66983.3571 | 64351.5701 | 61995.7323 | 59726.1391 | 57694.3283 | 55427.5088 | 53398.3707 | 51443.5171 | 49693.4711 | 47741.0065 | 45993.2626 | 48684.148 | 48484.8842 | 46579.9053 | 46289.3354 | 60753.9453 | 63838.8336 | 61330.5955 | 61654.2554
NSW1 | Grid Battery | 0.00034313 | 0.00033057 | 0.00031932 | 0.00030678 | 0.00029555 | 0.00028473 | 0.00032039 | 0.00032938 | 0.0015736 | 0.001516 | 0.0014679 | 0.0014578 | 0.0014044 | 0.0013788 | 0.0013518 | 0.0013212 | 0.0013186 | 0.0012922 | 0.0014722 | 0.0014143 | 0.0026072 | 0.0025117 | 802.7583 | 2660.764 | 3364.4284 | 3388.8793 | 3273.5937 | 3144.9738 | 3029.8399
NSW1 | Pumped Hydro | 0 | 0 | 0.00035392 | 0.00036731 | 0.00035386 | 0.000363 | 0.00035218 | 0.00035646 | 25199.0207 | 24276.5133 | 23450.6557 | 22529.2757 | 21704.5046 | 20909.9274 | 20198.597 | 19404.9908 | 18694.5962 | 18010.2084 | 17397.523 | 16713.9715 | 16102.0923 | 15512.613 | 14984.8928 | 14396.1341 | 13869.1082 | 13361.3759 | 12906.8381 | 12399.7264 | 11945.7865
NSW1 | VPP | 0 | 0 | 0 | 0 | 0 | 0 | 0 | 0 | 0 | 0 | 0 | 0 | 0 | 0 | 0 | 0 | 0 | 0 | 0 | 0 | 0 | 0 | 0 | 0 | 0 | 0 | 0 | 0 | 0
Total excluding storage |  | 0.0023602 | 15773.1195 | 30478.3767 | 8753.8077 | -80338.4989 | -63546.318 | -51459.5595 | -38176.477 | -71833.6555 | -79357.549 | -38482.7903 | 386018.0972 | 56375.8428 | 54311.9874 | 133913.2201 | 128651.748 | 123941.9539 | 120905.5525 | 116792.4923 | 112203.6985 | 135969.0256 | 162361.1456 | 159830.1651 | 155336.3134 | 151064.2972 | 166692.5349 | 166521.8168 | 161911.3074 | 158552.8236
Region | Technology | 2021-22 | 2022-23 | 2023-24 | 2024-25 | 2025-26 | 2026-27 | 2027-28 | 2028-29 | 2029-30 | 2030-31 | 2031-32 | 2032-33 | 2033-34 | 2034-35 | 2035-36 | 2036-37 | 2037-38 | 2038-39 | 2039-40 | 2040-41 | 2041-42 | 2042-43 | 2043-44 | 2044-45 | 2045-46 | 2046-47 | 2047-48 | 2048-49 | 2049-50
QLD1 | Black Coal | 0 | 0 | 0 | -98219.4385 | -94623.6702 | -127756.6583 | -17982.5638 | -121589.071 | -121921.0106 | -117457.6212 | 312646.0459 | 71484.9531 | 206061.5254 | -101168.9896 | -51249.1066 | -32397.5634 | -3548.5336 | -3418.6258 | -3302.3283 | -3172.5793 | 290311.6924 | -2944.5419 | -0.00034173 | -0.00015211 | -6.196e-05 | 0 | 0 | 0 | 0
QLD1 | Brown Coal | 0 | 0 | 0 | 0 | 0 | 0 | 0 | 0 | 0 | 0 | 0 | 0 | 0 | 0 | 0 | 0 | 0 | 0 | 0 | 0 | 0 | 0 | 0 | 0 | 0 | 0 | 0 | 0 | 0
QLD1 | CCGT | 2.4422e-05 | 2.3528e-05 | 2.2728e-05 | 2.5684e-05 | 2.4744e-05 | 2.5165e-05 | 2.4309e-05 | 2.5236e-05 | 2.4312e-05 | 2.3422e-05 | 2.2625e-05 | 2.2542e-05 | 2.1717e-05 | 2.0922e-05 | 2.021e-05 | 2.023e-05 | 2.4221e-05 | 2.4656e-05 | 2.6632e-05 | 2.5586e-05 | 2.6921e-05 | 3.1488e-05 | 3.1134e-05 | 2.9911e-05 | 4.3782e-05 | 4.218e-05 | 4.0745e-05 | 3.9144e-05 | 3.7711e-05
QLD1 | Gas - Steam | 0 | 0 | 0 | 0 | 0 | 0 | 0 | 0 | 0 | 0 | 0 | 0 | 0 | 0 | 0 | 0 | 0 | 0 | 0 | 0 | 0 | 0 | 0 | 0 | 0 | 0 | 0 | 0 | 0
QLD1 | OCGT / Diesel | 0.00010794 | 0.00010398 | 0.00010045 | 9.65e-05 | 9.2967e-05 | 8.9564e-05 | 8.6517e-05 | 8.3963e-05 | 8.0889e-05 | 7.7928e-05 | 7.7736e-05 | 7.8683e-05 | 7.9335e-05 | 7.8534e-05 | 7.9036e-05 | 7.9173e-05 | 8.2689e-05 | 8.1635e-05 | 0.00010978 | 0.00010546 | 0.00010429 | 0.00010047 | 9.7057e-05 | 9.4589e-05 | 0.00023319 | 2280.956 | 2203.3607 | 4859.7504 | 4681.8405
QLD1 | Hydro | 0 | 0 | 0 | 0 | 0 | 0 | 0 | 0 | 0 | 0 | 0 | 0 | 0 | 0 | 0 | 0 | 0 | 0 | 0 | 0 | 0 | 0 | 0 | 0 | 0 | 0 | 0 | 0 | 0
QLD1 | Wind | 0.0052675 | 0.0051576 | 0.0051478 | 13318.1551 | 12830.5938 | 14421.0247 | 22516.7684 | 24874.1965 | 23963.5805 | 23086.3011 | 22300.9331 | 21424.7258 | 20640.391 | 19884.7698 | 19208.314 | 18453.6163 | 40639.6032 | 39151.8336 | 37819.9357 | 38517.2481 | 40396.0502 | 48198.8529 | 52231.0206 | 50178.8553 | 50783.1359 | 58122.105 | 56144.8615 | 53938.9208 | 56573.5189
QLD1 | Solar PV | 0.0002881 | 0.00042423 | 0.00046612 | 0.00051817 | 0.0004992 | 0.00051438 | 0.00054895 | 0.00072886 | 0.0010573 | 0.0010186 | 0.00098395 | 0.00094529 | 0.00091068 | 0.00087734 | 0.00084856 | 0.00081522 | 0.00094707 | 0.0009124 | 0.00088136 | 0.00088921 | 0.00094247 | 9029.0466 | 9252.593 | 8889.0571 | 12293.5354 | 23000.8 | 22218.3407 | 21345.3785 | 26880.6686
QLD1 | Grid Battery | 0.00016238 | 0.00015643 | 0.00015111 | 0.00014517 | 0.00013986 | 0.00013474 | 0.00018412 | 0.00037691 | 0.00036529 | 0.00035191 | 0.00033994 | 0.0003588 | 0.00054541 | 0.00052545 | 0.00050757 | 0.00048763 | 3317.757 | 3196.2977 | 3087.5636 | 2966.2527 | 9246.9394 | 10621.7485 | 10260.4095 | 13603.3795 | 13105.3752 | 12625.6024 | 12196.0947 | 11716.9082 | 13584.7479
QLD1 | Pumped Hydro | 0 | 0 | 0.00015545 | 0.00018133 | 0.00018739 | 0.00020906 | 0.00020195 | 0.00030064 | 0.00028964 | 0.00027903 | 0.00026954 | 0.00025895 | 0.00030732 | 0.00029607 | 0.00028599 | 0.00027476 | 0.0053297 | 0.0051346 | 0.0049599 | 0.004765 | 338.9782 | 2789.9996 | 2695.0872 | 2589.1968 | 6211.7698 | 13250.2941 | 12799.5352 | 12296.6393 | 11846.4734
QLD1 | VPP | 0 | 0 | 0 | 0 | 0 | 0 | 0 | 0 | 0 | 0 | 0 | 0 | 0 | 0 | 0 | 0 | 0 | 0 | 0 | 0 | 0 | 0 | 0 | 0 | 0 | 0 | 0 | 0 | 0
Total excluding storage |  | 0.005688 | 0.0057093 | 0.0057371 | -84901.2828 | -81793.0758 | -113335.633 | 4534.2053 | -96714.8736 | -97957.429 | -94371.319 | 334946.9801 | 92909.68 | 226701.9174 | -81284.2189 | -32040.7916 | -13943.9462 | 37091.0707 | 35733.2088 | 34517.6084 | 35344.6698 | 330707.7436 | 54283.3578 | 61483.6133 | 59067.9124 | 63076.6715 | 83403.8611 | 80566.5629 | 80144.0497 | 88136.0281
Region | Technology | 2021-22 | 2022-23 | 2023-24 | 2024-25 | 2025-26 | 2026-27 | 2027-28 | 2028-29 | 2029-30 | 2030-31 | 2031-32 | 2032-33 | 2033-34 | 2034-35 | 2035-36 | 2036-37 | 2037-38 | 2038-39 | 2039-40 | 2040-41 | 2041-42 | 2042-43 | 2043-44 | 2044-45 | 2045-46 | 2046-47 | 2047-48 | 2048-49 | 2049-50
VIC1 | Black Coal | 0 | 0 | 0 | 0 | 0 | 0 | 0 | 0 | 0 | 0 | 0 | 0 | 0 | 0 | 0 | 0 | 0 | 0 | 0 | 0 | 0 | 0 | 0 | 0 | 0 | 0 | 0 | 0 | 0
VIC1 | Brown Coal | 0 | 0 | 0 | -305803.1181 | -294608.0139 | -303310.1274 | 5225.5263 | -81285.5426 | -260000.4115 | -214936.6788 | -170836.0076 | -128780.4815 | -124065.9747 | -119524.0605 | -115457.9969 | -110921.6334 | 117589.9163 | 53279.1628 | -99446.6666 | -95539.3909 | -92041.8025 | -88672.2568 | -85655.7342 | -82290.3065 | -79277.752 | -76375.4837 | -73777.2805 | 0 | 0
VIC1 | CCGT | 1.8197e-05 | 1.7531e-05 | 1.6935e-05 | 1.9066e-05 | 1.8368e-05 | 1.7696e-05 | 1.7094e-05 | 1.6422e-05 | 1.5821e-05 | 1.5242e-05 | 1.4723e-05 | 1.5183e-05 | 1.4627e-05 | 1.5031e-05 | 1.452e-05 | 1.395e-05 | 1.8229e-05 | 1.7562e-05 | 2.0817e-05 | 2.2696e-05 | 2.3036e-05 | 2.2193e-05 | 2.4266e-05 | 2.3312e-05 | 2.2459e-05 | 2.3551e-05 | 2.7539e-05 | 3.6042e-05 | 3.4722e-05
VIC1 | Gas - Steam | 0 | 0 | 0 | 0 | 0 | 0 | 0 | 0 | 0 | 0 | 0 | 0 | 0 | 0 | 0 | 0 | 0 | 0 | 0 | 0 | 0 | 0 | 0 | 0 | 0 | 0 | 0 | 0 | 0
VIC1 | OCGT / Diesel | 0.0001011 | 9.7398e-05 | 9.4084e-05 | 9.0388e-05 | 8.7079e-05 | 8.3891e-05 | 8.1037e-05 | 7.7853e-05 | 7.5003e-05 | 7.3164e-05 | 7.3204e-05 | 7.3575e-05 | 7.3901e-05 | 7.3941e-05 | 7.4282e-05 | 7.9236e-05 | 7.6335e-05 | 7.5613e-05 | 0.00012947 | 0.00012439 | 0.00016963 | 0.00016342 | 0.00015843 | 0.00026462 | 0.00025494 | 0.0002456 | 0.00023725 | 0.00027833 | 0.00026814
VIC1 | Hydro | 0 | 0 | 0 | 0 | 0 | 0 | 0 | 0 | 0 | 0 | 0 | 0 | 0 | 0 | 0 | 0 | 0 | 0 | 0 | 0 | 0 | 0 | 0 | 0 | 0 | 0 | 0 | 0 | 0
VIC1 | Wind | 0.0011606 | 0.0011501 | 0.001146 | 0.0013853 | 0.0013346 | 0.0012857 | 0.001242 | 0.0012154 | 0.0011832 | 0.0011456 | 0.0011176 | 0.0011105 | 0.0010713 | 0.0011608 | 0.0011344 | 0.0012864 | 0.0021416 | 0.0033643 | 0.0038664 | 3326.2939 | 3204.522 | 4534.3055 | 9887.9061 | 9499.4087 | 22520.7507 | 21698.4257 | 42497.5882 | 52599.1577 | 54059.8181
VIC1 | Solar PV | 7.7384e-05 | 8.8713e-05 | 9.1895e-05 | 0.00017038 | 0.00016414 | 0.00015814 | 0.00016033 | 0.00016234 | 0.00017225 | 0.00018783 | 0.00018863 | 0.00021768 | 0.00022251 | 0.00022068 | 0.00021722 | 0.00023031 | 0.00031952 | 0.00036875 | 0.00039812 | 0.00049169 | 0.00047369 | 0.00068967 | 0.00094256 | 0.00090553 | 0.00097675 | 0.001511 | 2345.2454 | 6484.1365 | 8758.9866
VIC1 | Grid Battery | 0.00015776 | 0.00015199 | 0.00014682 | 0.00014105 | 0.00013823 | 0.00014255 | 0.0001535 | 0.00016576 | 0.00025105 | 0.00024734 | 0.0002406 | 0.00028075 | 0.00027047 | 0.00030099 | 0.00029852 | 0.00035163 | 0.00042812 | 0.00052034 | 0.0067756 | 0.0065107 | 3744.7283 | 3607.638 | 3572.9692 | 6365.2789 | 6132.2533 | 5907.7585 | 5706.7837 | 10202.6834 | 9829.1747
VIC1 | Pumped Hydro | 0 | 0 | 0.0001566 | 0.00018595 | 0.00021265 | 0.00022112 | 0.00021359 | 0.0002052 | 0.00019769 | 0.00019045 | 0.00018397 | 0.00019855 | 0.00019128 | 0.00020583 | 0.00019975 | 0.00021058 | 0.00052639 | 0.00050957 | 1002.7928 | 963.3929 | 928.1242 | 894.1466 | 863.7288 | 829.7928 | 1449.6828 | 1396.6116 | 3293.9827 | 5175.0877 | 4985.6336
VIC1 | VPP | 0 | 0 | 0 | 0 | 0 | 0 | 0 | 0 | 0 | 0 | 0 | 0 | 0 | 0 | 0 | 0 | 0 | 0 | 0 | 0 | 0 | 0 | 0 | 0 | 0 | 0 | 0 | 0 | 0
Total excluding storage |  | 0.0013572 | 0.0013538 | 0.0013489 | -305803.1164 | -294608.0123 | -303310.1259 | 5225.5278 | -81285.5412 | -260000.4101 | -214936.6774 | -170836.0062 | -128780.4801 | -124065.9733 | -119524.059 | -115457.9954 | -110921.6318 | 117589.9189 | 53279.1666 | -99446.6621 | -92213.0964 | -88837.2798 | -84137.9505 | -75767.8269 | -72790.8966 | -56757 | -54677.0562 | -28934.4466 | 59083.2945 | 62818.805
Region | Technology | 2021-22 | 2022-23 | 2023-24 | 2024-25 | 2025-26 | 2026-27 | 2027-28 | 2028-29 | 2029-30 | 2030-31 | 2031-32 | 2032-33 | 2033-34 | 2034-35 | 2035-36 | 2036-37 | 2037-38 | 2038-39 | 2039-40 | 2040-41 | 2041-42 | 2042-43 | 2043-44 | 2044-45 | 2045-46 | 2046-47 | 2047-48 | 2048-49 | 2049-50
SA1 | Black Coal | 0 | 0 | 0 | 0 | 0 | 0 | 0 | 0 | 0 | 0 | 0 | 0 | 0 | 0 | 0 | 0 | 0 | 0 | 0 | 0 | 0 | 0 | 0 | 0 | 0 | 0 | 0 | 0 | 0
SA1 | Brown Coal | 0 | 0 | 0 | 0 | 0 | 0 | 0 | 0 | 0 | 0 | 0 | 0 | 0 | 0 | 0 | 0 | 0 | 0 | 0 | 0 | 0 | 0 | 0 | 0 | 0 | 0 | 0 | 0 | 0
SA1 | CCGT | 1.7718e-05 | 1.707e-05 | 2.1039e-05 | 2.0212e-05 | 1.9473e-05 | 1.876e-05 | 1.8121e-05 | 1.7409e-05 | 1.6772e-05 | 1.6158e-05 | 1.5608e-05 | 1.6519e-05 | 1.5914e-05 | 1.6635e-05 | 1.6069e-05 | 1.6449e-05 | 2.0782e-05 | 2.2076e-05 | 2.6349e-05 | 2.6599e-05 | 2.813e-05 | 2.7101e-05 | 3.3441e-05 | 3.2127e-05 | 3.1542e-05 | 3.2726e-05 | 3.2991e-05 | 4.0451e-05 | 3.897e-05
SA1 | Gas - Steam | 0 | 0 | 0 | 0 | 0 | 0 | 0 | 0 | 0 | 0 | 0 | 0 | 0 | 0 | 0 | 0 | 0 | 0 | 0 | 0 | 0 | 0 | 0 | 0 | 0 | 0 | 0 | 0 | 0
SA1 | OCGT / Diesel | 0.00010164 | 9.7918e-05 | 9.4587e-05 | 9.087e-05 | 8.7544e-05 | 8.4339e-05 | 8.147e-05 | 7.8269e-05 | 7.5403e-05 | 7.3569e-05 | 7.3508e-05 | 7.4089e-05 | 7.4251e-05 | 7.4559e-05 | 7.589e-05 | 8.7631e-05 | 8.4423e-05 | 8.1332e-05 | 0.00014711 | 0.00014133 | 0.00019863 | 0.00019136 | 0.00021339 | 84.0153 | 80.9396 | 77.9765 | 75.3238 | 372.25 | 358.6224
SA1 | Hydro | 0 | 0 | 0 | 0 | 0 | 0 | 0 | 0 | 0 | 0 | 0 | 0 | 0 | 0 | 0 | 0 | 0 | 0 | 0 | 0 | 0 | 0 | 0 | 0 | 0 | 0 | 0 | 0 | 0
SA1 | Wind | 0.0019212 | 0.0018918 | 0.0023824 | 0.002375 | 0.0022881 | 0.0022043 | 0.0021293 | 0.0021199 | 0.0020423 | 0.0019675 | 0.0019006 | 0.0018808 | 0.0018119 | 0.0019814 | 0.0019731 | 0.0028045 | 8541.1955 | 18176.5224 | 24147.2361 | 24939.4979 | 24026.4913 | 24231.5005 | 23407.1756 | 22487.5115 | 21664.2694 | 24930.6151 | 24082.5062 | 23136.3012 | 23937.7
SA1 | Solar PV | 0.00025751 | 0.00036566 | 0.00043421 | 0.00047368 | 0.00045634 | 0.00043963 | 0.00044756 | 0.00046195 | 0.00048826 | 0.00052927 | 0.00052293 | 0.00060412 | 0.00061081 | 0.00062661 | 0.0006063 | 0.0006607 | 0.0013422 | 0.0013577 | 0.0014352 | 0.0030602 | 0.0029482 | 593.7284 | 3207.8812 | 3081.843 | 3567.103 | 3436.5155 | 6263.6144 | 7316.1087 | 7048.2745
SA1 | Grid Battery | 0.00016894 | 0.00016275 | 0.00015722 | 0.00015104 | 0.00014551 | 0.00014234 | 0.00015399 | 0.00016724 | 0.00026877 | 0.00025893 | 0.00025012 | 0.00029314 | 0.00028241 | 0.00031602 | 0.00032524 | 0.00070904 | 0.00087096 | 0.00084021 | 1921.3392 | 1845.8495 | 5096.2527 | 4909.6847 | 4820.3122 | 6828.62 | 6578.632 | 6337.7958 | 6122.1916 | 5881.6497 | 5666.3292
SA1 | Pumped Hydro | 0 | 0 | 0.00013609 | 0.00013074 | 0.00012595 | 0.00012134 | 0.00011721 | 0.00011605 | 0.0001118 | 0.00011072 | 0.00010917 | 0.0001222 | 0.00011773 | 0.00012115 | 0.00012216 | 0.00015888 | 0.00020535 | 0.00019871 | 0.00026128 | 0.00025102 | 0.00027093 | 0.00026101 | 0.00025865 | 0.00029095 | 0.00031665 | 0.00030506 | 0.00029468 | 0.00028311 | 0.00027274
SA1 | VPP | 0 | 0 | 0 | 0 | 0 | 0 | 0 | 0 | 0 | 0 | 0 | 0 | 0 | 0 | 0 | 0 | 0 | 0 | 0 | 0 | 0 | 0 | 0 | 0 | 0 | 0 | 0 | 0 | 0
Total excluding storage |  | 0.0022981 | 0.0023724 | 0.0029322 | 0.0029598 | 0.0028514 | 0.002747 | 0.0026765 | 0.0026775 | 0.0026227 | 0.0025865 | 0.0025126 | 0.0025755 | 0.0025129 | 0.0026992 | 0.0026713 | 0.0035693 | 8541.1969 | 18176.5239 | 24147.2378 | 24939.5011 | 24026.4945 | 24825.2291 | 26615.057 | 25653.3698 | 25312.3121 | 28445.1071 | 30421.4445 | 30824.66 | 31344.5969
Region | Technology | 2021-22 | 2022-23 | 2023-24 | 2024-25 | 2025-26 | 2026-27 | 2027-28 | 2028-29 | 2029-30 | 2030-31 | 2031-32 | 2032-33 | 2033-34 | 2034-35 | 2035-36 | 2036-37 | 2037-38 | 2038-39 | 2039-40 | 2040-41 | 2041-42 | 2042-43 | 2043-44 | 2044-45 | 2045-46 | 2046-47 | 2047-48 | 2048-49 | 2049-50
TAS1 | Black Coal | 0 | 0 | 0 | 0 | 0 | 0 | 0 | 0 | 0 | 0 | 0 | 0 | 0 | 0 | 0 | 0 | 0 | 0 | 0 | 0 | 0 | 0 | 0 | 0 | 0 | 0 | 0 | 0 | 0
TAS1 | Brown Coal | 0 | 0 | 0 | 0 | 0 | 0 | 0 | 0 | 0 | 0 | 0 | 0 | 0 | 0 | 0 | 0 | 0 | 0 | 0 | 0 | 0 | 0 | 0 | 0 | 0 | 0 | 0 | 0 | 0
TAS1 | CCGT | 1.6363e-05 | 1.5764e-05 | 1.5228e-05 | 1.463e-05 | 1.4094e-05 | 1.3578e-05 | 1.3116e-05 | 1.2601e-05 | 1.3263e-05 | 1.2778e-05 | 1.2343e-05 | 1.1858e-05 | 1.1424e-05 | 1.1006e-05 | 1.0631e-05 | 1.0214e-05 | 1.0489e-05 | 1.0105e-05 | 1.1005e-05 | 1.0572e-05 | 1.1087e-05 | 1.0681e-05 | 1.0795e-05 | 1.0371e-05 | 9.9916e-06 | 1.0218e-05 | 9.8705e-06 | 1.1074e-05 | 1.0668e-05
TAS1 | Gas - Steam | 0 | 0 | 0 | 0 | 0 | 0 | 0 | 0 | 0 | 0 | 0 | 0 | 0 | 0 | 0 | 0 | 0 | 0 | 0 | 0 | 0 | 0 | 0 | 0 | 0 | 0 | 0 | 0 | 0
TAS1 | OCGT / Diesel | 0.00010244 | 9.8691e-05 | 9.5334e-05 | 9.1588e-05 | 8.8235e-05 | 8.5005e-05 | 8.2113e-05 | 7.8887e-05 | 7.5999e-05 | 7.4237e-05 | 7.4418e-05 | 7.4532e-05 | 7.5017e-05 | 7.4844e-05 | 7.5125e-05 | 7.5129e-05 | 7.5456e-05 | 7.579e-05 | 9.523e-05 | 9.1488e-05 | 8.8139e-05 | 8.4912e-05 | 8.2024e-05 | 7.8801e-05 | 7.6924e-05 | 7.6985e-05 | 7.8027e-05 | 9.6039e-05 | 9.2523e-05
TAS1 | Hydro | 0 | 0 | 0 | 0 | 0 | 0 | 0 | 0 | 0 | 0 | 0 | 0 | 0 | 0 | 0 | 0 | 0 | 0 | 0 | 0 | 0 | 0 | 0 | 0 | 0 | 0 | 0 | 0 | 0
TAS1 | Wind | 0.00092579 | 0.0009111 | 3211.74 | 6174.3644 | 8974.4998 | 11561.3407 | 13984.2519 | 16140.3682 | 18156.0001 | 20002.4248 | 21704.6852 | 23182.2664 | 24578.6438 | 25841.7087 | 27051.8883 | 27996.2136 | 28891.0187 | 29675.0703 | 30485.4039 | 31047.0084 | 29910.4128 | 28815.4266 | 27835.1607 | 26741.5128 | 25762.5364 | 24819.3993 | 23975.0734 | 23033.0889 | 22189.8737
TAS1 | Solar PV | 3.2351e-05 | 4.6258e-05 | 7.245e-05 | 7.7689e-05 | 7.4845e-05 | 8.1162e-05 | 8.8331e-05 | 8.8146e-05 | 9.789e-05 | 0.00011332 | 0.00015842 | 0.00019543 | 0.00022964 | 0.00022123 | 0.00023458 | 0.00022679 | 0.00045187 | 0.00044179 | 0.0004292 | 0.00041233 | 0.00039724 | 0.0003827 | 0.00036968 | 0.00035515 | 0.00034215 | 0.00032963 | 0.00031841 | 0.0003059 | 0.0002947
TAS1 | Grid Battery | 0.00015959 | 0.00015375 | 0.00014852 | 0.00014268 | 0.00013746 | 0.00013609 | 0.00014319 | 0.00015972 | 0.00023962 | 0.00024266 | 0.00023836 | 0.00026545 | 0.00025794 | 0.0002762 | 0.00027585 | 0.00028774 | 0.00030369 | 0.00030376 | 0.00042236 | 0.00040576 | 0.00049308 | 0.00047503 | 0.00045991 | 0.00044311 | 0.00043076 | 0.00045643 | 0.00046361 | 0.00062212 | 0.0006012
TAS1 | Pumped Hydro | 0 | 0 | 0.00039871 | 0.00039157 | 0.00039711 | 0.00041506 | 0.00041941 | 0.00041911 | 0.00049469 | 0.00054629 | 0.00054109 | 0.00072482 | 0.00076251 | 0.00097341 | 0.0010093 | 0.0013647 | 0.013281 | 82.4982 | 301.7152 | 289.8608 | 279.2493 | 269.0263 | 259.8744 | 249.6638 | 240.5239 | 231.7186 | 223.8358 | 265.0604 | 255.3568
TAS1 | VPP | 0 | 0 | 0 | 0 | 0 | 0 | 0 | 0 | 0 | 0 | 0 | 0 | 0 | 0 | 0 | 0 | 0 | 0 | 0 | 0 | 0 | 0 | 0 | 0 | 0 | 0 | 0 | 0 | 0
Total excluding storage |  | 0.0010769 | 0.0010718 | 3211.7402 | 6174.3646 | 8974.5 | 11561.3409 | 13984.2521 | 16140.3684 | 18156.0003 | 20002.425 | 21704.6855 | 23182.2667 | 24578.6441 | 25841.709 | 27051.8887 | 27996.2139 | 28891.0193 | 29675.0708 | 30485.4044 | 31047.009 | 29910.4133 | 28815.4271 | 27835.1612 | 26741.5132 | 25762.5368 | 24819.3997 | 23975.0738 | 23033.0893 | 22189.8741

## Marinus_Fuel Cost
Fuel cost by technology ($000s) - Marinus Link, Slow Change Scenario
Fuel | Real June 2020 dollars discounted to 1 July 2020
Explicitly modelled generation
Region | Technology | 2021-22 | 2022-23 | 2023-24 | 2024-25 | 2025-26 | 2026-27 | 2027-28 | 2028-29 | 2029-30 | 2030-31 | 2031-32 | 2032-33 | 2033-34 | 2034-35 | 2035-36 | 2036-37 | 2037-38 | 2038-39 | 2039-40 | 2040-41 | 2041-42 | 2042-43 | 2043-44 | 2044-45 | 2045-46 | 2046-47 | 2047-48 | 2048-49 | 2049-50
NEM | Black Coal | 1579899.1443 | 1399116.217 | 1333576.2392 | 1270010.4349 | 1221786.7389 | 1068848.9003 | 954985.2524 | 957861.2792 | 610560.991 | 515964.547 | 358312.1382 | 369287.4374 | 385076.0851 | 350147.5449 | 306328.2278 | 316666.5434 | 318709.7101 | 306074.51 | 278351.9816 | 249911.7611 | 228527.7827 | 159163.1742 | 122714.8208 | 92584.2612 | 75075.9644 | 50320.1632 | 46161.3975 | 41837.405 | 38048.5815
NEM | Brown Coal | 205787.1799 | 174511.9609 | 183742.0111 | 100208.3327 | 100137.1775 | 87746.6303 | 67480.4348 | 71828.4336 | 64575.1264 | 66707.2085 | 58538.7535 | 58612.0819 | 58728.46 | 54370.0664 | 52670.5421 | 50270.8426 | 45308.6853 | 47268.4878 | 42832.4579 | 37950.8722 | 41027.6486 | 40545.9464 | 36884.6708 | 36194.7666 | 33317.9892 | 33937.0378 | 13187.6694 | 0 | 0
NEM | CCGT | 203163.1044 | 201904.6166 | 155430.8795 | 159357.3633 | 157446.8994 | 163596.678 | 143553.9139 | 189955.487 | 119894.7723 | 124211.8509 | 131763.1593 | 133969.4449 | 123133.8824 | 110902.972 | 107627.7905 | 102128.7824 | 81579.6474 | 97339.395 | 118487.0897 | 138589.6011 | 107971.1465 | 143761.0081 | 104174.2403 | 98373.9387 | 58954.5457 | 46145.7044 | 44992.2487 | 43672.2894 | 42514.885
NEM | Gas - Steam | 90124.4019 | 91789.7248 | 86344.2032 | 15729.8294 | 14551.2361 | 14971.4231 | 13270.1743 | 16189.174 | 11573.9269 | 11678.0295 | 11942.509 | 12170.903 | 11202.1391 | 10483.9663 | 4595.4231 | 4312.8055 | 5130.7976 | 3936.7244 | 3076.4118 | 3004.5042 | 2911.3252 | 3567.478 | 4738.4315 | 4213.053 | 5778.4385 | 0 | 0 | 0 | 0
NEM | OCGT / Diesel | 2150.474 | 1288.8095 | 6374.8916 | 5974.1395 | 1539.4678 | 6315.51 | 2524.3588 | 18734.6176 | 476.4137 | 223.1215 | 364.5512 | 5134.4396 | 2769.5241 | 998.4442 | 4979.38 | 4825.8616 | 11781.4786 | 7640.9474 | 21806.3476 | 32139.4366 | 25668.7312 | 19743.6981 | 83497.9204 | 47545.2314 | 70169.0416 | 81370.1331 | 142912.6161 | 203102.3226 | 200763.7284
NEM | Hydro | 0 | 0 | 0 | 0 | 0 | 0 | 0 | 0 | 0 | 0 | 0 | 0 | 0 | 0 | 0 | 0 | 0 | 0 | 0 | 0 | 0 | 0 | 0 | 0 | 0 | 0 | 0 | 0 | 0
NEM | Wind | 0 | 0 | 0 | 0 | 0 | 0 | 0 | 0 | 0 | 0 | 0 | 0 | 0 | 0 | 0 | 0 | 0 | 0 | 0 | 0 | 0 | 0 | 0 | 0 | 0 | 0 | 0 | 0 | 0
NEM | Solar PV | 0 | 0 | 0 | 0 | 0 | 0 | 0 | 0 | 0 | 0 | 0 | 0 | 0 | 0 | 0 | 0 | 0 | 0 | 0 | 0 | 0 | 0 | 0 | 0 | 0 | 0 | 0 | 0 | 0
NEM | Grid Battery | 0 | 0 | 0 | 0 | 0 | 0 | 0 | 0 | 0 | 0 | 0 | 0 | 0 | 0 | 0 | 0 | 0 | 0 | 0 | 0 | 0 | 0 | 0 | 0 | 0 | 0 | 0 | 0 | 0
NEM | Pumped Hydro | 0 | 0 | 0 | 0 | 0 | 0 | 0 | 0 | 0 | 0 | 0 | 0 | 0 | 0 | 0 | 0 | 0 | 0 | 0 | 0 | 0 | 0 | 0 | 0 | 0 | 0 | 0 | 0 | 0
NEM | VPP | 0 | 0 | 0 | 0 | 0 | 0 | 0 | 0 | 0 | 0 | 0 | 0 | 0 | 0 | 0 | 0 | 0 | 0 | 0 | 0 | 0 | 0 | 0 | 0 | 0 | 0 | 0 | 0 | 0
Total excluding storage |  | 2081124.3046 | 1868611.3287 | 1765468.2246 | 1551280.0998 | 1495461.5197 | 1341479.1417 | 1181814.1343 | 1254568.9913 | 807081.2303 | 718784.7575 | 560921.1112 | 579174.3069 | 580910.0907 | 526902.9938 | 476201.3636 | 478204.8354 | 462510.319 | 462260.0646 | 464554.2885 | 461596.1752 | 406106.6342 | 366781.3048 | 352010.0839 | 278911.2508 | 243295.9794 | 211773.0386 | 247253.9316 | 288612.017 | 281327.1949
Region | Technology | 2021-22 | 2022-23 | 2023-24 | 2024-25 | 2025-26 | 2026-27 | 2027-28 | 2028-29 | 2029-30 | 2030-31 | 2031-32 | 2032-33 | 2033-34 | 2034-35 | 2035-36 | 2036-37 | 2037-38 | 2038-39 | 2039-40 | 2040-41 | 2041-42 | 2042-43 | 2043-44 | 2044-45 | 2045-46 | 2046-47 | 2047-48 | 2048-49 | 2049-50
NSW1 | Black Coal | 826738.423 | 732632.6 | 643124.1033 | 717423.3081 | 650445.4008 | 591771.5599 | 520474.5324 | 558884.1504 | 268210.8166 | 198211.5177 | 94776.9338 | 85608.3237 | 113740.4114 | 94242.5427 | 72081.7457 | 92806.801 | 101328.0482 | 97015.172 | 88618.172 | 70330.7243 | 59655.9435 | 0 | 0 | 0 | 0 | 0 | 0 | 0 | 0
NSW1 | Brown Coal | 0 | 0 | 0 | 0 | 0 | 0 | 0 | 0 | 0 | 0 | 0 | 0 | 0 | 0 | 0 | 0 | 0 | 0 | 0 | 0 | 0 | 0 | 0 | 0 | 0 | 0 | 0 | 0 | 0
NSW1 | CCGT | 2480.8397 | 2468.5564 | 7330.7282 | 4635.7163 | 4426.4084 | 4321.9053 | 4232.6858 | 4107.9523 | 3898.7678 | 3828.1744 | 3757.5064 | 3636.1941 | 3544.6727 | 3416.5783 | 3371.3027 | 3183.694 | 3144.3326 | 15053.9357 | 32226.8359 | 48221.5658 | 28010.9071 | 43887.363 | 65.3127 | 0.0019431 | 0.001925 | 0.0025181 | 0.002521 | 0.0023905 | 0.0022522
NSW1 | Gas - Steam | 0 | 0 | 0 | 0 | 0 | 0 | 0 | 0 | 0 | 0 | 0 | 0 | 0 | 0 | 0 | 0 | 0 | 0 | 0 | 0 | 0 | 0 | 0 | 0 | 0 | 0 | 0 | 0 | 0
NSW1 | OCGT / Diesel | 0.001593 | 0.0015606 | 376.1081 | 3230.627 | 574.1802 | 1666.8944 | 532.9732 | 736.7543 | 0.0016881 | 6.1306 | 0.0015834 | 1308.4272 | 191.4891 | 296.1168 | 947.8293 | 470.6524 | 1686.7238 | 368.8195 | 4927.0196 | 6754.1911 | 2996.4532 | 3561.3401 | 35526.5502 | 22596.4421 | 30041.0706 | 22428.0622 | 78814.6307 | 94144.1301 | 121106.7238
NSW1 | Hydro | 0 | 0 | 0 | 0 | 0 | 0 | 0 | 0 | 0 | 0 | 0 | 0 | 0 | 0 | 0 | 0 | 0 | 0 | 0 | 0 | 0 | 0 | 0 | 0 | 0 | 0 | 0 | 0 | 0
NSW1 | Wind | 0 | 0 | 0 | 0 | 0 | 0 | 0 | 0 | 0 | 0 | 0 | 0 | 0 | 0 | 0 | 0 | 0 | 0 | 0 | 0 | 0 | 0 | 0 | 0 | 0 | 0 | 0 | 0 | 0
NSW1 | Solar PV | 0 | 0 | 0 | 0 | 0 | 0 | 0 | 0 | 0 | 0 | 0 | 0 | 0 | 0 | 0 | 0 | 0 | 0 | 0 | 0 | 0 | 0 | 0 | 0 | 0 | 0 | 0 | 0 | 0
NSW1 | Grid Battery | 0 | 0 | 0 | 0 | 0 | 0 | 0 | 0 | 0 | 0 | 0 | 0 | 0 | 0 | 0 | 0 | 0 | 0 | 0 | 0 | 0 | 0 | 0 | 0 | 0 | 0 | 0 | 0 | 0
NSW1 | Pumped Hydro | 0 | 0 | 0 | 0 | 0 | 0 | 0 | 0 | 0 | 0 | 0 | 0 | 0 | 0 | 0 | 0 | 0 | 0 | 0 | 0 | 0 | 0 | 0 | 0 | 0 | 0 | 0 | 0 | 0
NSW1 | VPP | 0 | 0 | 0 | 0 | 0 | 0 | 0 | 0 | 0 | 0 | 0 | 0 | 0 | 0 | 0 | 0 | 0 | 0 | 0 | 0 | 0 | 0 | 0 | 0 | 0 | 0 | 0 | 0 | 0
Total excluding storage |  | 829219.2643 | 735101.158 | 650830.9397 | 725289.6514 | 655445.9894 | 597760.3596 | 525240.1914 | 563728.8571 | 272109.5861 | 202045.8227 | 98534.4418 | 90552.945 | 117476.5733 | 97955.2379 | 76400.8777 | 96461.1474 | 106159.1046 | 112437.9273 | 125772.0275 | 125306.4812 | 90663.3037 | 47448.7031 | 35591.8629 | 22596.4441 | 30041.0725 | 22428.0648 | 78814.6333 | 94144.1325 | 121106.726
Region | Technology | 2021-22 | 2022-23 | 2023-24 | 2024-25 | 2025-26 | 2026-27 | 2027-28 | 2028-29 | 2029-30 | 2030-31 | 2031-32 | 2032-33 | 2033-34 | 2034-35 | 2035-36 | 2036-37 | 2037-38 | 2038-39 | 2039-40 | 2040-41 | 2041-42 | 2042-43 | 2043-44 | 2044-45 | 2045-46 | 2046-47 | 2047-48 | 2048-49 | 2049-50
QLD1 | Black Coal | 753160.7213 | 666483.617 | 690452.1359 | 552587.1268 | 571341.3381 | 477077.3404 | 434510.72 | 398977.1287 | 342350.1743 | 317753.0293 | 263535.2043 | 283679.1137 | 271335.6737 | 255905.0021 | 234246.4821 | 223859.7424 | 217381.6619 | 209059.338 | 189733.8096 | 179581.0368 | 168871.8392 | 159163.1742 | 122714.8208 | 92584.2612 | 75075.9644 | 50320.1632 | 46161.3975 | 41837.405 | 38048.5815
QLD1 | Brown Coal | 0 | 0 | 0 | 0 | 0 | 0 | 0 | 0 | 0 | 0 | 0 | 0 | 0 | 0 | 0 | 0 | 0 | 0 | 0 | 0 | 0 | 0 | 0 | 0 | 0 | 0 | 0 | 0 | 0
QLD1 | CCGT | 99873.8664 | 100156.4058 | 110068.9766 | 118902.2242 | 118735.2563 | 125976.212 | 107130.0455 | 154558.1601 | 85853.44 | 90954.0799 | 99299.9164 | 102403.0183 | 92243.8371 | 81153.7451 | 78683.5713 | 74459.8158 | 78435.3118 | 82285.4561 | 86260.2502 | 90368.0316 | 79960.2357 | 99873.6414 | 104108.9234 | 98373.9329 | 58954.5399 | 46145.6979 | 44992.2418 | 43672.2817 | 42514.8776
QLD1 | Gas - Steam | 2551.867 | 2563.7765 | 5130.159 | 5465.1495 | 5645.708 | 5411.662 | 4673.2725 | 7690.48 | 3971.1062 | 4273.8155 | 4545.1135 | 4458.6625 | 4135.2615 | 3807.6912 | 3612.938 | 3418.6832 | 3286.5242 | 3172.2168 | 3076.4118 | 3004.5042 | 2911.3252 | 3567.478 | 4738.4315 | 4213.053 | 5778.4385 | 0 | 0 | 0 | 0
QLD1 | OCGT / Diesel | 0.0028038 | 0.0027549 | 0.0027709 | 1496.5092 | 466.5207 | 2875.4561 | 1384.7751 | 17165.1084 | 476.4024 | 148.6521 | 272.0572 | 2761.3563 | 2357.5039 | 503.4303 | 1654.7898 | 1971.5287 | 4009.1791 | 1947.1463 | 7056.4784 | 2927.734 | 6646.5074 | 4703.5486 | 11128.6281 | 17212.7409 | 33034.8514 | 52809.2873 | 53942.4756 | 80925.7337 | 58108.1893
QLD1 | Hydro | 0 | 0 | 0 | 0 | 0 | 0 | 0 | 0 | 0 | 0 | 0 | 0 | 0 | 0 | 0 | 0 | 0 | 0 | 0 | 0 | 0 | 0 | 0 | 0 | 0 | 0 | 0 | 0 | 0
QLD1 | Wind | 0 | 0 | 0 | 0 | 0 | 0 | 0 | 0 | 0 | 0 | 0 | 0 | 0 | 0 | 0 | 0 | 0 | 0 | 0 | 0 | 0 | 0 | 0 | 0 | 0 | 0 | 0 | 0 | 0
QLD1 | Solar PV | 0 | 0 | 0 | 0 | 0 | 0 | 0 | 0 | 0 | 0 | 0 | 0 | 0 | 0 | 0 | 0 | 0 | 0 | 0 | 0 | 0 | 0 | 0 | 0 | 0 | 0 | 0 | 0 | 0
QLD1 | Grid Battery | 0 | 0 | 0 | 0 | 0 | 0 | 0 | 0 | 0 | 0 | 0 | 0 | 0 | 0 | 0 | 0 | 0 | 0 | 0 | 0 | 0 | 0 | 0 | 0 | 0 | 0 | 0 | 0 | 0
QLD1 | Pumped Hydro | 0 | 0 | 0 | 0 | 0 | 0 | 0 | 0 | 0 | 0 | 0 | 0 | 0 | 0 | 0 | 0 | 0 | 0 | 0 | 0 | 0 | 0 | 0 | 0 | 0 | 0 | 0 | 0 | 0
QLD1 | VPP | 0 | 0 | 0 | 0 | 0 | 0 | 0 | 0 | 0 | 0 | 0 | 0 | 0 | 0 | 0 | 0 | 0 | 0 | 0 | 0 | 0 | 0 | 0 | 0 | 0 | 0 | 0 | 0 | 0
Total excluding storage |  | 855586.4575 | 769203.802 | 805651.2743 | 678451.0097 | 696188.8231 | 611340.6706 | 547698.8131 | 578390.8772 | 432651.1229 | 413129.5768 | 367652.2915 | 393302.1508 | 370072.2762 | 341369.8688 | 318197.7812 | 303709.7701 | 303112.677 | 296464.1572 | 286126.95 | 275881.3066 | 258389.9075 | 267307.8422 | 242690.8038 | 212383.9879 | 172843.7942 | 149275.1484 | 145096.115 | 166435.4204 | 138671.6484
Region | Technology | 2021-22 | 2022-23 | 2023-24 | 2024-25 | 2025-26 | 2026-27 | 2027-28 | 2028-29 | 2029-30 | 2030-31 | 2031-32 | 2032-33 | 2033-34 | 2034-35 | 2035-36 | 2036-37 | 2037-38 | 2038-39 | 2039-40 | 2040-41 | 2041-42 | 2042-43 | 2043-44 | 2044-45 | 2045-46 | 2046-47 | 2047-48 | 2048-49 | 2049-50
VIC1 | Black Coal | 0 | 0 | 0 | 0 | 0 | 0 | 0 | 0 | 0 | 0 | 0 | 0 | 0 | 0 | 0 | 0 | 0 | 0 | 0 | 0 | 0 | 0 | 0 | 0 | 0 | 0 | 0 | 0 | 0
VIC1 | Brown Coal | 205787.1799 | 174511.9609 | 183742.0111 | 100208.3327 | 100137.1775 | 87746.6303 | 67480.4348 | 71828.4336 | 64575.1264 | 66707.2085 | 58538.7535 | 58612.0819 | 58728.46 | 54370.0664 | 52670.5421 | 50270.8426 | 45308.6853 | 47268.4878 | 42832.4579 | 37950.8722 | 41027.6486 | 40545.9464 | 36884.6708 | 36194.7666 | 33317.9892 | 33937.0378 | 13187.6694 | 0 | 0
VIC1 | CCGT | 0.00077274 | 0.00079273 | 0.00082148 | 0.00096576 | 0.00097349 | 0.00093599 | 0.00092103 | 0.00090379 | 0.00087805 | 0.00086564 | 0.00084127 | 0.00088238 | 0.00085647 | 0.00089376 | 0.00086513 | 0.00086042 | 0.0011017 | 0.00111 | 0.0012871 | 0.0013959 | 0.0014014 | 0.0013648 | 0.0015254 | 0.0013886 | 0.0013762 | 0.001464 | 0.0017147 | 0.0022203 | 0.0021399
VIC1 | Gas - Steam | 164.5119 | 0.00026929 | 382.4742 | 1258.3858 | 278.5971 | 1250.0644 | 568.8921 | 644.8812 | 0.00032531 | 0.0003002 | 176.1306 | 703.7811 | 176.7815 | 76.7737 | 982.4851 | 894.1223 | 1844.2734 | 764.5076 | 0 | 0 | 0 | 0 | 0 | 0 | 0 | 0 | 0 | 0 | 0
VIC1 | OCGT / Diesel | 4.986 | 0.0023204 | 205.0195 | 137.0417 | 9.675 | 463.3145 | 156.127 | 0.0030347 | 0.0028945 | 0.0028628 | 0.59361 | 349.2094 | 81.2994 | 0.0026621 | 512.5073 | 635.7283 | 416.3164 | 210.6369 | 1250.3382 | 2401.9557 | 2087.2618 | 578.1056 | 1335.2535 | 3848.9336 | 3290.2179 | 1845.2257 | 1651.2197 | 8062.7568 | 4774.5637
VIC1 | Hydro | 0 | 0 | 0 | 0 | 0 | 0 | 0 | 0 | 0 | 0 | 0 | 0 | 0 | 0 | 0 | 0 | 0 | 0 | 0 | 0 | 0 | 0 | 0 | 0 | 0 | 0 | 0 | 0 | 0
VIC1 | Wind | 0 | 0 | 0 | 0 | 0 | 0 | 0 | 0 | 0 | 0 | 0 | 0 | 0 | 0 | 0 | 0 | 0 | 0 | 0 | 0 | 0 | 0 | 0 | 0 | 0 | 0 | 0 | 0 | 0
VIC1 | Solar PV | 0 | 0 | 0 | 0 | 0 | 0 | 0 | 0 | 0 | 0 | 0 | 0 | 0 | 0 | 0 | 0 | 0 | 0 | 0 | 0 | 0 | 0 | 0 | 0 | 0 | 0 | 0 | 0 | 0
VIC1 | Grid Battery | 0 | 0 | 0 | 0 | 0 | 0 | 0 | 0 | 0 | 0 | 0 | 0 | 0 | 0 | 0 | 0 | 0 | 0 | 0 | 0 | 0 | 0 | 0 | 0 | 0 | 0 | 0 | 0 | 0
VIC1 | Pumped Hydro | 0 | 0 | 0 | 0 | 0 | 0 | 0 | 0 | 0 | 0 | 0 | 0 | 0 | 0 | 0 | 0 | 0 | 0 | 0 | 0 | 0 | 0 | 0 | 0 | 0 | 0 | 0 | 0 | 0
VIC1 | VPP | 0 | 0 | 0 | 0 | 0 | 0 | 0 | 0 | 0 | 0 | 0 | 0 | 0 | 0 | 0 | 0 | 0 | 0 | 0 | 0 | 0 | 0 | 0 | 0 | 0 | 0 | 0 | 0 | 0
Total excluding storage |  | 205956.6786 | 174511.9643 | 184329.5056 | 101603.7612 | 100425.4506 | 89460.0101 | 68205.4548 | 72473.3187 | 64575.1305 | 66707.2126 | 58715.4786 | 59665.0732 | 58986.5417 | 54446.8437 | 54165.5354 | 51800.694 | 47569.2761 | 48243.6335 | 44082.7974 | 40352.8293 | 43114.9117 | 41124.0534 | 38219.9259 | 40043.7016 | 36608.2085 | 35782.265 | 14838.8908 | 8062.759 | 4774.5658
Region | Technology | 2021-22 | 2022-23 | 2023-24 | 2024-25 | 2025-26 | 2026-27 | 2027-28 | 2028-29 | 2029-30 | 2030-31 | 2031-32 | 2032-33 | 2033-34 | 2034-35 | 2035-36 | 2036-37 | 2037-38 | 2038-39 | 2039-40 | 2040-41 | 2041-42 | 2042-43 | 2043-44 | 2044-45 | 2045-46 | 2046-47 | 2047-48 | 2048-49 | 2049-50
SA1 | Black Coal | 0 | 0 | 0 | 0 | 0 | 0 | 0 | 0 | 0 | 0 | 0 | 0 | 0 | 0 | 0 | 0 | 0 | 0 | 0 | 0 | 0 | 0 | 0 | 0 | 0 | 0 | 0 | 0 | 0
SA1 | Brown Coal | 0 | 0 | 0 | 0 | 0 | 0 | 0 | 0 | 0 | 0 | 0 | 0 | 0 | 0 | 0 | 0 | 0 | 0 | 0 | 0 | 0 | 0 | 0 | 0 | 0 | 0 | 0 | 0 | 0
SA1 | CCGT | 100808.3968 | 99279.6528 | 38031.173 | 35819.421 | 34285.233 | 33298.559 | 32191.1809 | 31289.3729 | 30142.5629 | 29429.5949 | 28705.7349 | 27930.2309 | 27345.3709 | 26332.6469 | 25572.9149 | 24485.2709 | 0.0011663 | 0.0012449 | 0.0014598 | 0.0014782 | 0.0015433 | 0.00151 | 0.0018987 | 0.0017037 | 0.0017071 | 0.0018114 | 0.0018545 | 0.0022536 | 0.0021422
SA1 | Gas - Steam | 87408.023 | 89225.948 | 80831.57 | 9006.2941 | 8626.931 | 8309.6967 | 8028.0097 | 7853.8128 | 7602.8203 | 7404.2137 | 7221.2649 | 7008.4594 | 6890.0961 | 6599.5013 | 0 | 0 | 0 | 0 | 0 | 0 | 0 | 0 | 0 | 0 | 0 | 0 | 0 | 0 | 0
SA1 | OCGT / Diesel | 2145.4826 | 1288.8019 | 5793.7603 | 1109.9607 | 489.0908 | 1309.8441 | 450.4826 | 832.7509 | 0.0057641 | 68.335 | 91.8978 | 715.4457 | 139.2307 | 198.8933 | 1864.2526 | 1747.9512 | 5669.2583 | 5114.3436 | 8565.8163 | 20053.5346 | 13932.1844 | 10900.7029 | 35458.9115 | 3883.6696 | 3802.901 | 4265.779 | 8495.3449 | 19931.3653 | 16746.2477
SA1 | Hydro | 0 | 0 | 0 | 0 | 0 | 0 | 0 | 0 | 0 | 0 | 0 | 0 | 0 | 0 | 0 | 0 | 0 | 0 | 0 | 0 | 0 | 0 | 0 | 0 | 0 | 0 | 0 | 0 | 0
SA1 | Wind | 0 | 0 | 0 | 0 | 0 | 0 | 0 | 0 | 0 | 0 | 0 | 0 | 0 | 0 | 0 | 0 | 0 | 0 | 0 | 0 | 0 | 0 | 0 | 0 | 0 | 0 | 0 | 0 | 0
SA1 | Solar PV | 0 | 0 | 0 | 0 | 0 | 0 | 0 | 0 | 0 | 0 | 0 | 0 | 0 | 0 | 0 | 0 | 0 | 0 | 0 | 0 | 0 | 0 | 0 | 0 | 0 | 0 | 0 | 0 | 0
SA1 | Grid Battery | 0 | 0 | 0 | 0 | 0 | 0 | 0 | 0 | 0 | 0 | 0 | 0 | 0 | 0 | 0 | 0 | 0 | 0 | 0 | 0 | 0 | 0 | 0 | 0 | 0 | 0 | 0 | 0 | 0
SA1 | Pumped Hydro | 0 | 0 | 0 | 0 | 0 | 0 | 0 | 0 | 0 | 0 | 0 | 0 | 0 | 0 | 0 | 0 | 0 | 0 | 0 | 0 | 0 | 0 | 0 | 0 | 0 | 0 | 0 | 0 | 0
SA1 | VPP | 0 | 0 | 0 | 0 | 0 | 0 | 0 | 0 | 0 | 0 | 0 | 0 | 0 | 0 | 0 | 0 | 0 | 0 | 0 | 0 | 0 | 0 | 0 | 0 | 0 | 0 | 0 | 0 | 0
Total excluding storage |  | 190361.9025 | 189794.4027 | 124656.5033 | 45935.6757 | 43401.2548 | 42918.0997 | 40669.6732 | 39975.9365 | 37745.389 | 36902.1436 | 36018.8975 | 35654.136 | 34374.6977 | 33131.0416 | 27437.1675 | 26233.2221 | 5669.2594 | 5114.3448 | 8565.8178 | 20053.536 | 13932.186 | 10900.7044 | 35458.9134 | 3883.6713 | 3802.9027 | 4265.7809 | 8495.3468 | 19931.3675 | 16746.2499
Region | Technology | 2021-22 | 2022-23 | 2023-24 | 2024-25 | 2025-26 | 2026-27 | 2027-28 | 2028-29 | 2029-30 | 2030-31 | 2031-32 | 2032-33 | 2033-34 | 2034-35 | 2035-36 | 2036-37 | 2037-38 | 2038-39 | 2039-40 | 2040-41 | 2041-42 | 2042-43 | 2043-44 | 2044-45 | 2045-46 | 2046-47 | 2047-48 | 2048-49 | 2049-50
TAS1 | Black Coal | 0 | 0 | 0 | 0 | 0 | 0 | 0 | 0 | 0 | 0 | 0 | 0 | 0 | 0 | 0 | 0 | 0 | 0 | 0 | 0 | 0 | 0 | 0 | 0 | 0 | 0 | 0 | 0 | 0
TAS1 | Brown Coal | 0 | 0 | 0 | 0 | 0 | 0 | 0 | 0 | 0 | 0 | 0 | 0 | 0 | 0 | 0 | 0 | 0 | 0 | 0 | 0 | 0 | 0 | 0 | 0 | 0 | 0 | 0 | 0 | 0
TAS1 | CCGT | 0.00077946 | 0.0007899 | 0.00080868 | 0.00080448 | 0.00078177 | 0.00075501 | 0.00075805 | 0.00075997 | 0.00080439 | 0.00080262 | 0.00078473 | 0.00079893 | 0.00079096 | 0.0007853 | 0.0007708 | 0.00076649 | 0.00077885 | 0.0007719 | 0.00081785 | 0.00079105 | 0.00081643 | 0.00080265 | 0.00080924 | 0.00077457 | 0.00075437 | 0.00076484 | 0.00075997 | 0.00082563 | 0.00080576
TAS1 | Gas - Steam | 0 | 0 | 0 | 0 | 0 | 0 | 0 | 0 | 0 | 0 | 0 | 0 | 0 | 0 | 0 | 0 | 0 | 0 | 0 | 0 | 0 | 0 | 0 | 0 | 0 | 0 | 0 | 0 | 0
TAS1 | OCGT / Diesel | 0.00096148 | 0.000955 | 0.00096229 | 0.00096469 | 0.0009534 | 0.00094345 | 0.00095133 | 0.00095379 | 0.0010101 | 0.0010144 | 0.00098298 | 0.0010207 | 0.0010093 | 0.0010148 | 0.00099644 | 0.00099423 | 0.0010438 | 0.0010285 | 6.695 | 2.0213 | 6.3245 | 0.00082938 | 48.5771 | 3.4451 | 0.00076586 | 21.7788 | 8.9451 | 38.3367 | 28.004
TAS1 | Hydro | 0 | 0 | 0 | 0 | 0 | 0 | 0 | 0 | 0 | 0 | 0 | 0 | 0 | 0 | 0 | 0 | 0 | 0 | 0 | 0 | 0 | 0 | 0 | 0 | 0 | 0 | 0 | 0 | 0
TAS1 | Wind | 0 | 0 | 0 | 0 | 0 | 0 | 0 | 0 | 0 | 0 | 0 | 0 | 0 | 0 | 0 | 0 | 0 | 0 | 0 | 0 | 0 | 0 | 0 | 0 | 0 | 0 | 0 | 0 | 0
TAS1 | Solar PV | 0 | 0 | 0 | 0 | 0 | 0 | 0 | 0 | 0 | 0 | 0 | 0 | 0 | 0 | 0 | 0 | 0 | 0 | 0 | 0 | 0 | 0 | 0 | 0 | 0 | 0 | 0 | 0 | 0
TAS1 | Grid Battery | 0 | 0 | 0 | 0 | 0 | 0 | 0 | 0 | 0 | 0 | 0 | 0 | 0 | 0 | 0 | 0 | 0 | 0 | 0 | 0 | 0 | 0 | 0 | 0 | 0 | 0 | 0 | 0 | 0
TAS1 | Pumped Hydro | 0 | 0 | 0 | 0 | 0 | 0 | 0 | 0 | 0 | 0 | 0 | 0 | 0 | 0 | 0 | 0 | 0 | 0 | 0 | 0 | 0 | 0 | 0 | 0 | 0 | 0 | 0 | 0 | 0
TAS1 | VPP | 0 | 0 | 0 | 0 | 0 | 0 | 0 | 0 | 0 | 0 | 0 | 0 | 0 | 0 | 0 | 0 | 0 | 0 | 0 | 0 | 0 | 0 | 0 | 0 | 0 | 0 | 0 | 0 | 0
Total excluding storage |  | 0.0017409 | 0.0017449 | 0.001771 | 0.0017692 | 0.0017352 | 0.0016985 | 0.0017094 | 0.0017138 | 0.0018145 | 0.0018171 | 0.0017677 | 0.0018197 | 0.0018002 | 0.0018001 | 0.0017672 | 0.0017607 | 0.0018226 | 0.0018004 | 6.6958 | 2.022 | 6.3253 | 0.001632 | 48.5779 | 3.4459 | 0.0015202 | 21.7796 | 8.9458 | 38.3376 | 28.0048

## Marinus_Build Cost
New generation build cost (CAPEX) by technology ($000s) - Marinus Link, Slow Change Scenario
CAPEX (Install) | Real June 2020 dollars discounted to 1 July 2020. The total capital costs are annualised for modelling purposes.
Explicitly modelled generation
Region | Technology | 2021-22 | 2022-23 | 2023-24 | 2024-25 | 2025-26 | 2026-27 | 2027-28 | 2028-29 | 2029-30 | 2030-31 | 2031-32 | 2032-33 | 2033-34 | 2034-35 | 2035-36 | 2036-37 | 2037-38 | 2038-39 | 2039-40 | 2040-41 | 2041-42 | 2042-43 | 2043-44 | 2044-45 | 2045-46 | 2046-47 | 2047-48 | 2048-49 | 2049-50
NEM | Black Coal | 0 | 0 | 0 | 0 | 0 | 0 | 0 | 0 | 0 | 0 | 0 | 0 | 0 | 0 | 0 | 0 | 0 | 0 | 0 | 0 | 0 | 0 | 0 | 0 | 0 | 0 | 0 | 0 | 0
NEM | Brown Coal | 0 | 0 | 0 | 0 | 0 | 0 | 0 | 0 | 0 | 0 | 0 | 0 | 0 | 0 | 0 | 0 | 0 | 0 | 0 | 0 | 0 | 0 | 0 | 0 | 0 | 0 | 0 | 0 | 0
NEM | CCGT | 0.0010898 | 0.0010499 | 0.0010652 | 0.0011174 | 0.0010765 | 0.0010514 | 0.0010156 | 0.00099585 | 0.00097148 | 0.00093592 | 0.00090408 | 0.00092001 | 0.00088633 | 0.00089113 | 0.00086081 | 0.00084664 | 0.001035 | 0.0010767 | 0.0012368 | 0.0012315 | 0.0013118 | 0.0013217 | 0.0015108 | 0.0014514 | 0.0015599 | 0.0012606 | 0.0012838 | 0.0014259 | 0.0013367
NEM | Gas - Steam | 0 | 0 | 0 | 0 | 0 | 0 | 0 | 0 | 0 | 0 | 0 | 0 | 0 | 0 | 0 | 0 | 0 | 0 | 0 | 0 | 0 | 0 | 0 | 0 | 0 | 0 | 0 | 0 | 0
NEM | OCGT / Diesel | 0.0037689 | 0.0036309 | 0.0035074 | 0.0033696 | 0.0032462 | 0.0031274 | 0.003021 | 0.0029076 | 0.0028012 | 0.0027234 | 0.0027204 | 0.0027373 | 0.0027467 | 0.0027435 | 0.002759 | 0.0028768 | 0.0028693 | 0.0028437 | 0.004205 | 0.0040398 | 0.0052585 | 0.005066 | 0.0065393 | 11139.9551 | 10732.1351 | 24234.9122 | 23410.4699 | 52434.0396 | 50514.4891
NEM | Hydro | 0 | 0 | 0 | 0 | 0 | 0 | 0 | 0 | 0 | 0 | 0 | 0 | 0 | 0 | 0 | 0 | 0 | 0 | 0 | 0 | 0 | 0 | 0 | 0 | 0 | 0 | 0 | 0 | 0
NEM | Wind | 0.050143 | 66811.4924 | 142863.5153 | 270085.5122 | 331773.335 | 398383.5114 | 461002.0345 | 477042.0428 | 470640.536 | 463978.2153 | 555522.2703 | 543361.7305 | 532682.4259 | 521921.3008 | 512513.1943 | 500308.6995 | 614131.5583 | 644458.863 | 656521.5577 | 666327.1232 | 754999.2879 | 871191.7319 | 890172.7165 | 855197.7147 | 884241.5976 | 919234.1106 | 945505.3461 | 922750.8433 | 872768.9619
NEM | Solar PV | 0.0042455 | 0.0066105 | 0.0072631 | 0.00827 | 0.0081908 | 0.014982 | 21656.581 | 53057.7224 | 87072.0179 | 117569.7872 | 224806.0351 | 215973.3701 | 208066.8311 | 200449.7413 | 193630.6842 | 186022.9035 | 179212.8205 | 172652.0435 | 166778.6308 | 160225.8769 | 154360.1901 | 187792.7778 | 194210.2963 | 186579.7424 | 194766.9943 | 255419.2525 | 273107.2445 | 276897.4228 | 295029.657
NEM | Grid Battery | 0.0076461 | 0.0073661 | 0.0071156 | 0.006836 | 0.0066022 | 0.0064605 | 0.0070744 | 0.0083412 | 0.01532 | 0.01485 | 0.01439 | 0.014911 | 0.015337 | 0.015441 | 0.015181 | 0.016982 | 14812.0463 | 14269.7948 | 22422.6449 | 21541.6556 | 78402.0868 | 82587.6482 | 83609.4238 | 124278.3146 | 122779.8913 | 118839.0649 | 114796.3037 | 129302.9463 | 133222.7797
NEM | Pumped Hydro | 0 | 0 | 0.011162 | 0.011696 | 0.011877 | 0.012313 | 0.012043 | 0.012943 | 230474.5492 | 222037.1388 | 214483.7048 | 206056.6074 | 198513.1105 | 191245.7736 | 184739.8249 | 177481.3709 | 170984.1195 | 165340.1905 | 171247.4068 | 164519.0684 | 161748.0431 | 179421.8927 | 173318.1788 | 166508.4811 | 202162.2086 | 263867.1253 | 273788.1915 | 282894.9055 | 272538.4449
NEM | VPP | 0 | 0 | 0 | 0 | 0 | 0 | 0 | 0 | 0 | 0 | 0 | 0 | 0 | 0 | 0 | 0 | 0 | 0 | 0 | 0 | 0 | 0 | 0 | 0 | 0 | 0 | 0 | 0 | 0
Total excluding storage |  | 0.059247 | 66811.5037 | 142863.5272 | 270085.5249 | 331773.3475 | 398383.5306 | 482658.6196 | 530099.769 | 557712.5577 | 581548.0062 | 780328.3091 | 759335.1042 | 740749.2606 | 722371.0458 | 706143.8821 | 686331.6068 | 793344.3827 | 817110.9104 | 823300.1939 | 826553.0053 | 909359.4845 | 1058984.516 | 1084383.0209 | 1052917.4136 | 1089740.7285 | 1198888.2766 | 1242023.0617 | 1252082.3072 | 1218313.1093
Region | Technology | 2021-22 | 2022-23 | 2023-24 | 2024-25 | 2025-26 | 2026-27 | 2027-28 | 2028-29 | 2029-30 | 2030-31 | 2031-32 | 2032-33 | 2033-34 | 2034-35 | 2035-36 | 2036-37 | 2037-38 | 2038-39 | 2039-40 | 2040-41 | 2041-42 | 2042-43 | 2043-44 | 2044-45 | 2045-46 | 2046-47 | 2047-48 | 2048-49 | 2049-50
NSW1 | Black Coal | 0 | 0 | 0 | 0 | 0 | 0 | 0 | 0 | 0 | 0 | 0 | 0 | 0 | 0 | 0 | 0 | 0 | 0 | 0 | 0 | 0 | 0 | 0 | 0 | 0 | 0 | 0 | 0 | 0
NSW1 | Brown Coal | 0 | 0 | 0 | 0 | 0 | 0 | 0 | 0 | 0 | 0 | 0 | 0 | 0 | 0 | 0 | 0 | 0 | 0 | 0 | 0 | 0 | 0 | 0 | 0 | 0 | 0 | 0 | 0 | 0
NSW1 | CCGT | 0.00024134 | 0.00023251 | 0.0002246 | 0.00023693 | 0.00022825 | 0.0002199 | 0.00021242 | 0.00020407 | 0.0001966 | 0.0001894 | 0.00018296 | 0.00019041 | 0.00018344 | 0.00018933 | 0.00018289 | 0.0001757 | 0.00022575 | 0.00026073 | 0.00030947 | 0.00029731 | 0.00033884 | 0.00032643 | 0.00042793 | 0.00041112 | 0.00039607 | 0.00042137 | 0.00040704 | 0.00039104 | 0.00036841
NSW1 | Gas - Steam | 0 | 0 | 0 | 0 | 0 | 0 | 0 | 0 | 0 | 0 | 0 | 0 | 0 | 0 | 0 | 0 | 0 | 0 | 0 | 0 | 0 | 0 | 0 | 0 | 0 | 0 | 0 | 0 | 0
NSW1 | OCGT / Diesel | 0.00075256 | 0.00072501 | 0.00070035 | 0.00067283 | 0.0006482 | 0.00062447 | 0.00060322 | 0.00057952 | 0.00055831 | 0.00054429 | 0.00054297 | 0.00054682 | 0.00054761 | 0.00054904 | 0.00054895 | 0.00054914 | 0.00056067 | 0.00056861 | 0.00078322 | 0.00075245 | 0.0013111 | 0.0012631 | 0.0026521 | 10607.1137 | 10218.7994 | 9844.7005 | 9509.7957 | 20531.3585 | 19779.7289
NSW1 | Hydro | 0 | 0 | 0 | 0 | 0 | 0 | 0 | 0 | 0 | 0 | 0 | 0 | 0 | 0 | 0 | 0 | 0 | 0 | 0 | 0 | 0 | 0 | 0 | 0 | 0 | 0 | 0 | 0 | 0
NSW1 | Wind | 0.0085685 | 66811.4515 | 128556.0299 | 184507.5137 | 236222.9119 | 284871.6428 | 302359.0108 | 299227.4161 | 288273.0409 | 277719.6929 | 365472.5657 | 351113.0893 | 338259.2386 | 325875.9528 | 314790.048 | 302421.8959 | 291350.5745 | 286189.5254 | 276453.705 | 265591.8019 | 356347.8166 | 441771.1583 | 432214.939 | 415233.1439 | 400031.9376 | 403271.6543 | 364438.9662 | 325007.7305 | 289113.1039
NSW1 | Solar PV | 0.00095296 | 0.0020684 | 0.0021076 | 0.0023676 | 0.0025045 | 0.0093345 | 21656.5752 | 53057.7159 | 87072.0101 | 117569.7793 | 224806.0273 | 215973.362 | 208066.8229 | 200449.7333 | 193630.6764 | 186022.8957 | 179212.8092 | 172652.0322 | 166778.6194 | 160225.8603 | 154360.1739 | 160328.7787 | 158643.0397 | 152409.9289 | 150307.6388 | 183682.0822 | 189630.7489 | 182180.126 | 181548.3414
NSW1 | Grid Battery | 0.0024668 | 0.0023765 | 0.0022956 | 0.0022055 | 0.0021247 | 0.0020469 | 0.0022241 | 0.0022436 | 0.007902 | 0.0076127 | 0.0073705 | 0.0073037 | 0.0070363 | 0.0068951 | 0.006749 | 0.0065818 | 0.0065369 | 0.0063898 | 0.0070953 | 0.0068166 | 0.010381 | 0.010001 | 3125.1508 | 10278.9983 | 12953.9603 | 13033.736 | 12590.344 | 12095.6677 | 11652.8564
NSW1 | Pumped Hydro | 0 | 0 | 0.0030542 | 0.0031694 | 0.0030533 | 0.0031311 | 0.0030386 | 0.003077 | 230474.539 | 222037.1285 | 214483.6947 | 206056.5958 | 198513.0983 | 191245.7597 | 184739.8109 | 177481.3538 | 170983.9636 | 164724.4354 | 159120.7104 | 152868.8319 | 147272.4798 | 141881.0019 | 137054.3834 | 131669.4955 | 126849.2265 | 122205.4207 | 118048.1404 | 113410.0098 | 109258.1984
NSW1 | VPP | 0 | 0 | 0 | 0 | 0 | 0 | 0 | 0 | 0 | 0 | 0 | 0 | 0 | 0 | 0 | 0 | 0 | 0 | 0 | 0 | 0 | 0 | 0 | 0 | 0 | 0 | 0 | 0 | 0
Total excluding storage |  | 0.010515 | 66811.4546 | 128556.0329 | 184507.517 | 236222.9153 | 284871.653 | 324015.5868 | 352285.1327 | 375345.0517 | 395289.473 | 590278.5937 | 567086.452 | 546326.0623 | 526325.6869 | 508420.7251 | 488444.7923 | 470563.3844 | 458841.5584 | 443232.3254 | 425817.6633 | 510707.9921 | 602099.9385 | 590857.9817 | 578250.1868 | 560558.3762 | 596798.4374 | 563579.5113 | 527719.2154 | 490441.1745
Region | Technology | 2021-22 | 2022-23 | 2023-24 | 2024-25 | 2025-26 | 2026-27 | 2027-28 | 2028-29 | 2029-30 | 2030-31 | 2031-32 | 2032-33 | 2033-34 | 2034-35 | 2035-36 | 2036-37 | 2037-38 | 2038-39 | 2039-40 | 2040-41 | 2041-42 | 2042-43 | 2043-44 | 2044-45 | 2045-46 | 2046-47 | 2047-48 | 2048-49 | 2049-50
QLD1 | Black Coal | 0 | 0 | 0 | 0 | 0 | 0 | 0 | 0 | 0 | 0 | 0 | 0 | 0 | 0 | 0 | 0 | 0 | 0 | 0 | 0 | 0 | 0 | 0 | 0 | 0 | 0 | 0 | 0 | 0
QLD1 | Brown Coal | 0 | 0 | 0 | 0 | 0 | 0 | 0 | 0 | 0 | 0 | 0 | 0 | 0 | 0 | 0 | 0 | 0 | 0 | 0 | 0 | 0 | 0 | 0 | 0 | 0 | 0 | 0 | 0 | 0
QLD1 | CCGT | 0.00026518 | 0.00025547 | 0.00024678 | 0.00027864 | 0.00026844 | 0.00027288 | 0.0002636 | 0.00027341 | 0.0002634 | 0.00025375 | 0.00024512 | 0.00024405 | 0.00023512 | 0.00022651 | 0.00021881 | 0.0002188 | 0.0002606 | 0.00026496 | 0.00028547 | 0.00027425 | 0.00028794 | 0.00033532 | 0.00033138 | 0.00031836 | 0.00046193 | 0.00034071 | 0.00032912 | 0.00031619 | 0.00028827
QLD1 | Gas - Steam | 0 | 0 | 0 | 0 | 0 | 0 | 0 | 0 | 0 | 0 | 0 | 0 | 0 | 0 | 0 | 0 | 0 | 0 | 0 | 0 | 0 | 0 | 0 | 0 | 0 | 0 | 0 | 0 | 0
QLD1 | OCGT / Diesel | 0.00077412 | 0.00074578 | 0.00072041 | 0.0006921 | 0.00066677 | 0.00064236 | 0.0006205 | 0.00060145 | 0.00057943 | 0.00055822 | 0.00055652 | 0.00056283 | 0.00056658 | 0.00056092 | 0.00056391 | 0.00056446 | 0.00058848 | 0.00058088 | 0.00077064 | 0.00074036 | 0.00073424 | 0.00070736 | 0.0006833 | 0.00066689 | 0.0015737 | 13895.671 | 13422.9572 | 29555.1736 | 28473.1923
QLD1 | Hydro | 0 | 0 | 0 | 0 | 0 | 0 | 0 | 0 | 0 | 0 | 0 | 0 | 0 | 0 | 0 | 0 | 0 | 0 | 0 | 0 | 0 | 0 | 0 | 0 | 0 | 0 | 0 | 0 | 0
QLD1 | Wind | 0.023586 | 0.023089 | 0.023029 | 58185.2608 | 56055.1701 | 62903.8656 | 97683.351 | 107712.306 | 103769.081 | 99970.2131 | 96569.3476 | 92775.1223 | 89378.7306 | 86106.677 | 83177.4322 | 79909.3776 | 167039.5504 | 160924.4225 | 155449.9687 | 157753.8856 | 164565.3092 | 193862.2843 | 208910.9991 | 200702.852 | 202509.6926 | 229413.0051 | 221608.6526 | 212901.6124 | 199049.7084
QLD1 | Solar PV | 0.0014304 | 0.0020566 | 0.002237 | 0.0024507 | 0.002361 | 0.0024079 | 0.0025264 | 0.0031785 | 0.0043488 | 0.0041896 | 0.0040471 | 0.0038881 | 0.0037458 | 0.0036086 | 0.0034893 | 0.0033522 | 0.0037297 | 0.0035932 | 0.003471 | 0.0034617 | 0.0035863 | 25761.2998 | 26360.424 | 25324.7188 | 34264.6404 | 61915.6714 | 59809.3751 | 57459.4549 | 71076.0531
QLD1 | Grid Battery | 0.0012608 | 0.0012146 | 0.0011733 | 0.0011272 | 0.001086 | 0.0010462 | 0.0013281 | 0.0023739 | 0.0022982 | 0.0022141 | 0.0021388 | 0.0022122 | 0.0030923 | 0.0029791 | 0.0028777 | 0.0027647 | 14812.031 | 14269.7794 | 13784.3388 | 13242.7499 | 39443.308 | 45055.1058 | 43522.3857 | 56856.4784 | 54775.0274 | 52769.7761 | 50974.6121 | 48971.8108 | 55832.4791
QLD1 | Pumped Hydro | 0 | 0 | 0.0015377 | 0.0017932 | 0.0018528 | 0.0020658 | 0.0019956 | 0.0029632 | 0.0028547 | 0.0027502 | 0.0026566 | 0.0025522 | 0.0030213 | 0.0029107 | 0.0028117 | 0.0027012 | 0.051514 | 0.049628 | 0.047939 | 0.046056 | 3251.8723 | 26728.0864 | 25818.8293 | 24804.4033 | 59307.5149 | 126242.1794 | 121947.5735 | 117156.2336 | 112867.2772
QLD1 | VPP | 0 | 0 | 0 | 0 | 0 | 0 | 0 | 0 | 0 | 0 | 0 | 0 | 0 | 0 | 0 | 0 | 0 | 0 | 0 | 0 | 0 | 0 | 0 | 0 | 0 | 0 | 0 | 0 | 0
Total excluding storage |  | 0.026055 | 0.026147 | 0.026233 | 58185.2642 | 56055.1733 | 62903.8689 | 97683.3544 | 107712.31 | 103769.0862 | 99970.2181 | 96569.3525 | 92775.127 | 89378.7352 | 86106.6814 | 83177.4365 | 79909.3817 | 167039.5549 | 160924.4269 | 155449.9733 | 157753.8901 | 164565.3138 | 219623.5851 | 235271.4241 | 226027.5718 | 236774.3351 | 305224.3479 | 294840.9852 | 299916.2412 | 298598.9541
Region | Technology | 2021-22 | 2022-23 | 2023-24 | 2024-25 | 2025-26 | 2026-27 | 2027-28 | 2028-29 | 2029-30 | 2030-31 | 2031-32 | 2032-33 | 2033-34 | 2034-35 | 2035-36 | 2036-37 | 2037-38 | 2038-39 | 2039-40 | 2040-41 | 2041-42 | 2042-43 | 2043-44 | 2044-45 | 2045-46 | 2046-47 | 2047-48 | 2048-49 | 2049-50
VIC1 | Black Coal | 0 | 0 | 0 | 0 | 0 | 0 | 0 | 0 | 0 | 0 | 0 | 0 | 0 | 0 | 0 | 0 | 0 | 0 | 0 | 0 | 0 | 0 | 0 | 0 | 0 | 0 | 0 | 0 | 0
VIC1 | Brown Coal | 0 | 0 | 0 | 0 | 0 | 0 | 0 | 0 | 0 | 0 | 0 | 0 | 0 | 0 | 0 | 0 | 0 | 0 | 0 | 0 | 0 | 0 | 0 | 0 | 0 | 0 | 0 | 0 | 0
VIC1 | CCGT | 0.00020491 | 0.00019741 | 0.00019069 | 0.00021451 | 0.00020666 | 0.00019909 | 0.00019232 | 0.00018476 | 0.000178 | 0.00017148 | 0.00016565 | 0.00017059 | 0.00016434 | 0.00016864 | 0.00016291 | 0.00015651 | 0.00020308 | 0.00019564 | 0.00023088 | 0.00025109 | 0.00025458 | 0.00024526 | 0.00026745 | 0.00025694 | 0.00024753 | 0.00017841 | 0.00022365 | 0.0003173 | 0.00029336
VIC1 | Gas - Steam | 0 | 0 | 0 | 0 | 0 | 0 | 0 | 0 | 0 | 0 | 0 | 0 | 0 | 0 | 0 | 0 | 0 | 0 | 0 | 0 | 0 | 0 | 0 | 0 | 0 | 0 | 0 | 0 | 0
VIC1 | OCGT / Diesel | 0.00074948 | 0.00072204 | 0.00069748 | 0.00067007 | 0.00064554 | 0.00062191 | 0.00060075 | 0.00057715 | 0.00055602 | 0.00054154 | 0.00054146 | 0.00054382 | 0.00054549 | 0.00054569 | 0.00054771 | 0.00058232 | 0.000561 | 0.00055592 | 0.00092661 | 0.0008902 | 0.0011959 | 0.0011522 | 0.0011175 | 0.0018198 | 0.0017532 | 0.0013942 | 0.0013467 | 0.0016867 | 0.001625
VIC1 | Hydro | 0 | 0 | 0 | 0 | 0 | 0 | 0 | 0 | 0 | 0 | 0 | 0 | 0 | 0 | 0 | 0 | 0 | 0 | 0 | 0 | 0 | 0 | 0 | 0 | 0 | 0 | 0 | 0 | 0
VIC1 | Wind | 0.0050038 | 0.0049689 | 0.0049595 | 0.0060529 | 0.0058313 | 0.0056178 | 0.0054267 | 0.0053122 | 0.005143 | 0.0049801 | 0.0048324 | 0.0047721 | 0.0046038 | 0.0049474 | 0.0048337 | 0.0054234 | 0.0088497 | 0.013745 | 0.015721 | 13329.9877 | 12841.992 | 18097.0091 | 38983.2624 | 37451.6037 | 87277.8905 | 84090.8748 | 163886.5445 | 202566.7776 | 208127.5547
VIC1 | Solar PV | 0.00040039 | 0.00045387 | 0.00046709 | 0.00081537 | 0.00078552 | 0.00075677 | 0.00076141 | 0.00076374 | 0.00079557 | 0.00084674 | 0.00084369 | 0.00093893 | 0.00094899 | 0.00093588 | 0.00091761 | 0.00095264 | 0.0012324 | 0.0013817 | 0.001467 | 0.0017492 | 0.0016852 | 0.0023159 | 0.0030371 | 0.0029178 | 0.0030984 | 0.0043647 | 6231.5229 | 17045.4922 | 22932.8635
VIC1 | Grid Battery | 0.0012898 | 0.0012426 | 0.0012003 | 0.0011532 | 0.0011275 | 0.0011485 | 0.0012074 | 0.0012656 | 0.0017178 | 0.0016842 | 0.0016357 | 0.0018268 | 0.0017599 | 0.0018959 | 0.0018693 | 0.002106 | 0.002449 | 0.0028577 | 0.031154 | 0.029935 | 16469.197 | 15866.2785 | 15702.9733 | 27487.8379 | 26481.5395 | 25512.0804 | 24644.1903 | 42692.9237 | 41129.9841
VIC1 | Pumped Hydro | 0 | 0 | 0.0015851 | 0.0018816 | 0.0021507 | 0.0022357 | 0.0021596 | 0.0020748 | 0.0019988 | 0.0019256 | 0.0018601 | 0.0020044 | 0.001931 | 0.0020744 | 0.002013 | 0.0021189 | 0.0052379 | 0.0050704 | 9877.8762 | 9489.7729 | 9142.3633 | 8807.6718 | 8508.0455 | 8173.763 | 14212.7699 | 13692.4566 | 32124.1616 | 50358.8944 | 48515.3126
VIC1 | VPP | 0 | 0 | 0 | 0 | 0 | 0 | 0 | 0 | 0 | 0 | 0 | 0 | 0 | 0 | 0 | 0 | 0 | 0 | 0 | 0 | 0 | 0 | 0 | 0 | 0 | 0 | 0 | 0 | 0
Total excluding storage |  | 0.0063586 | 0.0063422 | 0.0063147 | 0.0077529 | 0.007469 | 0.0071956 | 0.0069812 | 0.0068379 | 0.0066725 | 0.0065398 | 0.0063832 | 0.0064254 | 0.0062627 | 0.0065976 | 0.0064619 | 0.0071149 | 0.010846 | 0.015878 | 0.018345 | 13329.9906 | 12841.9952 | 18097.0128 | 38983.2668 | 37451.6087 | 87277.8956 | 84090.8807 | 170118.0689 | 219612.2718 | 231060.4201
Region | Technology | 2021-22 | 2022-23 | 2023-24 | 2024-25 | 2025-26 | 2026-27 | 2027-28 | 2028-29 | 2029-30 | 2030-31 | 2031-32 | 2032-33 | 2033-34 | 2034-35 | 2035-36 | 2036-37 | 2037-38 | 2038-39 | 2039-40 | 2040-41 | 2041-42 | 2042-43 | 2043-44 | 2044-45 | 2045-46 | 2046-47 | 2047-48 | 2048-49 | 2049-50
SA1 | Black Coal | 0 | 0 | 0 | 0 | 0 | 0 | 0 | 0 | 0 | 0 | 0 | 0 | 0 | 0 | 0 | 0 | 0 | 0 | 0 | 0 | 0 | 0 | 0 | 0 | 0 | 0 | 0 | 0 | 0
SA1 | Brown Coal | 0 | 0 | 0 | 0 | 0 | 0 | 0 | 0 | 0 | 0 | 0 | 0 | 0 | 0 | 0 | 0 | 0 | 0 | 0 | 0 | 0 | 0 | 0 | 0 | 0 | 0 | 0 | 0 | 0
SA1 | CCGT | 0.00019952 | 0.00019222 | 0.00023672 | 0.00022742 | 0.0002191 | 0.00021108 | 0.0002039 | 0.00019588 | 0.00018871 | 0.0001818 | 0.00017562 | 0.00018552 | 0.00017873 | 0.00018651 | 0.00018016 | 0.00018415 | 0.00023129 | 0.00024522 | 0.00029153 | 0.00029403 | 0.00031041 | 0.00029904 | 0.0003673 | 0.00035287 | 0.0003463 | 0.00028024 | 0.00028547 | 0.00034785 | 0.00033511
SA1 | Gas - Steam | 0 | 0 | 0 | 0 | 0 | 0 | 0 | 0 | 0 | 0 | 0 | 0 | 0 | 0 | 0 | 0 | 0 | 0 | 0 | 0 | 0 | 0 | 0 | 0 | 0 | 0 | 0 | 0 | 0
SA1 | OCGT / Diesel | 0.00075544 | 0.00072778 | 0.00070303 | 0.0006754 | 0.00065068 | 0.00062686 | 0.00060553 | 0.00058174 | 0.00056044 | 0.00054595 | 0.00054511 | 0.00054902 | 0.0005495 | 0.00055169 | 0.00056072 | 0.00064356 | 0.00062 | 0.0005973 | 0.0010514 | 0.0010101 | 0.0013942 | 0.0013431 | 0.0015067 | 532.8384 | 513.3318 | 494.539 | 477.7154 | 2347.5054 | 2261.5659
SA1 | Hydro | 0 | 0 | 0 | 0 | 0 | 0 | 0 | 0 | 0 | 0 | 0 | 0 | 0 | 0 | 0 | 0 | 0 | 0 | 0 | 0 | 0 | 0 | 0 | 0 | 0 | 0 | 0 | 0 | 0
SA1 | Wind | 0.0088175 | 0.0086815 | 0.010888 | 0.010849 | 0.010452 | 0.010069 | 0.0097269 | 0.0096643 | 0.0093105 | 0.0089697 | 0.0086646 | 0.0085603 | 0.0082469 | 0.0089282 | 0.0088672 | 0.012209 | 34469.8678 | 73213.5728 | 97541.1968 | 100704.8542 | 97018.1644 | 97783.0472 | 94456.5915 | 90745.4054 | 87423.3198 | 99376.9237 | 95996.2429 | 92224.5361 | 95093.5107
SA1 | Solar PV | 0.0013028 | 0.0018094 | 0.0021147 | 0.0022785 | 0.0021951 | 0.0021147 | 0.0021327 | 0.0021701 | 0.0022507 | 0.0023801 | 0.0023399 | 0.0025989 | 0.0026022 | 0.0026345 | 0.0025483 | 0.0027001 | 0.0048198 | 0.0048475 | 0.0050614 | 0.0099428 | 0.0095788 | 1702.6957 | 9206.8284 | 8845.0906 | 10194.7108 | 9821.4935 | 17435.5966 | 20212.3489 | 19472.3982
SA1 | Grid Battery | 0.0013719 | 0.0013217 | 0.0012767 | 0.0012266 | 0.0011817 | 0.0011526 | 0.0012149 | 0.001278 | 0.0018147 | 0.0017483 | 0.0016888 | 0.0018927 | 0.0018234 | 0.0019731 | 0.0020027 | 0.0038082 | 0.0045461 | 0.0043849 | 8638.2656 | 8298.8667 | 22489.5695 | 21666.252 | 21258.9122 | 29654.9982 | 28569.3624 | 27523.4706 | 26587.1554 | 25542.5417 | 24607.4581
SA1 | Pumped Hydro | 0 | 0 | 0.0020574 | 0.0019766 | 0.0019042 | 0.0018345 | 0.0017721 | 0.0017541 | 0.0016898 | 0.0016729 | 0.0016491 | 0.0018422 | 0.0017748 | 0.0018245 | 0.0018384 | 0.0023801 | 0.0030647 | 0.0029654 | 0.0038847 | 0.003732 | 0.0040221 | 0.0038748 | 0.0038382 | 0.0043068 | 0.0046785 | 0.0045072 | 0.0043539 | 0.0041828 | 0.0040297
SA1 | VPP | 0 | 0 | 0 | 0 | 0 | 0 | 0 | 0 | 0 | 0 | 0 | 0 | 0 | 0 | 0 | 0 | 0 | 0 | 0 | 0 | 0 | 0 | 0 | 0 | 0 | 0 | 0 | 0 | 0
Total excluding storage |  | 0.011075 | 0.011411 | 0.013943 | 0.014031 | 0.013517 | 0.013022 | 0.012669 | 0.012612 | 0.01231 | 0.012078 | 0.011725 | 0.011894 | 0.011577 | 0.012301 | 0.012156 | 0.015736 | 34469.8734 | 73213.5785 | 97541.2032 | 100704.8655 | 97018.1757 | 99485.7445 | 103663.4217 | 100123.3347 | 98131.3627 | 109692.9565 | 113909.5551 | 114784.3907 | 116827.4751
Region | Technology | 2021-22 | 2022-23 | 2023-24 | 2024-25 | 2025-26 | 2026-27 | 2027-28 | 2028-29 | 2029-30 | 2030-31 | 2031-32 | 2032-33 | 2033-34 | 2034-35 | 2035-36 | 2036-37 | 2037-38 | 2038-39 | 2039-40 | 2040-41 | 2041-42 | 2042-43 | 2043-44 | 2044-45 | 2045-46 | 2046-47 | 2047-48 | 2048-49 | 2049-50
TAS1 | Black Coal | 0 | 0 | 0 | 0 | 0 | 0 | 0 | 0 | 0 | 0 | 0 | 0 | 0 | 0 | 0 | 0 | 0 | 0 | 0 | 0 | 0 | 0 | 0 | 0 | 0 | 0 | 0 | 0 | 0
TAS1 | Brown Coal | 0 | 0 | 0 | 0 | 0 | 0 | 0 | 0 | 0 | 0 | 0 | 0 | 0 | 0 | 0 | 0 | 0 | 0 | 0 | 0 | 0 | 0 | 0 | 0 | 0 | 0 | 0 | 0 | 0
TAS1 | CCGT | 0.00017885 | 0.0001723 | 0.00016644 | 0.0001599 | 0.00015405 | 0.00014841 | 0.00014336 | 0.00013773 | 0.00014478 | 0.00013948 | 0.00013473 | 0.00012944 | 0.0001247 | 0.00012014 | 0.00011605 | 0.00011149 | 0.00011429 | 0.0001101 | 0.00011948 | 0.00011479 | 0.00012007 | 0.00011567 | 0.00011674 | 0.00011216 | 0.00010805 | 3.9909e-05 | 3.8551e-05 | 5.3544e-05 | 5.1584e-05
TAS1 | Gas - Steam | 0 | 0 | 0 | 0 | 0 | 0 | 0 | 0 | 0 | 0 | 0 | 0 | 0 | 0 | 0 | 0 | 0 | 0 | 0 | 0 | 0 | 0 | 0 | 0 | 0 | 0 | 0 | 0 | 0
TAS1 | OCGT / Diesel | 0.00073731 | 0.00071031 | 0.00068615 | 0.00065919 | 0.00063506 | 0.00061181 | 0.000591 | 0.00056778 | 0.00054699 | 0.00053339 | 0.00053433 | 0.00053476 | 0.00053752 | 0.00053617 | 0.00053774 | 0.00053729 | 0.00053913 | 0.00054095 | 0.00067312 | 0.00064667 | 0.000623 | 0.00060019 | 0.00057977 | 0.00055699 | 0.00054446 | 0.00025468 | 0.00027117 | 0.0004015 | 0.0003868
TAS1 | Hydro | 0 | 0 | 0 | 0 | 0 | 0 | 0 | 0 | 0 | 0 | 0 | 0 | 0 | 0 | 0 | 0 | 0 | 0 | 0 | 0 | 0 | 0 | 0 | 0 | 0 | 0 | 0 | 0 | 0
TAS1 | Wind | 0.0041677 | 0.0041006 | 14307.4466 | 27392.7207 | 39495.2367 | 50607.9873 | 60959.6576 | 70102.3057 | 78598.3997 | 86288.2954 | 93480.3435 | 99473.5056 | 105044.4438 | 109938.6571 | 114545.7003 | 117977.4084 | 121271.5569 | 124131.3286 | 127076.6714 | 128946.5938 | 124226.0057 | 119678.233 | 115606.9246 | 111064.7098 | 106998.7571 | 103081.6528 | 99574.9399 | 90050.1868 | 81385.0842
TAS1 | Solar PV | 0.000159 | 0.00022223 | 0.00033672 | 0.00035775 | 0.00034465 | 0.00036772 | 0.00039299 | 0.00038965 | 0.00042178 | 0.00047249 | 0.00062287 | 0.00074276 | 0.00085172 | 0.00082054 | 0.00085895 | 0.00082965 | 0.001512 | 0.0014762 | 0.0014333 | 0.0013769 | 0.0013265 | 0.001278 | 0.0012345 | 0.001186 | 0.0011426 | 0.0010382 | 0.00097565 | 0.00088944 | 0.0008434
TAS1 | Grid Battery | 0.0012567 | 0.0012107 | 0.0011695 | 0.0011236 | 0.0010824 | 0.0010662 | 0.0011 | 0.0011801 | 0.0015875 | 0.0015903 | 0.0015562 | 0.0016758 | 0.0016253 | 0.001698 | 0.0016827 | 0.0017213 | 0.0017783 | 0.0017629 | 0.002265 | 0.002176 | 0.0019334 | 0.0018626 | 0.0018035 | 0.0017379 | 0.0016898 | 0.0017813 | 0.0017767 | 0.0023342 | 0.0020421
TAS1 | Pumped Hydro | 0 | 0 | 0.0029276 | 0.0028755 | 0.0029156 | 0.0030461 | 0.0030771 | 0.0030743 | 0.0036225 | 0.0039958 | 0.0039564 | 0.0052849 | 0.005555 | 0.007078 | 0.0073284 | 0.0098887 | 0.096129 | 615.6975 | 2248.7684 | 2160.4139 | 2081.3236 | 2005.1287 | 1936.9167 | 1860.8149 | 1792.6926 | 1727.0642 | 1668.3115 | 1969.7635 | 1897.6527
TAS1 | VPP | 0 | 0 | 0 | 0 | 0 | 0 | 0 | 0 | 0 | 0 | 0 | 0 | 0 | 0 | 0 | 0 | 0 | 0 | 0 | 0 | 0 | 0 | 0 | 0 | 0 | 0 | 0 | 0 | 0
Total excluding storage |  | 0.0052428 | 0.0052054 | 14307.4478 | 27392.7219 | 39495.2378 | 50607.9884 | 60959.6587 | 70102.3068 | 78598.4008 | 86288.2965 | 93480.3448 | 99473.507 | 105044.4453 | 109938.6586 | 114545.7019 | 117977.4099 | 121271.5591 | 124131.3307 | 127076.6737 | 128946.5959 | 124226.0078 | 119678.235 | 115606.9265 | 111064.7116 | 106998.7589 | 103081.6541 | 99574.9412 | 90050.1881 | 81385.0855

## Marinus_REHAB Cost
Rehabilition cost by technology ($000s) - Marinus Link, Slow Change Scenario
REHAB | Real June 2020 dollars discounted to 1 July 2020
Explicitly modelled generation
Region | Technology | 2021-22 | 2022-23 | 2023-24 | 2024-25 | 2025-26 | 2026-27 | 2027-28 | 2028-29 | 2029-30 | 2030-31 | 2031-32 | 2032-33 | 2033-34 | 2034-35 | 2035-36 | 2036-37 | 2037-38 | 2038-39 | 2039-40 | 2040-41 | 2041-42 | 2042-43 | 2043-44 | 2044-45 | 2045-46 | 2046-47 | 2047-48 | 2048-49 | 2049-50
NEM | Black Coal | 0 | 0 | 0 | 132046.5209 | 100026.4412 | 37638.9149 | 3934.7384 | 0 | 27010.5028 | 4545.6729 | 2302.8823 | 0 | 0 | 0 | 775.5913 | 360.2956 | 0 | 0 | 0 | 0 | 0 | 0 | 0 | 0 | 0 | 0 | 0 | 0 | 0
NEM | Brown Coal | 0 | 0 | 0 | 125715.3301 | 0 | 12451.2875 | 17180.051 | 0 | 0.00059299 | 2.9558e-05 | 3.9261e-05 | 0 | 0 | 0 | 0 | 0 | 0 | 0 | 0 | 0 | 0 | 0 | 0 | 0 | 0 | 0 | 0 | 0 | 0
NEM | CCGT | 0 | 0 | 0 | 0 | 0 | 0 | 0 | 0 | 0 | 0 | 0 | 0 | 0 | 0 | 0 | 0 | 0 | 0 | 0 | 0 | 0 | 0 | 0 | 0 | 0 | 0 | 0 | 0 | 0
NEM | Gas - Steam | 0 | 0 | 0 | 0 | 0 | 0 | 0 | 0 | 0 | 0 | 0 | 0 | 0 | 0 | 0 | 0 | 0 | 0 | 0 | 0 | 0 | 0 | 0 | 0 | 0 | 0 | 0 | 0 | 0
NEM | OCGT / Diesel | 0 | 0 | 0 | 0 | 0 | 0 | 0 | 0 | 0 | 0 | 0 | 0 | 0 | 0 | 0 | 0 | 0 | 0 | 0 | 0 | 0 | 0 | 0 | 0 | 0 | 0 | 0 | 0 | 0
NEM | Hydro | 0 | 0 | 0 | 0 | 0 | 0 | 0 | 0 | 0 | 0 | 0 | 0 | 0 | 0 | 0 | 0 | 0 | 0 | 0 | 0 | 0 | 0 | 0 | 0 | 0 | 0 | 0 | 0 | 0
NEM | Wind | 0 | 0 | 0 | 0 | 0 | 0 | 0 | 0 | 0 | 0 | 0 | 0 | 0 | 0 | 0 | 0 | 0 | 0 | 0 | 0 | 0 | 0 | 0 | 0 | 0 | 0 | 0 | 0 | 0
NEM | Solar PV | 0 | 0 | 0 | 0 | 0 | 0 | 0 | 0 | 0 | 0 | 0 | 0 | 0 | 0 | 0 | 0 | 0 | 0 | 0 | 0 | 0 | 0 | 0 | 0 | 0 | 0 | 0 | 0 | 0
NEM | Grid Battery | 0 | 0 | 0 | 0 | 0 | 0 | 0 | 0 | 0 | 0 | 0 | 0 | 0 | 0 | 0 | 0 | 0 | 0 | 0 | 0 | 0 | 0 | 0 | 0 | 0 | 0 | 0 | 0 | 0
NEM | Pumped Hydro | 0 | 0 | 0 | 0 | 0 | 0 | 0 | 0 | 0 | 0 | 0 | 0 | 0 | 0 | 0 | 0 | 0 | 0 | 0 | 0 | 0 | 0 | 0 | 0 | 0 | 0 | 0 | 0 | 0
NEM | VPP | 0 | 0 | 0 | 0 | 0 | 0 | 0 | 0 | 0 | 0 | 0 | 0 | 0 | 0 | 0 | 0 | 0 | 0 | 0 | 0 | 0 | 0 | 0 | 0 | 0 | 0 | 0 | 0 | 0
Total excluding storage |  | 0 | 0 | 0 | 257761.851 | 100026.4412 | 50090.2024 | 21114.7894 | 0 | 27010.5034 | 4545.6729 | 2302.8824 | 0 | 0 | 0 | 775.5913 | 360.2956 | 0 | 0 | 0 | 0 | 0 | 0 | 0 | 0 | 0 | 0 | 0 | 0 | 0
Region | Technology | 2021-22 | 2022-23 | 2023-24 | 2024-25 | 2025-26 | 2026-27 | 2027-28 | 2028-29 | 2029-30 | 2030-31 | 2031-32 | 2032-33 | 2033-34 | 2034-35 | 2035-36 | 2036-37 | 2037-38 | 2038-39 | 2039-40 | 2040-41 | 2041-42 | 2042-43 | 2043-44 | 2044-45 | 2045-46 | 2046-47 | 2047-48 | 2048-49 | 2049-50
NSW1 | Black Coal | 0 | 0 | 0 | 26826.1633 | 100026.4412 | 0 | 878.5864 | 0 | 20934.1239 | 4545.6729 | 2302.8823 | 0 | 0 | 0 | 0 | 0 | 0 | 0 | 0 | 0 | 0 | 0 | 0 | 0 | 0 | 0 | 0 | 0 | 0
NSW1 | Brown Coal | 0 | 0 | 0 | 0 | 0 | 0 | 0 | 0 | 0 | 0 | 0 | 0 | 0 | 0 | 0 | 0 | 0 | 0 | 0 | 0 | 0 | 0 | 0 | 0 | 0 | 0 | 0 | 0 | 0
NSW1 | CCGT | 0 | 0 | 0 | 0 | 0 | 0 | 0 | 0 | 0 | 0 | 0 | 0 | 0 | 0 | 0 | 0 | 0 | 0 | 0 | 0 | 0 | 0 | 0 | 0 | 0 | 0 | 0 | 0 | 0
NSW1 | Gas - Steam | 0 | 0 | 0 | 0 | 0 | 0 | 0 | 0 | 0 | 0 | 0 | 0 | 0 | 0 | 0 | 0 | 0 | 0 | 0 | 0 | 0 | 0 | 0 | 0 | 0 | 0 | 0 | 0 | 0
NSW1 | OCGT / Diesel | 0 | 0 | 0 | 0 | 0 | 0 | 0 | 0 | 0 | 0 | 0 | 0 | 0 | 0 | 0 | 0 | 0 | 0 | 0 | 0 | 0 | 0 | 0 | 0 | 0 | 0 | 0 | 0 | 0
NSW1 | Hydro | 0 | 0 | 0 | 0 | 0 | 0 | 0 | 0 | 0 | 0 | 0 | 0 | 0 | 0 | 0 | 0 | 0 | 0 | 0 | 0 | 0 | 0 | 0 | 0 | 0 | 0 | 0 | 0 | 0
NSW1 | Wind | 0 | 0 | 0 | 0 | 0 | 0 | 0 | 0 | 0 | 0 | 0 | 0 | 0 | 0 | 0 | 0 | 0 | 0 | 0 | 0 | 0 | 0 | 0 | 0 | 0 | 0 | 0 | 0 | 0
NSW1 | Solar PV | 0 | 0 | 0 | 0 | 0 | 0 | 0 | 0 | 0 | 0 | 0 | 0 | 0 | 0 | 0 | 0 | 0 | 0 | 0 | 0 | 0 | 0 | 0 | 0 | 0 | 0 | 0 | 0 | 0
NSW1 | Grid Battery | 0 | 0 | 0 | 0 | 0 | 0 | 0 | 0 | 0 | 0 | 0 | 0 | 0 | 0 | 0 | 0 | 0 | 0 | 0 | 0 | 0 | 0 | 0 | 0 | 0 | 0 | 0 | 0 | 0
NSW1 | Pumped Hydro | 0 | 0 | 0 | 0 | 0 | 0 | 0 | 0 | 0 | 0 | 0 | 0 | 0 | 0 | 0 | 0 | 0 | 0 | 0 | 0 | 0 | 0 | 0 | 0 | 0 | 0 | 0 | 0 | 0
NSW1 | VPP | 0 | 0 | 0 | 0 | 0 | 0 | 0 | 0 | 0 | 0 | 0 | 0 | 0 | 0 | 0 | 0 | 0 | 0 | 0 | 0 | 0 | 0 | 0 | 0 | 0 | 0 | 0 | 0 | 0
Total excluding storage |  | 0 | 0 | 0 | 26826.1633 | 100026.4412 | 0 | 878.5864 | 0 | 20934.1239 | 4545.6729 | 2302.8823 | 0 | 0 | 0 | 0 | 0 | 0 | 0 | 0 | 0 | 0 | 0 | 0 | 0 | 0 | 0 | 0 | 0 | 0
Region | Technology | 2021-22 | 2022-23 | 2023-24 | 2024-25 | 2025-26 | 2026-27 | 2027-28 | 2028-29 | 2029-30 | 2030-31 | 2031-32 | 2032-33 | 2033-34 | 2034-35 | 2035-36 | 2036-37 | 2037-38 | 2038-39 | 2039-40 | 2040-41 | 2041-42 | 2042-43 | 2043-44 | 2044-45 | 2045-46 | 2046-47 | 2047-48 | 2048-49 | 2049-50
QLD1 | Black Coal | 0 | 0 | 0 | 105220.3576 | 4.2416e-06 | 37638.9149 | 3056.1519 | 0 | 6076.3789 | 4.2175e-06 | 1.3989e-05 | 0 | 0 | 0 | 775.5913 | 360.2956 | 0 | 0 | 0 | 0 | 0 | 0 | 0 | 0 | 0 | 0 | 0 | 0 | 0
QLD1 | Brown Coal | 0 | 0 | 0 | 0 | 0 | 0 | 0 | 0 | 0 | 0 | 0 | 0 | 0 | 0 | 0 | 0 | 0 | 0 | 0 | 0 | 0 | 0 | 0 | 0 | 0 | 0 | 0 | 0 | 0
QLD1 | CCGT | 0 | 0 | 0 | 0 | 0 | 0 | 0 | 0 | 0 | 0 | 0 | 0 | 0 | 0 | 0 | 0 | 0 | 0 | 0 | 0 | 0 | 0 | 0 | 0 | 0 | 0 | 0 | 0 | 0
QLD1 | Gas - Steam | 0 | 0 | 0 | 0 | 0 | 0 | 0 | 0 | 0 | 0 | 0 | 0 | 0 | 0 | 0 | 0 | 0 | 0 | 0 | 0 | 0 | 0 | 0 | 0 | 0 | 0 | 0 | 0 | 0
QLD1 | OCGT / Diesel | 0 | 0 | 0 | 0 | 0 | 0 | 0 | 0 | 0 | 0 | 0 | 0 | 0 | 0 | 0 | 0 | 0 | 0 | 0 | 0 | 0 | 0 | 0 | 0 | 0 | 0 | 0 | 0 | 0
QLD1 | Hydro | 0 | 0 | 0 | 0 | 0 | 0 | 0 | 0 | 0 | 0 | 0 | 0 | 0 | 0 | 0 | 0 | 0 | 0 | 0 | 0 | 0 | 0 | 0 | 0 | 0 | 0 | 0 | 0 | 0
QLD1 | Wind | 0 | 0 | 0 | 0 | 0 | 0 | 0 | 0 | 0 | 0 | 0 | 0 | 0 | 0 | 0 | 0 | 0 | 0 | 0 | 0 | 0 | 0 | 0 | 0 | 0 | 0 | 0 | 0 | 0
QLD1 | Solar PV | 0 | 0 | 0 | 0 | 0 | 0 | 0 | 0 | 0 | 0 | 0 | 0 | 0 | 0 | 0 | 0 | 0 | 0 | 0 | 0 | 0 | 0 | 0 | 0 | 0 | 0 | 0 | 0 | 0
QLD1 | Grid Battery | 0 | 0 | 0 | 0 | 0 | 0 | 0 | 0 | 0 | 0 | 0 | 0 | 0 | 0 | 0 | 0 | 0 | 0 | 0 | 0 | 0 | 0 | 0 | 0 | 0 | 0 | 0 | 0 | 0
QLD1 | Pumped Hydro | 0 | 0 | 0 | 0 | 0 | 0 | 0 | 0 | 0 | 0 | 0 | 0 | 0 | 0 | 0 | 0 | 0 | 0 | 0 | 0 | 0 | 0 | 0 | 0 | 0 | 0 | 0 | 0 | 0
QLD1 | VPP | 0 | 0 | 0 | 0 | 0 | 0 | 0 | 0 | 0 | 0 | 0 | 0 | 0 | 0 | 0 | 0 | 0 | 0 | 0 | 0 | 0 | 0 | 0 | 0 | 0 | 0 | 0 | 0 | 0
Total excluding storage |  | 0 | 0 | 0 | 105220.3576 | 4.2416e-06 | 37638.9149 | 3056.1519 | 0 | 6076.3789 | 4.2175e-06 | 1.3989e-05 | 0 | 0 | 0 | 775.5913 | 360.2956 | 0 | 0 | 0 | 0 | 0 | 0 | 0 | 0 | 0 | 0 | 0 | 0 | 0
Region | Technology | 2021-22 | 2022-23 | 2023-24 | 2024-25 | 2025-26 | 2026-27 | 2027-28 | 2028-29 | 2029-30 | 2030-31 | 2031-32 | 2032-33 | 2033-34 | 2034-35 | 2035-36 | 2036-37 | 2037-38 | 2038-39 | 2039-40 | 2040-41 | 2041-42 | 2042-43 | 2043-44 | 2044-45 | 2045-46 | 2046-47 | 2047-48 | 2048-49 | 2049-50
VIC1 | Black Coal | 0 | 0 | 0 | 0 | 0 | 0 | 0 | 0 | 0 | 0 | 0 | 0 | 0 | 0 | 0 | 0 | 0 | 0 | 0 | 0 | 0 | 0 | 0 | 0 | 0 | 0 | 0 | 0 | 0
VIC1 | Brown Coal | 0 | 0 | 0 | 125715.3301 | 0 | 12451.2875 | 17180.051 | 0 | 0.00059299 | 2.9558e-05 | 3.9261e-05 | 0 | 0 | 0 | 0 | 0 | 0 | 0 | 0 | 0 | 0 | 0 | 0 | 0 | 0 | 0 | 0 | 0 | 0
VIC1 | CCGT | 0 | 0 | 0 | 0 | 0 | 0 | 0 | 0 | 0 | 0 | 0 | 0 | 0 | 0 | 0 | 0 | 0 | 0 | 0 | 0 | 0 | 0 | 0 | 0 | 0 | 0 | 0 | 0 | 0
VIC1 | Gas - Steam | 0 | 0 | 0 | 0 | 0 | 0 | 0 | 0 | 0 | 0 | 0 | 0 | 0 | 0 | 0 | 0 | 0 | 0 | 0 | 0 | 0 | 0 | 0 | 0 | 0 | 0 | 0 | 0 | 0
VIC1 | OCGT / Diesel | 0 | 0 | 0 | 0 | 0 | 0 | 0 | 0 | 0 | 0 | 0 | 0 | 0 | 0 | 0 | 0 | 0 | 0 | 0 | 0 | 0 | 0 | 0 | 0 | 0 | 0 | 0 | 0 | 0
VIC1 | Hydro | 0 | 0 | 0 | 0 | 0 | 0 | 0 | 0 | 0 | 0 | 0 | 0 | 0 | 0 | 0 | 0 | 0 | 0 | 0 | 0 | 0 | 0 | 0 | 0 | 0 | 0 | 0 | 0 | 0
VIC1 | Wind | 0 | 0 | 0 | 0 | 0 | 0 | 0 | 0 | 0 | 0 | 0 | 0 | 0 | 0 | 0 | 0 | 0 | 0 | 0 | 0 | 0 | 0 | 0 | 0 | 0 | 0 | 0 | 0 | 0
VIC1 | Solar PV | 0 | 0 | 0 | 0 | 0 | 0 | 0 | 0 | 0 | 0 | 0 | 0 | 0 | 0 | 0 | 0 | 0 | 0 | 0 | 0 | 0 | 0 | 0 | 0 | 0 | 0 | 0 | 0 | 0
VIC1 | Grid Battery | 0 | 0 | 0 | 0 | 0 | 0 | 0 | 0 | 0 | 0 | 0 | 0 | 0 | 0 | 0 | 0 | 0 | 0 | 0 | 0 | 0 | 0 | 0 | 0 | 0 | 0 | 0 | 0 | 0
VIC1 | Pumped Hydro | 0 | 0 | 0 | 0 | 0 | 0 | 0 | 0 | 0 | 0 | 0 | 0 | 0 | 0 | 0 | 0 | 0 | 0 | 0 | 0 | 0 | 0 | 0 | 0 | 0 | 0 | 0 | 0 | 0
VIC1 | VPP | 0 | 0 | 0 | 0 | 0 | 0 | 0 | 0 | 0 | 0 | 0 | 0 | 0 | 0 | 0 | 0 | 0 | 0 | 0 | 0 | 0 | 0 | 0 | 0 | 0 | 0 | 0 | 0 | 0
Total excluding storage |  | 0 | 0 | 0 | 125715.3301 | 0 | 12451.2875 | 17180.051 | 0 | 0.00059299 | 2.9558e-05 | 3.9261e-05 | 0 | 0 | 0 | 0 | 0 | 0 | 0 | 0 | 0 | 0 | 0 | 0 | 0 | 0 | 0 | 0 | 0 | 0
Region | Technology | 2021-22 | 2022-23 | 2023-24 | 2024-25 | 2025-26 | 2026-27 | 2027-28 | 2028-29 | 2029-30 | 2030-31 | 2031-32 | 2032-33 | 2033-34 | 2034-35 | 2035-36 | 2036-37 | 2037-38 | 2038-39 | 2039-40 | 2040-41 | 2041-42 | 2042-43 | 2043-44 | 2044-45 | 2045-46 | 2046-47 | 2047-48 | 2048-49 | 2049-50
SA1 | Black Coal | 0 | 0 | 0 | 0 | 0 | 0 | 0 | 0 | 0 | 0 | 0 | 0 | 0 | 0 | 0 | 0 | 0 | 0 | 0 | 0 | 0 | 0 | 0 | 0 | 0 | 0 | 0 | 0 | 0
SA1 | Brown Coal | 0 | 0 | 0 | 0 | 0 | 0 | 0 | 0 | 0 | 0 | 0 | 0 | 0 | 0 | 0 | 0 | 0 | 0 | 0 | 0 | 0 | 0 | 0 | 0 | 0 | 0 | 0 | 0 | 0
SA1 | CCGT | 0 | 0 | 0 | 0 | 0 | 0 | 0 | 0 | 0 | 0 | 0 | 0 | 0 | 0 | 0 | 0 | 0 | 0 | 0 | 0 | 0 | 0 | 0 | 0 | 0 | 0 | 0 | 0 | 0
SA1 | Gas - Steam | 0 | 0 | 0 | 0 | 0 | 0 | 0 | 0 | 0 | 0 | 0 | 0 | 0 | 0 | 0 | 0 | 0 | 0 | 0 | 0 | 0 | 0 | 0 | 0 | 0 | 0 | 0 | 0 | 0
SA1 | OCGT / Diesel | 0 | 0 | 0 | 0 | 0 | 0 | 0 | 0 | 0 | 0 | 0 | 0 | 0 | 0 | 0 | 0 | 0 | 0 | 0 | 0 | 0 | 0 | 0 | 0 | 0 | 0 | 0 | 0 | 0
SA1 | Hydro | 0 | 0 | 0 | 0 | 0 | 0 | 0 | 0 | 0 | 0 | 0 | 0 | 0 | 0 | 0 | 0 | 0 | 0 | 0 | 0 | 0 | 0 | 0 | 0 | 0 | 0 | 0 | 0 | 0
SA1 | Wind | 0 | 0 | 0 | 0 | 0 | 0 | 0 | 0 | 0 | 0 | 0 | 0 | 0 | 0 | 0 | 0 | 0 | 0 | 0 | 0 | 0 | 0 | 0 | 0 | 0 | 0 | 0 | 0 | 0
SA1 | Solar PV | 0 | 0 | 0 | 0 | 0 | 0 | 0 | 0 | 0 | 0 | 0 | 0 | 0 | 0 | 0 | 0 | 0 | 0 | 0 | 0 | 0 | 0 | 0 | 0 | 0 | 0 | 0 | 0 | 0
SA1 | Grid Battery | 0 | 0 | 0 | 0 | 0 | 0 | 0 | 0 | 0 | 0 | 0 | 0 | 0 | 0 | 0 | 0 | 0 | 0 | 0 | 0 | 0 | 0 | 0 | 0 | 0 | 0 | 0 | 0 | 0
SA1 | Pumped Hydro | 0 | 0 | 0 | 0 | 0 | 0 | 0 | 0 | 0 | 0 | 0 | 0 | 0 | 0 | 0 | 0 | 0 | 0 | 0 | 0 | 0 | 0 | 0 | 0 | 0 | 0 | 0 | 0 | 0
SA1 | VPP | 0 | 0 | 0 | 0 | 0 | 0 | 0 | 0 | 0 | 0 | 0 | 0 | 0 | 0 | 0 | 0 | 0 | 0 | 0 | 0 | 0 | 0 | 0 | 0 | 0 | 0 | 0 | 0 | 0
Total excluding storage |  | 0 | 0 | 0 | 0 | 0 | 0 | 0 | 0 | 0 | 0 | 0 | 0 | 0 | 0 | 0 | 0 | 0 | 0 | 0 | 0 | 0 | 0 | 0 | 0 | 0 | 0 | 0 | 0 | 0
Region | Technology | 2021-22 | 2022-23 | 2023-24 | 2024-25 | 2025-26 | 2026-27 | 2027-28 | 2028-29 | 2029-30 | 2030-31 | 2031-32 | 2032-33 | 2033-34 | 2034-35 | 2035-36 | 2036-37 | 2037-38 | 2038-39 | 2039-40 | 2040-41 | 2041-42 | 2042-43 | 2043-44 | 2044-45 | 2045-46 | 2046-47 | 2047-48 | 2048-49 | 2049-50
TAS1 | Black Coal | 0 | 0 | 0 | 0 | 0 | 0 | 0 | 0 | 0 | 0 | 0 | 0 | 0 | 0 | 0 | 0 | 0 | 0 | 0 | 0 | 0 | 0 | 0 | 0 | 0 | 0 | 0 | 0 | 0
TAS1 | Brown Coal | 0 | 0 | 0 | 0 | 0 | 0 | 0 | 0 | 0 | 0 | 0 | 0 | 0 | 0 | 0 | 0 | 0 | 0 | 0 | 0 | 0 | 0 | 0 | 0 | 0 | 0 | 0 | 0 | 0
TAS1 | CCGT | 0 | 0 | 0 | 0 | 0 | 0 | 0 | 0 | 0 | 0 | 0 | 0 | 0 | 0 | 0 | 0 | 0 | 0 | 0 | 0 | 0 | 0 | 0 | 0 | 0 | 0 | 0 | 0 | 0
TAS1 | Gas - Steam | 0 | 0 | 0 | 0 | 0 | 0 | 0 | 0 | 0 | 0 | 0 | 0 | 0 | 0 | 0 | 0 | 0 | 0 | 0 | 0 | 0 | 0 | 0 | 0 | 0 | 0 | 0 | 0 | 0
TAS1 | OCGT / Diesel | 0 | 0 | 0 | 0 | 0 | 0 | 0 | 0 | 0 | 0 | 0 | 0 | 0 | 0 | 0 | 0 | 0 | 0 | 0 | 0 | 0 | 0 | 0 | 0 | 0 | 0 | 0 | 0 | 0
TAS1 | Hydro | 0 | 0 | 0 | 0 | 0 | 0 | 0 | 0 | 0 | 0 | 0 | 0 | 0 | 0 | 0 | 0 | 0 | 0 | 0 | 0 | 0 | 0 | 0 | 0 | 0 | 0 | 0 | 0 | 0
TAS1 | Wind | 0 | 0 | 0 | 0 | 0 | 0 | 0 | 0 | 0 | 0 | 0 | 0 | 0 | 0 | 0 | 0 | 0 | 0 | 0 | 0 | 0 | 0 | 0 | 0 | 0 | 0 | 0 | 0 | 0
TAS1 | Solar PV | 0 | 0 | 0 | 0 | 0 | 0 | 0 | 0 | 0 | 0 | 0 | 0 | 0 | 0 | 0 | 0 | 0 | 0 | 0 | 0 | 0 | 0 | 0 | 0 | 0 | 0 | 0 | 0 | 0
TAS1 | Grid Battery | 0 | 0 | 0 | 0 | 0 | 0 | 0 | 0 | 0 | 0 | 0 | 0 | 0 | 0 | 0 | 0 | 0 | 0 | 0 | 0 | 0 | 0 | 0 | 0 | 0 | 0 | 0 | 0 | 0
TAS1 | Pumped Hydro | 0 | 0 | 0 | 0 | 0 | 0 | 0 | 0 | 0 | 0 | 0 | 0 | 0 | 0 | 0 | 0 | 0 | 0 | 0 | 0 | 0 | 0 | 0 | 0 | 0 | 0 | 0 | 0 | 0
TAS1 | VPP | 0 | 0 | 0 | 0 | 0 | 0 | 0 | 0 | 0 | 0 | 0 | 0 | 0 | 0 | 0 | 0 | 0 | 0 | 0 | 0 | 0 | 0 | 0 | 0 | 0 | 0 | 0 | 0 | 0
Total excluding storage |  | 0 | 0 | 0 | 0 | 0 | 0 | 0 | 0 | 0 | 0 | 0 | 0 | 0 | 0 | 0 | 0 | 0 | 0 | 0 | 0 | 0 | 0 | 0 | 0 | 0 | 0 | 0 | 0 | 0

## Marinus_REZ Tx Cost
REZ transmission expansion cost by region ($000s) - Marinus Link, Slow Change Scenario
REZ Expansion | Real June 2020 dollars discounted to 1 July 2020. As with the total capital costs, the REZ transmission expansion costs are annualised for modelling purposes.
Explicitly modelled generation
Region | Technology | 2021-22 | 2022-23 | 2023-24 | 2024-25 | 2025-26 | 2026-27 | 2027-28 | 2028-29 | 2029-30 | 2030-31 | 2031-32 | 2032-33 | 2033-34 | 2034-35 | 2035-36 | 2036-37 | 2037-38 | 2038-39 | 2039-40 | 2040-41 | 2041-42 | 2042-43 | 2043-44 | 2044-45 | 2045-46 | 2046-47 | 2047-48 | 2048-49 | 2049-50
NSW1 | Transmission | 0.00070392 | 1908.3144 | 8879.2587 | 15289.8138 | 21242.039 | 28754.0429 | 32446.2012 | 38602.7552 | 44348.8688 | 49622.5292 | 81057.3175 | 77872.5623 | 75021.7364 | 72275.276 | 69816.5588 | 67073.4549 | 64617.972 | 62848.6663 | 60710.6308 | 58325.3012 | 67263.0543 | 86506.7348 | 85025.5065 | 81684.8405 | 79521.4072 | 86931.4322 | 87232.6356 | 83805.2512 | 83195.3551
QLD1 | Transmission | 0.00074796 | 0.00078114 | 0.00083194 | 0.00097842 | 0.0010289 | 0.0013221 | 0.0013034 | 0.0016881 | 0.0016814 | 0.0016199 | 0.0015648 | 0.0015048 | 0.0014497 | 0.0013993 | 0.0013561 | 0.0013399 | 15140.0262 | 14585.767 | 14089.5769 | 13535.9952 | 13040.4579 | 16294.0179 | 26852.2491 | 25797.2199 | 26912.3047 | 67744.0387 | 65439.4686 | 62868.3413 | 74512.1445
VIC1 | Transmission | 0.0001349 | 0.00012996 | 0.00012554 | 0.00012061 | 0.00011619 | 0.00011194 | 0.00010813 | 0.00010388 | 0.00010008 | 9.6417e-05 | 9.3137e-05 | 8.9478e-05 | 8.6202e-05 | 8.3046e-05 | 8.0221e-05 | 7.7069e-05 | 7.4248e-05 | 7.153e-05 | 6.9097e-05 | 176.8186 | 170.3454 | 826.5369 | 2171.8922 | 2086.5582 | 4724.5179 | 4552.1479 | 9698.5787 | 14184.242 | 15447.5247
SA1 | Transmission | 0.00062451 | 0.00064044 | 0.00078025 | 0.00077626 | 0.00074784 | 0.00072047 | 0.00070204 | 0.00073114 | 0.00071357 | 0.0007009 | 0.00068137 | 0.00068551 | 0.00066894 | 0.00069761 | 0.0006907 | 0.00089857 | 2290.0241 | 2206.1895 | 5976.0805 | 6378.7288 | 6145.2109 | 6553.1385 | 6330.2089 | 6081.494 | 5858.8575 | 9184.0644 | 8871.6339 | 8523.0669 | 10131.52
TAS1 | Transmission | 0 | 0 | 0 | 0 | 0 | 0 | 0 | 0 | 0 | 0 | 0 | 1.8491e-06 | 4.9514e-06 | 6.3226e-05 | 6.2387e-05 | 0.00016595 | 278.4679 | 690.0586 | 1083.3589 | 1443.7219 | 1390.8689 | 1339.9507 | 1294.3672 | 1243.5113 | 1197.9878 | 1154.1308 | 1114.8687 | 1071.0653 | 1031.8548
NEM | Total | 0.0022113 | 1908.316 | 8879.2605 | 15289.8157 | 21242.0409 | 28754.045 | 32446.2034 | 38602.7578 | 44348.8713 | 49622.5316 | 81057.3198 | 77872.5646 | 75021.7387 | 72275.2783 | 69816.561 | 67073.4573 | 82326.4902 | 80330.6815 | 81859.6472 | 79860.5656 | 88009.9374 | 111520.3788 | 121674.2239 | 116893.6239 | 118215.0751 | 169565.8141 | 172357.1855 | 170451.9667 | 184318.3992

## Marinus_USE+DSP Cost
USE and USE / DSP cost by region ($000s) - Marinus Link, Slow Change Scenario
USE / DSP | Real June 2020 dollars discounted to 1 July 2020
Explicitly modelled generation
Region | Technology | 2021-22 | 2022-23 | 2023-24 | 2024-25 | 2025-26 | 2026-27 | 2027-28 | 2028-29 | 2029-30 | 2030-31 | 2031-32 | 2032-33 | 2033-34 | 2034-35 | 2035-36 | 2036-37 | 2037-38 | 2038-39 | 2039-40 | 2040-41 | 2041-42 | 2042-43 | 2043-44 | 2044-45 | 2045-46 | 2046-47 | 2047-48 | 2048-49 | 2049-50
NSW1 | USE / DSP | 0.0017977 | 0.0017925 | 0.0018037 | 0.0018122 | 0.001838 | 0.0018304 | 0.0018258 | 0.0018302 | 0.0018213 | 0.0018212 | 0.0018035 | 0.0018227 | 0.0018114 | 0.0018291 | 0.0018096 | 0.0018101 | 0.0018591 | 0.0018854 | 5450.9932 | 14.4505 | 14150.8655 | 0.0019158 | 8543.0845 | 7773.1945 | 8783.3416 | 8187.4634 | 190.8387 | 7115.3581 | 10.3625
QLD1 | USE / DSP | 0.0017949 | 0.0017905 | 0.001797 | 0.0018122 | 0.001826 | 44.0115 | 0.0018311 | 14706.4037 | 0.0018169 | 0.0018155 | 0.0018104 | 0.001822 | 5931.804 | 44.5013 | 2516.9412 | 51.4616 | 24041.0745 | 39.6212 | 1086.0803 | 3174.9298 | 1944.0362 | 2884.1795 | 3152.583 | 6721.3787 | 2383.0032 | 32375.6171 | 40.0366 | 914.1634 | 5029.8528
VIC1 | USE / DSP | 0.0017659 | 0.001762 | 0.001769 | 0.0017975 | 0.0018188 | 0.0018063 | 0.0017984 | 0.0017941 | 0.0017827 | 0.0017822 | 0.0017747 | 0.0017851 | 0.0017781 | 0.001799 | 0.0017834 | 260.5432 | 0.0018221 | 0.0018405 | 976.3757 | 503.6305 | 5428.2047 | 0.0018671 | 875.0715 | 3607.0969 | 4836.8678 | 287.0284 | 421.0269 | 2958.3483 | 3132.3533
SA1 | USE / DSP | 0.0017783 | 0.0017707 | 0.0018244 | 0.001808 | 0.0018344 | 0.0018197 | 0.0018135 | 0.0018159 | 0.0018051 | 0.0018054 | 0.0017954 | 0.0018112 | 0.0018002 | 0.0018206 | 27.559 | 2469.456 | 591.0408 | 17.864 | 2239.5284 | 1381.3003 | 3377.236 | 0.0018854 | 1558.988 | 2104.2194 | 3344.8885 | 1356.7552 | 249.6269 | 1250.7768 | 8.6223
TAS1 | USE / DSP | 0.0014691 | 0.0014671 | 0.0014723 | 0.0014685 | 0.0014679 | 0.0014651 | 0.0014713 | 0.0014679 | 0.0014749 | 0.001475 | 0.001474 | 0.0014734 | 0.0014718 | 0.0014711 | 0.001471 | 0.0014669 | 0.0014689 | 0.0014675 | 436.8576 | 0.0014687 | 509.2126 | 0.001472 | 0.0014789 | 0.0014656 | 0.0014629 | 0.0014651 | 10.4173 | 84.7744 | 0.0014712
NEM | Total | 0.0086059 | 0.0085828 | 0.0086663 | 0.0086984 | 0.0087851 | 44.0184 | 0.00874 | 14706.4106 | 0.0087009 | 0.0086994 | 0.0086581 | 0.0087143 | 5931.8108 | 44.5083 | 2544.5053 | 2781.464 | 24632.1205 | 57.4904 | 10189.8353 | 5074.3125 | 25409.5549 | 2884.1867 | 14129.7285 | 20205.8911 | 19348.1025 | 42206.8656 | 911.9463 | 12323.421 | 8181.1924

## Marinus_SyncCon Cost
Synchronous Condenser cost by region ($000s) - Marinus Link, Slow Change Scenario
SyncCon | Real June 2020 dollars discounted to 1 July 2020
Explicitly modelled generation
Region | Technology | 2021-22 | 2022-23 | 2023-24 | 2024-25 | 2025-26 | 2026-27 | 2027-28 | 2028-29 | 2029-30 | 2030-31 | 2031-32 | 2032-33 | 2033-34 | 2034-35 | 2035-36 | 2036-37 | 2037-38 | 2038-39 | 2039-40 | 2040-41 | 2041-42 | 2042-43 | 2043-44 | 2044-45 | 2045-46 | 2046-47 | 2047-48 | 2048-49 | 2049-50
NSW1 | SyncCon | 0 | 0 | 0 | 0 | 0 | 0 | 0 | 0 | 0 | 0 | 0 | 0 | 0 | 0 | 0 | 0 | 0 | 0 | 0 | 0 | 0 | 0 | 0 | 0 | 0 | 0 | 0 | 0 | 0
QLD1 | SyncCon | 0 | 0 | 0 | 0 | 0 | 0 | 0 | 0 | 0 | 0 | 0 | 0 | 0 | 0 | 0 | 0 | 0 | 0 | 0 | 0 | 0 | 0 | 0 | 0 | 6.0187e-07 | 5.7984e-07 | 5.6011e-07 | 5.3811e-07 | 5.1841e-07
VIC1 | SyncCon | 0 | 0 | 0 | 10090.6716 | 9721.2636 | 10601.2239 | 11694.9912 | 11235.4931 | 10824.1745 | 10427.9138 | 10073.1688 | 9677.3923 | 9323.114 | 8981.8054 | 8676.2553 | 8335.3638 | 8403.2135 | 8095.5814 | 7820.1795 | 7512.9234 | 7237.8838 | 6972.9131 | 6735.7031 | 6471.0562 | 6234.1582 | 6005.9328 | 5801.6182 | 5573.6717 | 5369.6259
SA1 | SyncCon | 0 | 0 | 0 | 0 | 0 | 0 | 0 | 0 | 0 | 0 | 0 | 0 | 0 | 0 | 0 | 0 | 0 | 0 | 0 | 0 | 0 | 0 | 0 | 0 | 0 | 0 | 0 | 0 | 0
TAS1 | SyncCon | 1050.1043 | 1556.881 | 1574.134 | 640.431 | 778.8531 | 2231.7498 | 2008.5439 | 2149.6397 | 2517.4646 | 2711.8987 | 3338.2507 | 3102.329 | 3202.8332 | 3231.2266 | 3471.9535 | 3541.5111 | 3209.9954 | 3160.6167 | 3029.8232 | 3085.3882 | 2887.4024 | 2659.9811 | 2353.1319 | 2567.0722 | 2476.2323 | 2276.4214 | 2225.7605 | 2047.4441 | 1829.4764
NEM | Total | 1050.1043 | 1556.881 | 1574.134 | 10731.1027 | 10500.1167 | 12832.9737 | 13703.5351 | 13385.1328 | 13341.6391 | 13139.8125 | 13411.4195 | 12779.7214 | 12525.9472 | 12213.032 | 12148.2088 | 11876.8749 | 11613.2088 | 11256.1981 | 10850.0027 | 10598.3116 | 10125.2862 | 9632.8942 | 9088.8349 | 9038.1284 | 8710.3905 | 8282.3541 | 8027.3787 | 7621.1158 | 7199.1024

## Marinus_System Strength Cost
System Strength cost by region ($000s) - Marinus Link, Slow Change Scenario
System Strength | Real June 2020 dollars discounted to 1 July 2020
Explicitly modelled generation
Region | Technology | 2021-22 | 2022-23 | 2023-24 | 2024-25 | 2025-26 | 2026-27 | 2027-28 | 2028-29 | 2029-30 | 2030-31 | 2031-32 | 2032-33 | 2033-34 | 2034-35 | 2035-36 | 2036-37 | 2037-38 | 2038-39 | 2039-40 | 2040-41 | 2041-42 | 2042-43 | 2043-44 | 2044-45 | 2045-46 | 2046-47 | 2047-48 | 2048-49 | 2049-50
NSW1 | System Strength | 5.047e-05 | 214.1086 | 996.2333 | 1715.4836 | 2383.3102 | 3226.1406 | 3640.3927 | 4331.1446 | 4975.8459 | 5567.5391 | 9665.2735 | 9285.5233 | 8945.5909 | 8618.103 | 8324.9255 | 7997.8379 | 7705.0461 | 7533.6185 | 7277.334 | 6991.4065 | 8379.2017 | 10600.5219 | 10456.878 | 10046.0256 | 9801.0106 | 11341.436 | 11430.3721 | 10981.2709 | 10865.3548
QLD1 | System Strength | 0.00033958 | 0.00034327 | 0.00034047 | 1119.3877 | 1078.4083 | 1212.0836 | 1170.85 | 1124.8473 | 1083.668 | 1043.9961 | 1008.4806 | 968.8573 | 933.3885 | 899.2182 | 868.6279 | 834.4994 | 1975.7068 | 1903.3784 | 1838.6278 | 1949.8906 | 1878.5073 | 1859.1674 | 2272.6368 | 2183.3445 | 2280.3669 | 3797.913 | 3668.7126 | 3524.5683 | 4564.1661
VIC1 | System Strength | 7.2811e-05 | 7.3938e-05 | 7.4419e-05 | 0.00010304 | 9.9272e-05 | 9.5638e-05 | 9.3326e-05 | 9.2705e-05 | 9.1404e-05 | 9.1443e-05 | 8.9432e-05 | 9.2379e-05 | 9.0873e-05 | 9.5677e-05 | 9.4229e-05 | 0.00010565 | 0.00017927 | 0.00026758 | 0.00030401 | 290.4315 | 279.7991 | 395.9076 | 863.351 | 829.4298 | 1966.3731 | 1894.5728 | 3452.7026 | 4778.567 | 4925.8394
SA1 | System Strength | 0.00013671 | 0.00014464 | 0.00017871 | 0.00018285 | 0.00017616 | 0.00016971 | 0.00016596 | 0.00016858 | 0.00016621 | 0.00016556 | 0.00016124 | 0.00016675 | 0.00016338 | 0.00017314 | 0.00017072 | 0.00022556 | 732.3663 | 1503.1122 | 2038.6864 | 2113.6108 | 2036.2339 | 2127.7951 | 2200.8184 | 2114.3485 | 2113.7852 | 2359.4812 | 2664.9452 | 2730.3838 | 2777.2051
TAS1 | System Strength | 5.3054e-05 | 5.4653e-05 | 165.0527 | 316.8406 | 453.1509 | 579.0563 | 697.0049 | 801.8585 | 899.9013 | 989.6912 | 1105.924 | 1252.3063 | 1389.3458 | 1514.6728 | 1633.3412 | 1732.6759 | 1830.7211 | 1921.445 | 2011.9507 | 2083.5931 | 2007.3151 | 1933.8296 | 1868.043 | 1794.6473 | 1728.9473 | 1665.6525 | 1608.9891 | 1545.7716 | 1489.1827
NEM | Total | 0.00065263 | 214.1093 | 1161.2866 | 3151.7121 | 3914.8697 | 5017.2808 | 5508.2479 | 6257.8507 | 6959.4154 | 7601.2266 | 11779.6783 | 11506.6871 | 11268.3254 | 11031.9943 | 10826.8949 | 10565.0135 | 12243.8404 | 12861.5544 | 13166.5991 | 13428.9324 | 14581.0571 | 16917.2215 | 17661.7272 | 16967.7957 | 17890.4832 | 21059.0556 | 22825.7214 | 23560.5616 | 24621.7481