## Cover
Project Marinus Economic Modelling Results
Supporting the Economic Modelling Appendix to the TasNetworks PACR
TasNetworks | 22 June 2021

## Release notice
Notice
Ernst & Young ("EY") was engaged on the instructions of Tasmanian Networks Pty Ltd (“TasNetworks” or “Client”) to provide market modelling in relation to the proposed Marinus Link interconnector (“Project”), in accordance with the contract dated 14 June 2018.
The results of Ernst & Young’s work, including the assumptions and qualifications made in preparing the workbook dated 22 June 2021 (“Workbook”), are set out in Ernst & Young's report dated 22 June 2021 ("Report"). The Workbook and Report should be read in their entirety including this notice, the applicable scope of the work and any limitations. A reference to the Workbook includes any part of the Workbook. No further work has been undertaken by Ernst & Young since the date of the Workbook to update it.
EY has prepared the Workbook under the directions of the Client. EY has not been engaged to act, and has not acted, as advisor to any other party. Accordingly, EY makes no representations as to the appropriateness, accuracy or completeness of the Workbook for any other party's purposes.
No reliance may be placed upon the Workbook or any of its contents by any party other than the Client (“Third Parties”). Any Third Party receiving a copy of the Workbook must make and rely on their own enquiries in relation to the issues to which the Workbook relates, the contents of the Workbook and all matters arising from or relating to or in any way connected with the Workbook or its contents.
EY disclaims all responsibility to any Third Parties for any loss or liability that the Third Parties may suffer or incur arising from or relating to or in any way connected with the contents of the Workbook, the provision of the Workbook to the Third Parties or the reliance upon the Workbook by the Third Parties.
No claim or demand or any actions or proceedings may be brought against EY arising from or connected with the contents of the Workbook or the provision of the Workbook to the Third Parties. EY will be released and forever discharged from any such claims, demands, actions or proceedings.
Our work commenced on 12 January 2021 and was completed on 19 May 2021. Therefore, our Workbook does not take account of events or circumstances arising after 19 May 2021 and we have no responsibility to update the Workbook for such events or circumstances.
In preparing this Workbook we have considered and relied upon information from a range of sources believed to be reliable and accurate. We do not imply, and it should not be construed, that we have verified any of the information provided to us, or that our enquiries could have identified any matter that a more extensive examination might disclose.
The work performed as part of our scope considers information provided to us and a number of combinations of input assumptions relating to future conditions, which may not necessarily represent actual or most likely future conditions. Additionally, modelling work performed as part of our scope inherently requires assumptions about future behaviours and market interactions, which may result in forecasts that deviate from future conditions. There will usually be differences between estimated and actual results, because events and circumstances frequently do not occur as expected, and those differences may be material. We take no responsibility that the projected outcomes will be achieved, if any.
We highlight that our analysis and Workbook do not constitute investment advice or a recommendation to you on a future course of action. We provide no assurance that the scenarios we have modelled will be accepted by any relevant authority or third party.
Our conclusions are based, in part, on the assumptions stated and on information provided by the Client and other information sources used during the course of the engagement. The modelled outcomes are contingent on the collection of assumptions as agreed with the Client and no consideration of other market events, announcements or other changing circumstances are reflected in this Workbook. Neither EY nor any member or employee thereof undertakes responsibility in any way whatsoever to any person in respect of errors in this Workbook arising from incorrect information provided by the Client or other information sources used.
EY has consented to the Workbook being published electronically on the Client’s website alongside the Report and Addendum for informational purposes only. EY has not consented to distribution or disclosure beyond this. The material contained in the Workbook, including the EY logo, is copyright. The copyright in the material contained in the Workbook itself, excluding EY logo, vests in the Client. The Workbook, including the EY logo, cannot be altered without prior written permission from EY.
EY’s liability is limited by a scheme approved under Professional Standards Legislation.

## Version notes
Change log
2021-06-22 | 1 | Project Marinus Economic Modelling Result Workbooks supporting the Addendum to the PACR, Slow Change Scenario. Marinus Link stage 1 from 1 July 2027 and stage 2 from 1 July 2029.

## Abbreviations and notes
Acronyms
AEMO | Australian Energy Market Operator
CCGT | Closed cycle gas turbine
Diesel | Diesel generator
Distributed PV | PV non-scheduled generators (PVNSG) and Rooftop PV
DSP | Demand-side participation
ESOO | Electricity Statement Of Opportunities
FOM | Fixed operations and maintenance
Gas - Steam | Gas-powered steam turbine
GWh | Gigawatt-hours
Grid Battery | Explicitly modelled existing and new entrant (8 hour or less) battery storage
MW | Megawatts
NEM | National Electricity Market
OCGT | Open cycle gas turbine
PACR | Project Assessment Conclusions Report
PV | Photovoltaic
PVNSG | PV non-scheduled generators
Rehab | Rehabilitation (after closing an existing generator)
USE | Unserved energy
VOM | Variable operations and maintenance
VPP | Virtual power plants
Notes
1. BaseCase simulations do not include Marinus Link. Marinus simulations include Marinus Link stage 1 from 1 July 2027 and stage 2 2029.
2. Tumut 3 generation is included in Hydro, whereas Tumut 3 pump is included in Pumped Hydro Pump.
3. REZ expansion costs only capture intra-regional network augmentations. These costs do not include the cost of interconnectors.
4. New entrant capacity and retiring capacity for allowable generators are made at the beginning of each financial year, on 1 July.
5. Other non-scheduled generation is handled on the demand side as per AEMO's 2020 ESOO.

## ---Compare options---
Compare |  | Marinus | to | BaseCase |  | 0 | 1 | 2 | 3 | 4 | 5 | 6 | 7 | 8 | 9 | 10 | 11 | 12 | 13 | 14 | 15 | 16 | 17 | 18 | 19 | 20 | 21 | 22 | 23 | 24 | 25 | 26 | 27 | 28
NEM discounted market benefits by year
Select region | NEM
[5 empty] | Real June 2020 dollars ($m) discounted to 1 July 2020 | 2021-22 | 2022-23 | 2023-24 | 2024-25 | 2025-26 | 2026-27 | 2027-28 | 2028-29 | 2029-30 | 2030-31 | 2031-32 | 2032-33 | 2033-34 | 2034-35 | 2035-36 | 2036-37 | 2037-38 | 2038-39 | 2039-40 | 2040-41 | 2041-42 | 2042-43 | 2043-44 | 2044-45 | 2045-46 | 2046-47 | 2047-48 | 2048-49 | 2049-50
|  |  |  | Build | CAPEX | -9.2461e-06 | -4.3109e-06 | -6.493e-06 | -0.002214 | -0.03593 | -10.713 | 0.46431 | 6.9515 | 6.697 | 6.4256 | 7.5088 | 7.2502 | 7.0197 | 6.7962 | 6.5971 | 6.3686 | 25.3796 | 23.1618 | 45.5782 | 24.687 | 19.7489 | 28.4826 | 39.0649 | 46.3845 | 53.8897 | 46.2257 | 34.0376 | 147.7408 | 151.5641
|  |  |  | FOM | FOM | -1.9049e-06 | -7.3938e-07 | -1.0604e-06 | 64.2513 | 61.6114 | 79.1571 | 139.6565 | 460.7291 | 131.904 | 122.9639 | 118.7193 | 114.0283 | 121.0016 | 105.783 | 97.5343 | 94.787 | 99.9483 | 330.9381 | 96.0843 | 87.442 | 82.8861 | 83.1086 | 82.1293 | 80.4866 | 80.4449 | 75.9119 | 72.2875 | 35.0697 | 36.5169
|  |  |  | Fuel | Fuel | -0.0033693 | -3.158 | -5.1449 | -32.3963 | -40.1458 | -39.1612 | 13.7831 | 15.6526 | 49.2434 | 33.3839 | 25.2587 | 38.7225 | 30.3095 | 47.4055 | 24.1803 | 24.9555 | 33.3289 | 60.1339 | 65.0056 | 52.9979 | 41.9348 | 48.7386 | 49.2474 | 37.2472 | 32.7978 | 38.7883 | 45.6139 | 93.1581 | 91.4536
|  |  |  | VOM | VOM | -0.0020536 | 1.2435 | 1.9958 | -0.038433 | -2.67 | 0.26824 | -9.7653 | -8.5553 | -9.9912 | -7.7573 | -7.1607 | -4.8953 | -4.5936 | -5.9495 | -5.1362 | -4.0703 | -9.6517 | -8.1061 | -7.934 | -5.0981 | -3.6411 | -5.3074 | -6.5864 | -6.8866 | -8.5845 | -8.0271 | -5.5955 | -11.5822 | -10.1537
|  |  |  | REHAB | REHAB | 0 | 0 | 0 | -48.8952 | 0.23071 | -14.9227 | -23.2547 | 0 | -2.9965 | 0.91447 | 0.027252 | 0 | 0 | 0 | 1.0367 | -0.1266 | 0 | 0 | 0 | 0 | 0 | 0 | 0 | 0 | 0 | 0 | 0 | 0 | 0
|  |  |  | REZ Tx | REZ | -3.0345e-07 | -3.4475e-07 | -3.7537e-07 | -3.9117e-07 | -3.9268e-07 | -1.3261 | -1.4614e-07 | -0.84643 | -0.81544 | -0.2619 | 0.35446 | 1.359 | 2.2904 | 3.1517 | 3.9576 | 4.6793 | 8.949 | 9.0146 | 9.7298 | 9.3551 | 8.6052 | 8.8636 | 8.3782 | 8.0491 | 9.888 | 10.5969 | 8.4522 | 20.3311 | 26.2286
|  |  |  | USE+DSP | USE+DSP | -1.1849e-06 | -1.182e-06 | -1.1938e-06 | -1.1995e-06 | -1.2141e-06 | 0.00284 | -1.2048e-06 | -3.7888 | -1.202e-06 | -1.2023e-06 | -1.1974e-06 | -1.1937e-06 | -3.4537 | -0.03538 | 2.1464 | 5.5427 | -0.31854 | -0.10904 | -5.1609 | -1.831 | -0.41839 | 0.18081 | 2.1 | 10.632 | -1.8861 | -1.657 | 0.34632 | -2.4181 | 0.7922
|  |  |  | SyncCon | SyncCon | 0.00029035 | -0.21251 | -0.38472 | -2.0189 | -1.9907 | -3.7818 | -4.3787 | -4.2656 | -4.3357 | -4.1526 | -4.021 | -3.7991 | -3.7372 | -3.4989 | -3.5422 | -3.4285 | -3.5208 | -3.2439 | -3.0034 | -2.8712 | -2.7526 | -2.6293 | -2.3924 | -2.4358 | -2.2273 | -2.2704 | -2.1953 | -2.0526 | -1.8222
|  |  |  | System Strength | System Strength | -9.0307e-08 | -9.4531e-08 | -8.504e-08 | 0.00029509 | 0.0048531 | -0.31726 | -0.16275 | -0.090628 | -0.08731 | -0.080381 | -0.088268 | -0.077309 | -0.067262 | -0.057847 | -0.049163 | -0.040779 | 0.78548 | 0.82102 | 0.94396 | 0.42972 | 0.35351 | 0.57562 | 0.8361 | 0.84059 | 1.0384 | 0.92608 | 0.69782 | 2.3579 | 2.571
[5 empty] | Total cumulative market benefits | -0.0051453 | -2.1321 | -5.666 | -24.7655 | -7.761 | 1.4451 | 117.7876 | 583.5741 | 753.1924 | 904.6282 | 1045.2267 | 1197.8149 | 1346.5842 | 1500.1789 | 1626.9036 | 1755.5704 | 1910.4706 | 2323.0809 | 2524.3246 | 2689.436 | 2836.1523 | 2998.1655 | 3170.9426 | 3345.2601 | 3510.6209 | 3671.1153 | 3824.76 | 4107.3647 | 4404.5151
NEM capacity difference by year
Select region | NEM
[5 empty] | Capacity difference (MW) | 2021-22 | 2022-23 | 2023-24 | 2024-25 | 2025-26 | 2026-27 | 2027-28 | 2028-29 | 2029-30 | 2030-31 | 2031-32 | 2032-33 | 2033-34 | 2034-35 | 2035-36 | 2036-37 | 2037-38 | 2038-39 | 2039-40 | 2040-41 | 2041-42 | 2042-43 | 2043-44 | 2044-45 | 2045-46 | 2046-47 | 2047-48 | 2048-49 | 2049-50
[5 empty] | Black Coal | 0 | 0 | 0 | 464.6759 | 470.1871 | 420.3219 | 213.5406 | 213.5406 | -221.9701 | -108.0507 | -101.1412 | -101.1412 | -101.1412 | -101.1412 | 54.4919 | 15.703 | -47.8079 | -47.8079 | -47.8079 | -47.8079 | -47.8079 | -47.8079 | 0 | 0 | 0 | 0 | 0 | 0 | 0
[5 empty] | Brown Coal | 0 | 0 | 0 | -697.7929 | -697.7929 | -874.5797 | -1209.2176 | -1209.2176 | -1209.2176 | -1209.2176 | -1209.2176 | -1209.2176 | -1209.2176 | -1209.2176 | -1209.2176 | -1209.2176 | -1209.2176 | -1209.2176 | -1209.2176 | -1209.2176 | -1209.2176 | -1209.2176 | -1209.2176 | -1209.2176 | -1209.2176 | -1209.2176 | -1209.2176 | 0 | 0
[5 empty] | CCGT | 0 | 0 | 0 | 0 | 0 | 0 | 0 | 0 | 0 | 0 | 0 | 0 | 0 | 0 | 0 | 0 | 0 | 0 | 0 | 0 | 0 | 0 | 0 | 0 | 0 | 0 | 0 | 0 | 0
[5 empty] | Gas - Steam | 0 | 0 | 0 | 0 | 0 | 0 | 0 | 0 | 0 | 0 | 0 | 0 | 0 | 0 | 0 | 0 | 0 | 0 | 0 | 0 | 0 | 0 | 0 | 0 | 0 | 0 | 0 | 0 | 0
[5 empty] | OCGT / Diesel | 0 | 0 | 0 | 0 | 0 | 0 | 0 | 0 | 0 | 0 | 0 | 0 | 0 | 0 | 0 | 0 | 0 | 0 | 0 | 0 | 0 | 0 | 0 | -315.5743 | -315.5742 | -312.0593 | -312.0593 | -400.2632 | -400.2632
[5 empty] | Hydro | 0 | 0 | 0 | 0 | 0 | 0 | 250 | 250 | 250 | 250 | 250 | 250 | 250 | 250 | 250 | 250 | 250 | 250 | 250 | 250 | 250 | 250 | 250 | 250 | 250 | 250 | 250 | 250 | 250
[5 empty] | Wind | 0 | -1.2e-05 | -3.1e-05 | -0.26378 | -4.5005 | 181.4233 | -8.841 | -291.6242 | -291.6242 | -295.7962 | -349.3358 | -354.7481 | -360.1604 | -365.5728 | -370.9851 | -376.3974 | -1084.585 | -1142.6986 | -1283.8543 | -820.4781 | -682.1705 | -711.4415 | -1072.1211 | -1114.3453 | -1106.3728 | -1016.1792 | -1101.1222 | -2624.217 | -2773.298
[5 empty] | Solar PV | 0 | 0 | 0 | 0 | 0 | -100 | -3e-05 | 346.2226 | 346.2226 | 346.2226 | 410.6035 | 410.6035 | 410.6035 | 410.6035 | 410.6035 | 410.6035 | 410.6035 | 410.6035 | 410.6035 | 410.6035 | 410.6035 | 122.9084 | 212.5991 | 212.5992 | -227.4102 | -258.408 | -188.6876 | -1579.6186 | -1844.2631
[5 empty] | Grid Battery | 0 | 0 | 0 | 0 | 0 | 0 | 0 | 0 | 0 | 0 | 0 | 0 | 0 | 0 | 0 | 0 | 62.7716 | 62.7716 | 117.2374 | 51.9536 | 8.2276 | -56.373 | -16.6941 | 25.8035 | 109.917 | 174.5235 | 174.5235 | 141.2662 | 113.3789
[5 empty] | Pumped Hydro | 0 | 0 | 0 | 0 | 0 | 0 | 0 | 0 | 0 | 0 | 0 | 0.0012 | 0.0005 | 0 | 0 | 0 | 257.3219 | 329.5692 | 106.9269 | 106.9054 | 95.5509 | 107.1881 | 107.1881 | 107.1882 | 43.0342 | 41.0798 | 254.7754 | -495.0832 | -495.0832
[5 empty] | VPP | 0 | 0 | 0 | 0 | 0 | 0 | 0 | 0 | 0 | 0 | 0 | 0 | 0 | 0 | 0 | 0 | 0 | 0 | 0 | 0 | 0 | 0 | 0 | 0 | 0 | 0 | 0 | 0 | 0
[5 empty] | Grid Battery pump | 0 | 0 | 0 | 0 | 0 | 0 | 0 | 0 | 0 | 0 | 0 | 0 | 0 | 0 | 0 | 0 | 62.7716 | 62.7716 | 117.2374 | 51.9536 | 8.2276 | -56.373 | -16.6941 | 25.8035 | 109.917 | 174.5235 | 174.5235 | 141.2662 | 113.3789
[5 empty] | Pumped Hydro Pump | 0 | 0 | 0 | 0 | 0 | 0 | 0 | 0 | 0 | 0 | 0 | 0.0012 | 0.0005 | 0 | 0 | 0 | 257.3219 | 329.5692 | 106.9269 | 106.9054 | 95.5509 | 107.1881 | 107.1881 | 107.1882 | 43.0342 | 41.0798 | 254.7754 | -495.0832 | -495.0832
[5 empty] | VPP pump | 0 | 0 | 0 | 0 | 0 | 0 | 0 | 0 | 0 | 0 | 0 | 0 | 0 | 0 | 0 | 0 | 0 | 0 | 0 | 0 | 0 | 0 | 0 | 0 | 0 | 0 | 0 | 0 | 0
NEM generation difference by year
Select region | NEM
[5 empty] | Sent-out generation difference (GWh)* | 2021-22 | 2022-23 | 2023-24 | 2024-25 | 2025-26 | 2026-27 | 2027-28 | 2028-29 | 2029-30 | 2030-31 | 2031-32 | 2032-33 | 2033-34 | 2034-35 | 2035-36 | 2036-37 | 2037-38 | 2038-39 | 2039-40 | 2040-41 | 2041-42 | 2042-43 | 2043-44 | 2044-45 | 2045-46 | 2046-47 | 2047-48 | 2048-49 | 2049-50
[5 empty] | Black Coal | 0.00076 | 0.5085 | 0.9071 | 2104.1904 | 2698.0005 | 3294.9411 | 1113.6849 | 588.6274 | -892.7938 | 91.3338 | 572.2524 | -5.3977 | 301.0761 | 119.2155 | 834.5586 | 704.4601 | 190.8711 | 612.8195 | 1082.0193 | 393.9158 | 497.8746 | 490.462 | 112.3058 | 437.9589 | 466.5041 | 181.1946 | 78.9307 | 112.2244 | 63.0431
[5 empty] | Brown Coal | 0.5042 | 456.1689 | 753.9966 | -2316.0433 | -2691.3763 | -4411.6071 | -6204.413 | -5480.4581 | -5984.4296 | -6302.1955 | -6223.2432 | -6159.3967 | -6353.2019 | -6699.8562 | -6814.3283 | -6610.6216 | -6634.0059 | -6176.0846 | -5113.5983 | -6944.5056 | -6912.0562 | -6442.8961 | -6390.3341 | -6197.8732 | -5898.919 | -6385.7571 | -6357.1727 | 0 | 0
[5 empty] | CCGT | 7.4801e-06 | 7.4619e-06 | 8.0386e-06 | -12.5059 | -7.9206 | -4.6325 | 10.1323 | 33.8731 | 18.3863 | 7.1526 | 27.4165 | -135.3892 | -40.9881 | -345.2101 | -16.1678 | -51.2427 | -117.3587 | -706.7141 | -764.0691 | -235.3568 | -233.3871 | -455.5474 | 4.4095 | -161.7163 | -29.9431 | 2.9108e-05 | 3.167e-05 | 3.3082e-05 | 3.2731e-05
[5 empty] | Gas - Steam | 6e-07 | 3.3312e-07 | 4e-07 | 4.9944 | 1.3264 | 6.3238 | 0.12554 | 1.6746 | 4.5764e-07 | -1.5254 | -1.3774 | -1.7242 | -3.4229 | -1.0251 | -5.4049 | -3.4254 | -13.1505 | -10.8724 | -0.95406 | -1.9662 | 0 | -30.993 | -1.7491 | -16.0928 | -24.3875 | 0 | 0 | 0 | 0
[5 empty] | OCGT / Diesel | 1.1817e-05 | 1.1566e-05 | 1.3034e-05 | -5.5952 | -0.56047 | 12.4749 | -0.38125 | 9.5349 | 1.4512 | -0.13118 | 0.42127 | 2.2039 | -1.8078 | -2.1553 | -18.0581 | -16.2168 | -9.3525 | -135.848 | -351.6468 | -307.4861 | -194.9007 | -202.3078 | -473.3147 | -221.8837 | -243.7066 | -357.2914 | -475.9459 | -1599.2252 | -1637.2065
[5 empty] | Hydro | -0.37284 | -454.6854 | -752.6938 | 59.764 | -83.0612 | 86.9942 | 4569.6724 | 4394.2793 | 5770.5819 | 5007.7334 | 4398.3938 | 4973.8118 | 4615.0369 | 5652.6229 | 4559.0772 | 4413.833 | 6540.0369 | 6153.3681 | 5582.0197 | 5801.3911 | 5193.3281 | 5529.9172 | 6292.6964 | 5617.604 | 5981.2581 | 6548.0209 | 5684.4769 | 5305.5493 | 5232.3906
[5 empty] | Wind | 0.00048814 | 0.00068432 | 0.00025662 | 90.2319 | 125.3774 | 1008.9102 | 461.7088 | -376.2884 | -188.1254 | -45.6234 | -143.8893 | -182.0128 | -90.2773 | 83.5792 | 160.3496 | 159.4655 | -739.1961 | -507.9146 | -1092.641 | 465.4955 | 804.8222 | 1083.666 | 253.3197 | 263.0538 | 629.1386 | 813.3771 | 1378.3564 | -1269.5243 | -963.2798
[5 empty] | Solar PV | 0.0012497 | 0.00098766 | 0.010672 | -3.7909e-05 | 2.3218e-05 | -262.6658 | 5.9701 | 813.656 | 850.0305 | 938.7359 | 1124.7825 | 1105.8863 | 1090.0924 | 1020.9388 | 1137.5754 | 1101.5004 | 987.1901 | 1018.3417 | 1063.8581 | 1092.7389 | 1049.4834 | 372.1381 | 511.8852 | 588.2518 | -409.9569 | -406.1985 | -5.7084 | -2226.4236 | -2394.146
[5 empty] | Grid Battery | -0.20132 | 2.1112 | -0.43748 | 13.6862 | 0.12589 | 1.7939 | -2.4419 | -11.6029 | -18.9467 | -18.6622 | -21.8226 | -8.0335 | -18.2088 | -5.4579 | -6.7489 | -3.5652 | 85.5223 | 84.9694 | 179.4421 | 76.6885 | 66.29 | -28.6782 | 15.6122 | 69.1913 | 182.511 | 278.3379 | 218.2867 | 302.9288 | 321.6292
[5 empty] | Pumped Hydro | -0.11524 | -0.29833 | -0.20157 | -0.50224 | 56.9213 | 654.1403 | -122.3656 | -232.1407 | -209.1771 | -195.1997 | -29.992 | -56.2616 | -253.2656 | -16.9195 | -123.4005 | -154.8781 | 530.8859 | 992.9178 | 312.6458 | 282.2753 | 264.2745 | 448.137 | 225.6595 | 287.3622 | 204.9647 | 148.4668 | 469.4627 | -688.9635 | -147.1223
[5 empty] | VPP | 0.0014748 | 0.12752 | 0.042599 | 0.35938 | 0.44883 | 1.5606 | -1.1469 | -2.3271 | -3.1196 | -3.1196 | -4.4289 | -5.1954 | -9.6942 | -2.3687 | -2.7954 | -1.9353 | -1.9427 | -1.9688 | 1.5602 | 0.46504 | 3.2596 | 7.4592 | 5.2531 | 1.3697 | 3.1434 | -0.22375 | -0.23723 | 29.658 | 13.7014
[5 empty] | Grid Battery pump | -0.24854 | 2.6064 | -0.54011 | 16.8965 | 0.32392 | 2.0462 | -2.996 | -14.3433 | -23.3245 | -23.1062 | -26.8896 | -9.9697 | -22.4801 | -6.7381 | -8.332 | -4.4015 | 100.6822 | 99.5691 | 211.7123 | 91.2534 | 77.8776 | -33.7201 | 18.4485 | 80.9894 | 216.1696 | 326.6651 | 255.9013 | 357.4436 | 378.4898
[5 empty] | Pumped Hydro Pump | 1.9e-05 | -0.20849 | -0.70681 | 111.8591 | 388.4191 | 852.3402 | -69.0926 | -191.3267 | -527.6718 | -274.412 | -120.2682 | -306.9844 | -525.0311 | -160.8668 | -167.9711 | -318.867 | 487.0927 | 1052.5621 | 541.1595 | 346.2924 | 362.2515 | 537.5329 | 286.3462 | 374.8303 | 295.7328 | 142.4854 | 479.9486 | -703.6027 | -225.3271
[5 empty] | VPP pump | 0.0017702 | 0.15306 | 0.051243 | 0.43306 | 0.54001 | 1.8699 | -1.3187 | -2.851 | -3.7327 | -3.7558 | -5.2931 | -6.2583 | -11.6374 | -2.8266 | -3.3696 | -2.3228 | -2.3302 | -2.3196 | 1.826 | 0.55327 | 3.9176 | 8.9515 | 6.3145 | 1.6157 | 3.8688 | -0.34337 | -0.28481 | 35.6009 | 16.4406
*Generation shown is sent-out, as is demand. The difference in sent-out generation with the Marinus Link option and the Base Case is due to the difference in losses from interconnectors and storage.

## BaseCase_CF
Annual capacity factor by technology - BaseCase, Slow Change Scenario
Explicitly modelled generation
Region | Technology | 2021-22 | 2022-23 | 2023-24 | 2024-25 | 2025-26 | 2026-27 | 2027-28 | 2028-29 | 2029-30 | 2030-31 | 2031-32 | 2032-33 | 2033-34 | 2034-35 | 2035-36 | 2036-37 | 2037-38 | 2038-39 | 2039-40 | 2040-41 | 2041-42 | 2042-43 | 2043-44 | 2044-45 | 2045-46 | 2046-47 | 2047-48 | 2048-49 | 2049-50
NEM | Black Coal | 49.82% | 45.97% | 49.3% | 62.21% | 71.61% | 70.3% | 66.47% | 73.67% | 70.57% | 68.13% | 55.05% | 59.94% | 65.41% | 62.32% | 58.66% | 63.8% | 68.3% | 67.76% | 62.22% | 59.89% | 56.23% | 66.03% | 59.83% | 57.78% | 59.71% | 58.26% | 54.97% | 51.83% | 47.61%
NEM | Brown Coal | 62.25% | 53.67% | 58.93% | 64.58% | 67.94% | 68.61% | 62.78% | 64.61% | 63.74% | 67.65% | 63.29% | 64.54% | 67.12% | 66.66% | 67.75% | 66.5% | 63.81% | 65.63% | 58.46% | 61.6% | 66.43% | 65.88% | 63.08% | 63.18% | 60.66% | 64.43% | 62.25% | - | -
NEM | CCGT | 8.417% | 8.417% | 7.129% | 7.153% | 6.835% | 7.718% | 7.339% | 11.32% | 6.79% | 6.79% | 6.976% | 7.948% | 7.343% | 8.213% | 7.038% | 8.115% | 9.1% | 13.94% | 18.75% | 19.01% | 15.22% | 22.95% | 20.31% | 23.68% | 27.05% | 28.26% | 28.34% | 28.26% | 28.26%
NEM | Gas - Steam | 5.537% | 5.734% | 5.693% | 1.321% | 1.283% | 1.32% | 1.319% | 1.816% | 1.273% | 1.286% | 1.299% | 1.348% | 1.316% | 1.29% | 1.743% | 1.687% | 1.996% | 1.771% | 10.05% | 10.17% | 9.894% | 14.82% | 17.24% | 16.56% | 23.64% | - | - | - | -
NEM | OCGT / Diesel | 0.03903% | 0.0236% | 0.1154% | 0.09968% | 0.02715% | 0.08809% | 0.04512% | 0.3042% | 0.006259% | 0.004734% | 0.007119% | 0.1069% | 0.06902% | 0.02834% | 0.1657% | 0.1498% | 0.3733% | 0.487% | 1.531% | 1.801% | 1.312% | 1.174% | 4.377% | 2.427% | 3.679% | 4.482% | 8.772% | 11.52% | 12.88%
NEM | Hydro | 20.33% | 20.41% | 19.71% | 24.62% | 24.58% | 18.41% | 17.32% | 20.03% | 16.73% | 15.44% | 14.27% | 14.6% | 15.29% | 15.59% | 14.25% | 13.55% | 16.42% | 14.09% | 12.94% | 12.16% | 11.99% | 13.41% | 13.45% | 12.89% | 12.44% | 15.51% | 12.9% | 11.55% | 10.98%
NEM | Wind | 33.36% | 34.36% | 31.63% | 33.88% | 36.1% | 37.48% | 38% | 34.95% | 34.26% | 34.6% | 35.14% | 32.85% | 32.13% | 33.96% | 34.99% | 35.58% | 34.47% | 33.79% | 34.47% | 35.66% | 33.61% | 31.98% | 33.91% | 36.03% | 36.83% | 35.16% | 33.75% | 32.71% | 31.95%
NEM | Solar PV | 29.55% | 29.16% | 29.58% | 28.44% | 27.85% | 29.5% | 29.9% | 26.32% | 27.7% | 28.86% | 29.25% | 29.18% | 28.17% | 27.54% | 29.33% | 29.5% | 26.18% | 27.38% | 28.84% | 29.32% | 29.33% | 28.03% | 27.26% | 28.98% | 29.1% | 25.56% | 25.81% | 26.13% | 25.85%
NEM | Grid Battery | 6.433% | 4.262% | 4.935% | 6.46% | 6.788% | 7.015% | 6.913% | 6.559% | 6.059% | 6.509% | 6.492% | 6.613% | 6.617% | 6.336% | 6.49% | 6.517% | 9.79% | 9.861% | 10.69% | 10.9% | 12.91% | 14.46% | 14.48% | 14.42% | 14.41% | 13.88% | 13.94% | 13.42% | 12.72%
NEM | Pumped Hydro | 1.196% | 2.961% | 3.432% | 14.8% | 19.33% | 20.35% | 20.33% | 24.18% | 17.28% | 20% | 22.8% | 25.2% | 23.6% | 24.45% | 25.35% | 24.72% | 24.24% | 22.86% | 24.21% | 22.49% | 23.78% | 23.28% | 23.61% | 24.51% | 23.78% | 24.08% | 23.55% | 23.62% | 20.77%
NEM | VPP | 8.059% | 8.35% | 8.295% | 9.184% | 10.13% | 9.997% | 10.08% | 9.536% | 8.795% | 8.761% | 8.729% | 9.076% | 9.136% | 9.02% | 8.841% | 8.78% | 8.457% | 8.327% | 7.968% | 7.698% | 6.91% | 6.771% | 6.409% | 6.201% | 6.096% | 5.842% | 5.68% | 4.529% | 3.853%
Region | Technology | 2021-22 | 2022-23 | 2023-24 | 2024-25 | 2025-26 | 2026-27 | 2027-28 | 2028-29 | 2029-30 | 2030-31 | 2031-32 | 2032-33 | 2033-34 | 2034-35 | 2035-36 | 2036-37 | 2037-38 | 2038-39 | 2039-40 | 2040-41 | 2041-42 | 2042-43 | 2043-44 | 2044-45 | 2045-46 | 2046-47 | 2047-48 | 2048-49 | 2049-50
NSW1 | Black Coal | 44.53% | 41.82% | 42.82% | 56.46% | 69.38% | 65.84% | 62.18% | 70.23% | 69.77% | 68.59% | 47.13% | 47.15% | 64.16% | 55.82% | 44.35% | 59.64% | 70.5% | 69.97% | 61.31% | 52.7% | 44.87% | - | - | - | - | - | - | - | -
NSW1 | Brown Coal | bar: 2021-22 to 2049-50
NSW1 | CCGT | 0.6146% | 0.6146% | 1.849% | 1.164% | 1.161% | 1.161% | 1.164% | 1.161% | 1.161% | 1.161% | 1.164% | 1.161% | 1.161% | 1.66% | 1.164% | 1.161% | 1.166% | 10.64% | 19.48% | 20.81% | 13.6% | 21.97% | 0.03978% | - | - | - | - | - | -
NSW1 | Gas - Steam | bar: 2021-22 to 2049-50
NSW1 | OCGT / Diesel | 1.232e-08% | 1.221e-08% | 0.02518% | 0.2645% | 0.0457% | 0.1017% | 0.04508% | 0.08882% | 1.609e-08% | 1.653e-08% | 1.574e-08% | 0.1057% | 0.02067% | 0.03063% | 0.1042% | 0.05747% | 0.1657% | 0.05386% | 1.004% | 1.12% | 0.9045% | 0.6726% | 6.441% | 3.822% | 5.431% | 4.661% | 14.33% | 13.32% | 16.76%
NSW1 | Hydro | 9.057% | 9.587% | 8.662% | 11.32% | 11.71% | 10.9% | 10.57% | 14.96% | 10.41% | 9.685% | 10.27% | 11.44% | 12.05% | 13.9% | 11.94% | 11.45% | 16.14% | 13.15% | 11.19% | 10.86% | 9.942% | 12.97% | 13.59% | 12.64% | 12.55% | 16.54% | 13.37% | 11.57% | 10.68%
NSW1 | Wind | 32.12% | 36.75% | 35.1% | 34.71% | 37.84% | 39% | 38.66% | 34.52% | 31.92% | 34.01% | 34.39% | 33.96% | 33.18% | 35.46% | 36.69% | 36.74% | 33.86% | 30.8% | 33.24% | 34.46% | 33.83% | 32.33% | 34.61% | 36.32% | 36.28% | 32.34% | 29.46% | 30.84% | 30.82%
NSW1 | Solar PV | 28.63% | 28.53% | 28.72% | 27.65% | 26.32% | 28.57% | 28.93% | 26.17% | 27.11% | 28.73% | 29.13% | 28.75% | 27.92% | 26.9% | 28.98% | 29.01% | 26.12% | 26.93% | 28.66% | 29.29% | 28.9% | 27.88% | 26.91% | 28.84% | 28.94% | 25.66% | 25.87% | 27.25% | 27.08%
NSW1 | Grid Battery | - | - | - | - | - | - | - | - | - | - | - | - | - | - | - | - | - | - | - | - | - | - | 15.37% | 15.57% | 15.25% | 14.96% | 14.82% | 15.09% | 14.31%
NSW1 | Pumped Hydro | 2.085% | 4.603% | 5.469% | 30.6% | 21.65% | 22.81% | 23.15% | 26.89% | 18.63% | 21.55% | 24.67% | 26.78% | 25.2% | 25.94% | 27.18% | 26.49% | 25.69% | 24.13% | 25.36% | 23.61% | 25.03% | 24.34% | 25.04% | 26.44% | 25.56% | 27.51% | 25.79% | 27.18% | 24.32%
NSW1 | VPP | 10.17% | 10.33% | 8.889% | 8.608% | 9.482% | 9.589% | 9.716% | 9.214% | 8.414% | 8.182% | 7.982% | 8.346% | 8.547% | 8.409% | 8.206% | 8.227% | 7.957% | 7.633% | 7.665% | 7.305% | 7.479% | 7.304% | 6.841% | 6.697% | 6.422% | 6.348% | 5.978% | 4.896% | 4.434%
Region | Technology | 2021-22 | 2022-23 | 2023-24 | 2024-25 | 2025-26 | 2026-27 | 2027-28 | 2028-29 | 2029-30 | 2030-31 | 2031-32 | 2032-33 | 2033-34 | 2034-35 | 2035-36 | 2036-37 | 2037-38 | 2038-39 | 2039-40 | 2040-41 | 2041-42 | 2042-43 | 2043-44 | 2044-45 | 2045-46 | 2046-47 | 2047-48 | 2048-49 | 2049-50
QLD1 | Black Coal | 56.49% | 50.95% | 55.92% | 69.14% | 73.39% | 74.46% | 70.46% | 77.39% | 71.07% | 67.91% | 57.56% | 63.99% | 65.81% | 64.38% | 63.47% | 65.21% | 67.53% | 66.97% | 62.54% | 62.44% | 60.25% | 66.03% | 59.83% | 57.78% | 59.71% | 58.26% | 54.97% | 51.83% | 47.61%
QLD1 | Brown Coal | bar: 2021-22 to 2049-50
QLD1 | CCGT | 8.33% | 8.33% | 9.298% | 9.72% | 9.117% | 10.8% | 10.06% | 17.63% | 9.032% | 9.032% | 9.374% | 11.23% | 10.08% | 11.53% | 9.492% | 12.72% | 15.17% | 18.34% | 22.25% | 21.89% | 19.46% | 28.41% | 28.41% | 28.68% | 43.59% | 60.92% | 61.08% | 60.92% | 60.92%
QLD1 | Gas - Steam | 5.044% | 5.044% | 10.02% | 9.894% | 9.894% | 9.894% | 9.921% | 17.87% | 9.894% | 9.894% | 9.921% | 9.894% | 9.894% | 9.894% | 9.921% | 9.894% | 9.894% | 9.894% | 10.05% | 10.17% | 9.894% | 14.82% | 17.24% | 16.56% | 23.64% | - | - | - | -
QLD1 | OCGT / Diesel | 1.591e-08% | 1.59e-08% | 1.661e-08% | 0.1144% | 0.03837% | 0.1853% | 0.08796% | 0.9536% | 0.02249% | 0.003984% | 0.009448% | 0.1753% | 0.1832% | 0.04247% | 0.1798% | 0.1889% | 0.4353% | 0.2453% | 0.9098% | 0.5925% | 0.8733% | 0.6468% | 1.836% | 2.766% | 5.301% | 8.485% | 8.452% | 9.221% | 9.163%
QLD1 | Hydro | 50.69% | 50.42% | 50.38% | 49.89% | 49.61% | 49.38% | 49.29% | 48.85% | 48.57% | 47.75% | 48.18% | 47.73% | 47.46% | 47.2% | 47.1% | 46.67% | 40.24% | 40.11% | 39.94% | 39.59% | 39.4% | - | - | - | - | - | - | - | -
QLD1 | Wind | 35.91% | 34.66% | 34.5% | 36.09% | 43% | 44.29% | 46.21% | 44.07% | 43.56% | 44.39% | 41.32% | 39.19% | 34.46% | 41.41% | 40.68% | 43.5% | 43.58% | 43.23% | 44.09% | 42.27% | 39.69% | 34.53% | 40.27% | 41.7% | 44.21% | 44.63% | 44.57% | 44.54% | 40.28%
QLD1 | Solar PV | 31.43% | 30.43% | 30.98% | 29.65% | 30.07% | 31.49% | 31.87% | 26.62% | 28.83% | 29.98% | 30.46% | 30.91% | 29.57% | 30.04% | 31.52% | 31.76% | 26.5% | 28.76% | 29.97% | 30.27% | 30.85% | 28.63% | 28.69% | 30.16% | 30.26% | 25.44% | 26.82% | 27.63% | 27.33%
QLD1 | Grid Battery | - | 16.78% | 16.38% | 18.15% | 20.21% | 19.79% | 19.72% | 19.79% | 18.28% | 18.37% | 18.09% | 18.4% | 18.68% | 19.11% | 18.55% | 18.54% | 17.14% | 17.14% | 17.21% | 17.21% | 15.65% | 15.31% | 15.49% | 14.72% | 14.64% | 14.02% | 14.33% | 14.13% | 13.77%
QLD1 | Pumped Hydro | 0.8212% | 2.27% | 2.574% | 8.144% | 10.04% | 10.49% | 9.032% | 13.35% | 7.128% | 8.349% | 8.753% | 13.34% | 11.57% | 13.29% | 11.64% | 11.44% | 13.3% | 13.14% | 12.22% | 10.9% | 13.01% | 17.17% | 16.71% | 15.4% | 18.03% | 18.31% | 19.23% | 18.38% | 14.87%
QLD1 | VPP | 8.057% | 8.693% | 7.934% | 9.004% | 10.78% | 10.01% | 10.34% | 10.07% | 8.898% | 8.871% | 8.786% | 8.968% | 9.285% | 9.266% | 8.872% | 8.87% | 8.165% | 7.946% | 8.028% | 7.874% | 6.52% | 6.322% | 6.165% | 5.83% | 5.823% | 5.11% | 5.283% | 4.285% | 3.29%
Region | Technology | 2021-22 | 2022-23 | 2023-24 | 2024-25 | 2025-26 | 2026-27 | 2027-28 | 2028-29 | 2029-30 | 2030-31 | 2031-32 | 2032-33 | 2033-34 | 2034-35 | 2035-36 | 2036-37 | 2037-38 | 2038-39 | 2039-40 | 2040-41 | 2041-42 | 2042-43 | 2043-44 | 2044-45 | 2045-46 | 2046-47 | 2047-48 | 2048-49 | 2049-50
VIC1 | Black Coal | bar: 2021-22 to 2049-50
VIC1 | Brown Coal | 62.25% | 53.67% | 58.93% | 64.58% | 67.94% | 68.61% | 62.78% | 64.61% | 63.74% | 67.65% | 63.29% | 64.54% | 67.12% | 66.66% | 67.75% | 66.5% | 63.81% | 65.63% | 58.46% | 61.6% | 66.43% | 65.88% | 63.08% | 63.18% | 60.66% | 64.43% | 62.25% | - | -
VIC1 | CCGT | bar: 2021-22 to 2049-50
VIC1 | Gas - Steam | 0.03517% | 7.592e-09% | 0.07558% | 0.1308% | 0.02628% | 0.1284% | 0.1176% | 0.1611% | 1.038e-08% | 0.03483% | 0.06049% | 0.2053% | 0.1172% | 0.04702% | 0.3691% | 0.3086% | 0.6696% | 0.4066% | - | - | - | - | - | - | - | - | - | - | -
VIC1 | OCGT / Diesel | 0.0002749% | 1.443e-08% | 0.01008% | 0.003084% | 1.847e-08% | 0.0006022% | 0.005141% | 2.101e-08% | 1.998e-08% | 0.0002104% | 0.0029% | 0.02671% | 0.01098% | 2.672e-08% | 0.05813% | 0.07554% | 0.08028% | 0.07238% | 0.2458% | 0.3029% | 0.2247% | 0.06772% | 0.1994% | 0.6121% | 0.633% | 0.2825% | 0.8059% | 14.69% | 14.69%
VIC1 | Hydro | 13.89% | 13.99% | 12.63% | 15.51% | 15.85% | 14.94% | 15.07% | 18.98% | 15.63% | 13.35% | 13.46% | 12.13% | 14.85% | 15.32% | 14.47% | 14.47% | 18.18% | 15.05% | 12.92% | 12.87% | 11.68% | 14.25% | 14.75% | 13.87% | 13.95% | 17.42% | 14.48% | 12.44% | 12.42%
VIC1 | Wind | 34.58% | 34.13% | 29.42% | 32.04% | 32.58% | 33.15% | 33.05% | 29.89% | 30.85% | 29.23% | 32.04% | 27.58% | 28.6% | 28.88% | 30.44% | 31.1% | 28.58% | 30.63% | 30.54% | 35.18% | 31.09% | 31.18% | 30.63% | 33.77% | 34.84% | 33.37% | 33.64% | 30.73% | 30.31%
VIC1 | Solar PV | 27.58% | 27.37% | 28.19% | 27.27% | 25.9% | 27.21% | 27.79% | 25.55% | 26.57% | 26.6% | 27.05% | 27.58% | 26.35% | 25.48% | 26.6% | 27.44% | 25.33% | 26.51% | 27.23% | 27.29% | 28.4% | 27.25% | 25.93% | 27.79% | 28.33% | 26.52% | 25.79% | 23.35% | 22.64%
VIC1 | Grid Battery | 12.71% | 3.522% | 3.84% | 5.976% | 6.209% | 6.504% | 6.405% | 5.979% | 5.611% | 5.729% | 5.782% | 5.949% | 5.74% | 5.542% | 5.818% | 5.834% | 5.448% | 5.579% | 8.457% | 8.339% | 10.06% | 15.27% | 14.65% | 15.21% | 15.1% | 14.32% | 14.18% | 13.07% | 12.17%
VIC1 | Pumped Hydro | - | - | - | - | - | - | - | - | - | - | - | - | - | - | - | - | - | 31.25% | 30.04% | 28% | 28.59% | 27.48% | 25.25% | 26.22% | 25.97% | 25.33% | 26.52% | 22.75% | 21.07%
VIC1 | VPP | 4.724% | 6.11% | 6.552% | 10.25% | 11.09% | 10.96% | 10.85% | 9.963% | 9.473% | 9.597% | 9.732% | 10.36% | 10.03% | 9.913% | 9.851% | 9.609% | 9.222% | 9.334% | 8.306% | 8.093% | 6.91% | 6.82% | 6.357% | 6.129% | 6.032% | 5.759% | 5.581% | 4.168% | 3.544%
Region | Technology | 2021-22 | 2022-23 | 2023-24 | 2024-25 | 2025-26 | 2026-27 | 2027-28 | 2028-29 | 2029-30 | 2030-31 | 2031-32 | 2032-33 | 2033-34 | 2034-35 | 2035-36 | 2036-37 | 2037-38 | 2038-39 | 2039-40 | 2040-41 | 2041-42 | 2042-43 | 2043-44 | 2044-45 | 2045-46 | 2046-47 | 2047-48 | 2048-49 | 2049-50
SA1 | Black Coal | bar: 2021-22 to 2049-50
SA1 | Brown Coal | bar: 2021-22 to 2049-50
SA1 | CCGT | 17.95% | 17.95% | 9.965% | 9.7% | 9.7% | 9.7% | 9.727% | 9.7% | 9.7% | 9.7% | 9.727% | 9.7% | 9.7% | 9.7% | 9.727% | 9.7% | - | - | - | - | - | - | - | - | - | - | - | - | -
SA1 | Gas - Steam | 9.028% | 9.391% | 8.75% | 1.164% | 1.164% | 1.164% | 1.167% | 1.164% | 1.164% | 1.164% | 1.167% | 1.164% | 1.164% | 1.164% | - | - | - | - | - | - | - | - | - | - | - | - | - | - | -
SA1 | OCGT / Diesel | 0.186% | 0.1127% | 0.5125% | 0.05515% | 0.03292% | 0.07188% | 0.04666% | 0.09657% | 5.056e-08% | 0.02149% | 0.02141% | 0.1611% | 0.0657% | 0.06595% | 0.5626% | 0.4683% | 1.463% | 2.994% | 6.63% | 8.602% | 5.146% | 5.255% | 13.16% | 2.476% | 2.173% | 2.857% | 5.513% | 11.63% | 11.01%
SA1 | Hydro | bar: 2021-22 to 2049-50
SA1 | Wind | 33.68% | 32.3% | 28.95% | 33.85% | 33.12% | 36.64% | 37% | 34.43% | 34.83% | 35.25% | 35.31% | 31.47% | 32.28% | 31.02% | 34.84% | 35.61% | 35.53% | 36% | 36.15% | 38.28% | 34.57% | 33.46% | 31.74% | 36.08% | 36.21% | 35.51% | 33.99% | 30.87% | 31.88%
SA1 | Solar PV | 30.55% | 29.09% | 29.01% | 28.19% | 27.51% | 28.16% | 29.03% | 27.56% | 28.69% | 28.8% | 29.12% | 29.4% | 28.05% | 27.48% | 27.94% | 28.96% | 27.44% | 28.65% | 29.03% | 29.11% | 29.61% | 27.98% | 26.06% | 26.25% | 26.13% | 23.9% | 20.88% | 18.79% | 18.53%
SA1 | Grid Battery | 4.739% | 4.395% | 5.824% | 6.206% | 6.538% | 6.703% | 6.594% | 6.331% | 5.687% | 6.825% | 6.688% | 6.689% | 6.843% | 6.327% | 6.317% | 6.372% | 6.354% | 6.422% | 6.114% | 5.796% | 12.74% | 12.66% | 12.67% | 12.81% | 13.08% | 12.81% | 12.73% | 12.17% | 10.86%
SA1 | Pumped Hydro | bar: 2021-22 to 2049-50
SA1 | VPP | 8.539% | 7.77% | 9.761% | 10.01% | 10.61% | 10.33% | 10.25% | 9.736% | 9.065% | 9.141% | 8.953% | 9.01% | 9.048% | 8.937% | 8.824% | 8.817% | 8.926% | 8.875% | 8.262% | 8.011% | 5.97% | 5.911% | 5.781% | 5.606% | 5.79% | 5.529% | 5.504% | 4.489% | 3.569%
Region | Technology | 2021-22 | 2022-23 | 2023-24 | 2024-25 | 2025-26 | 2026-27 | 2027-28 | 2028-29 | 2029-30 | 2030-31 | 2031-32 | 2032-33 | 2033-34 | 2034-35 | 2035-36 | 2036-37 | 2037-38 | 2038-39 | 2039-40 | 2040-41 | 2041-42 | 2042-43 | 2043-44 | 2044-45 | 2045-46 | 2046-47 | 2047-48 | 2048-49 | 2049-50
TAS1 | Black Coal | bar: 2021-22 to 2049-50
TAS1 | Brown Coal | bar: 2021-22 to 2049-50
TAS1 | CCGT | 6.438e-08% | 6.396e-08% | 6.407e-08% | 6.396e-08% | 6.395e-08% | 6.426e-08% | 6.522e-08% | 6.693e-08% | 6.891e-08% | 7.06e-08% | 7.245e-08% | 7.47e-08% | 7.72e-08% | 7.916e-08% | 8.159e-08% | 8.406e-08% | 8.736e-08% | 9.045e-08% | 9.415e-08% | 9.699e-08% | 1.009e-07% | 1.046e-07% | 1.085e-07% | 1.122e-07% | 1.162e-07% | 1.208e-07% | 1.254e-07% | 1.296e-07% | 1.343e-07%
TAS1 | Gas - Steam | bar: 2021-22 to 2049-50
TAS1 | OCGT / Diesel | 6.149e-08% | 5.966e-08% | 5.873e-08% | 5.897e-08% | 5.915e-08% | 6.128e-08% | 6.295e-08% | 6.48e-08% | 6.707e-08% | 6.841e-08% | 6.988e-08% | 7.208e-08% | 7.469e-08% | 7.637e-08% | 7.854e-08% | 8.072e-08% | 8.438e-08% | 8.632e-08% | 8.98e-08% | 2.295e-07% | 2.383e-07% | 2.484e-07% | 2.551e-07% | 2.644e-07% | 2.723e-07% | 2.857e-07% | 2.962e-07% | 3.072e-07% | 3.156e-07%
TAS1 | Hydro | 36.45% | 36.03% | 36.13% | 45.68% | 44.86% | 27.71% | 24.61% | 24.62% | 22.53% | 21.49% | 17.17% | 18.16% | 17.13% | 15.65% | 14.45% | 12.85% | 14.46% | 13.51% | 14.11% | 12.14% | 13.71% | 13.12% | 12.1% | 12.25% | 10.93% | 12.63% | 10.94% | 10.71% | 9.971%
TAS1 | Wind | 26.66% | 32.22% | 32.45% | 34.77% | 37.95% | 38.01% | 39.02% | 37.13% | 37.15% | 35.24% | 36.88% | 33.75% | 32.74% | 33.08% | 32.12% | 32.04% | 29.79% | 28.65% | 26.85% | 26.89% | 26.11% | 25.7% | 26.47% | 27.74% | 28.14% | 26.54% | 25.45% | 21.43% | 21.13%
TAS1 | Solar PV | bar: 2021-22 to 2049-50
TAS1 | Grid Battery | bar: 2021-22 to 2049-50
TAS1 | Pumped Hydro | bar: 2021-22 to 2049-50
TAS1 | VPP | - | - | - | - | 2.931% | 4.451% | 5.59% | 5.508% | 5.478% | 6.077% | 8.04% | 7.826% | 7.841% | 7.265% | 7.017% | 6.944% | 6.449% | 6.556% | 6.451% | 5.954% | 6.212% | 5.991% | 5.688% | 5.42% | 5.489% | 5.897% | 6.165% | 5.46% | 4.579%
Explicitly modelled pumping
Region | Technology | 2021-22 | 2022-23 | 2023-24 | 2024-25 | 2025-26 | 2026-27 | 2027-28 | 2028-29 | 2029-30 | 2030-31 | 2031-32 | 2032-33 | 2033-34 | 2034-35 | 2035-36 | 2036-37 | 2037-38 | 2038-39 | 2039-40 | 2040-41 | 2041-42 | 2042-43 | 2043-44 | 2044-45 | 2045-46 | 2046-47 | 2047-48 | 2048-49 | 2049-50
NEM | Grid Battery pump | 7.908% | 5.278% | 6.086% | 7.982% | 8.364% | 8.66% | 8.552% | 8.081% | 7.495% | 8.019% | 8.032% | 8.147% | 8.186% | 7.806% | 8.013% | 8.046% | 11.78% | 11.84% | 12.76% | 13% | 15.22% | 17.05% | 17.03% | 16.98% | 16.98% | 16.32% | 16.43% | 15.78% | 14.97%
NEM | Pumped Hydro Pump | 2.308% | 5.855% | 6.405% | 20.56% | 21.93% | 24.42% | 25.23% | 27.59% | 21.48% | 23.29% | 29.09% | 31.43% | 30.53% | 30.39% | 31.7% | 31.72% | 30.81% | 29.24% | 29.94% | 28.61% | 29.87% | 30.59% | 29.54% | 31.43% | 30.77% | 31.11% | 30.23% | 30.07% | 26.1%
NEM | VPP pump | 9.673% | 10.05% | 9.943% | 11.03% | 12.15% | 11.99% | 12.11% | 11.44% | 10.57% | 10.51% | 10.5% | 10.87% | 10.98% | 10.82% | 10.61% | 10.54% | 10.16% | 9.997% | 9.549% | 9.258% | 8.277% | 8.137% | 7.683% | 7.446% | 7.325% | 7.003% | 6.833% | 5.42% | 4.624%
Region | Technology | 2021-22 | 2022-23 | 2023-24 | 2024-25 | 2025-26 | 2026-27 | 2027-28 | 2028-29 | 2029-30 | 2030-31 | 2031-32 | 2032-33 | 2033-34 | 2034-35 | 2035-36 | 2036-37 | 2037-38 | 2038-39 | 2039-40 | 2040-41 | 2041-42 | 2042-43 | 2043-44 | 2044-45 | 2045-46 | 2046-47 | 2047-48 | 2048-49 | 2049-50
NSW1 | Grid Battery pump | - | - | - | - | - | - | - | - | - | - | - | - | - | - | - | - | - | - | - | - | - | - | 18.09% | 18.32% | 17.95% | 17.59% | 17.49% | 17.71% | 16.84%
NSW1 | Pumped Hydro Pump | 2.872% | 7.051% | 7.619% | 24.63% | 22.8% | 25.59% | 26.94% | 28.49% | 22.45% | 24.22% | 30.54% | 32.34% | 31.65% | 31.22% | 32.93% | 32.99% | 31.67% | 29.96% | 30.39% | 29.22% | 30.55% | 31.44% | 30.47% | 33.1% | 32.51% | 34.95% | 32.62% | 33.9% | 29.68%
NSW1 | VPP pump | 12.21% | 12.42% | 10.65% | 10.34% | 11.38% | 11.5% | 11.66% | 11.06% | 10.1% | 9.82% | 9.605% | 9.996% | 10.26% | 10.11% | 9.836% | 9.875% | 9.573% | 9.152% | 9.187% | 8.789% | 8.956% | 8.766% | 8.211% | 8.038% | 7.711% | 7.616% | 7.195% | 5.857% | 5.321%
Region | Technology | 2021-22 | 2022-23 | 2023-24 | 2024-25 | 2025-26 | 2026-27 | 2027-28 | 2028-29 | 2029-30 | 2030-31 | 2031-32 | 2032-33 | 2033-34 | 2034-35 | 2035-36 | 2036-37 | 2037-38 | 2038-39 | 2039-40 | 2040-41 | 2041-42 | 2042-43 | 2043-44 | 2044-45 | 2045-46 | 2046-47 | 2047-48 | 2048-49 | 2049-50
QLD1 | Grid Battery pump | - | 20.7% | 20.18% | 22.41% | 24.97% | 24.42% | 24.35% | 24.43% | 22.56% | 22.67% | 22.37% | 22.68% | 23.06% | 23.6% | 22.9% | 22.89% | 20.29% | 20.19% | 20.32% | 20.25% | 18.41% | 18.02% | 18.23% | 17.33% | 17.22% | 16.52% | 16.83% | 16.63% | 16.2%
QLD1 | Pumped Hydro Pump | 1.34% | 3.805% | 4.323% | 13.59% | 16.82% | 17.51% | 15.15% | 22.28% | 11.92% | 13.96% | 14.65% | 22.29% | 19.35% | 22.21% | 19.47% | 19.13% | 22.31% | 21.89% | 20.43% | 18.22% | 20.63% | 24.5% | 23.73% | 21.74% | 24.21% | 23.76% | 24.91% | 23.88% | 19.15%
QLD1 | VPP pump | 9.67% | 10.44% | 9.513% | 10.81% | 12.96% | 12% | 12.41% | 12.09% | 10.68% | 10.65% | 10.57% | 10.74% | 11.14% | 11.12% | 10.65% | 10.65% | 9.822% | 9.515% | 9.635% | 9.451% | 7.825% | 7.588% | 7.399% | 7.009% | 6.977% | 6.145% | 6.33% | 5.149% | 3.943%
Region | Technology | 2021-22 | 2022-23 | 2023-24 | 2024-25 | 2025-26 | 2026-27 | 2027-28 | 2028-29 | 2029-30 | 2030-31 | 2031-32 | 2032-33 | 2033-34 | 2034-35 | 2035-36 | 2036-37 | 2037-38 | 2038-39 | 2039-40 | 2040-41 | 2041-42 | 2042-43 | 2043-44 | 2044-45 | 2045-46 | 2046-47 | 2047-48 | 2048-49 | 2049-50
VIC1 | Grid Battery pump | 15.59% | 4.366% | 4.741% | 7.378% | 7.648% | 8.03% | 7.925% | 7.363% | 6.943% | 7.057% | 7.157% | 7.327% | 7.104% | 6.824% | 7.183% | 7.202% | 6.725% | 6.905% | 10.15% | 10.04% | 11.86% | 18.01% | 17.18% | 17.89% | 17.81% | 16.81% | 16.73% | 15.36% | 14.32%
VIC1 | Pumped Hydro Pump | - | - | - | - | - | - | - | - | - | - | - | - | - | - | - | - | - | 39.23% | 37.54% | 35.14% | 35.59% | 34.49% | 31.42% | 32.79% | 32.62% | 31.49% | 33.32% | 28.38% | 26.33%
VIC1 | VPP pump | 5.67% | 7.36% | 7.869% | 12.31% | 13.29% | 13.15% | 13.05% | 11.94% | 11.39% | 11.5% | 11.71% | 12.42% | 12.06% | 11.88% | 11.82% | 11.53% | 11.07% | 11.23% | 9.947% | 9.736% | 8.272% | 8.208% | 7.609% | 7.357% | 7.262% | 6.892% | 6.719% | 4.983% | 4.254%
Region | Technology | 2021-22 | 2022-23 | 2023-24 | 2024-25 | 2025-26 | 2026-27 | 2027-28 | 2028-29 | 2029-30 | 2030-31 | 2031-32 | 2032-33 | 2033-34 | 2034-35 | 2035-36 | 2036-37 | 2037-38 | 2038-39 | 2039-40 | 2040-41 | 2041-42 | 2042-43 | 2043-44 | 2044-45 | 2045-46 | 2046-47 | 2047-48 | 2048-49 | 2049-50
SA1 | Grid Battery pump | 5.834% | 5.443% | 7.174% | 7.679% | 8.055% | 8.276% | 8.158% | 7.8% | 7.037% | 8.407% | 8.271% | 8.244% | 8.464% | 7.794% | 7.799% | 7.866% | 7.844% | 7.946% | 7.53% | 7.173% | 15.04% | 14.98% | 14.93% | 15.13% | 15.46% | 15.07% | 15.06% | 14.32% | 12.81%
SA1 | Pumped Hydro Pump | bar: 2021-22 to 2049-50
SA1 | VPP pump | 10.25% | 9.351% | 11.7% | 12.04% | 12.72% | 12.4% | 12.32% | 11.66% | 10.9% | 10.95% | 10.76% | 10.8% | 10.88% | 10.7% | 10.59% | 10.58% | 10.71% | 10.67% | 9.896% | 9.636% | 7.145% | 7.115% | 6.919% | 6.739% | 6.96% | 6.616% | 6.626% | 5.369% | 4.284%
Region | Technology | 2021-22 | 2022-23 | 2023-24 | 2024-25 | 2025-26 | 2026-27 | 2027-28 | 2028-29 | 2029-30 | 2030-31 | 2031-32 | 2032-33 | 2033-34 | 2034-35 | 2035-36 | 2036-37 | 2037-38 | 2038-39 | 2039-40 | 2040-41 | 2041-42 | 2042-43 | 2043-44 | 2044-45 | 2045-46 | 2046-47 | 2047-48 | 2048-49 | 2049-50
TAS1 | Grid Battery pump | bar: 2021-22 to 2049-50
TAS1 | Pumped Hydro Pump | bar: 2021-22 to 2049-50
TAS1 | VPP pump | - | - | - | - | 3.515% | 5.343% | 6.733% | 6.591% | 6.586% | 7.284% | 9.661% | 9.407% | 9.412% | 8.723% | 8.399% | 8.357% | 7.718% | 7.877% | 7.738% | 7.158% | 7.451% | 7.196% | 6.822% | 6.501% | 6.605% | 7.059% | 7.419% | 6.534% | 5.496%
Non-controllable capacity
Region | Technology | 2021-22 | 2022-23 | 2023-24 | 2024-25 | 2025-26 | 2026-27 | 2027-28 | 2028-29 | 2029-30 | 2030-31 | 2031-32 | 2032-33 | 2033-34 | 2034-35 | 2035-36 | 2036-37 | 2037-38 | 2038-39 | 2039-40 | 2040-41 | 2041-42 | 2042-43 | 2043-44 | 2044-45 | 2045-46 | 2046-47 | 2047-48 | 2048-49 | 2049-50
NEM | Distributed PV | 15.83% | 16.33% | 16.47% | 16% | 15.44% | 16.42% | 16.36% | 14.76% | 15.61% | 16.2% | 16.34% | 16.51% | 16.04% | 15.56% | 16.61% | 16.63% | 14.99% | 15.75% | 16.35% | 16.56% | 16.65% | 16.2% | 15.68% | 16.77% | 16.73% | 15.07% | 15.81% | 16.43% | 16.6%
NEM | Behind the meter battery | 5.838% | 5.841% | 5.763% | 5.725% | 5.7% | 5.658% | 5.631% | 5.569% | 5.54% | 5.478% | 5.548% | 5.505% | 5.493% | 5.439% | 5.386% | 5.3% | 5.224% | 5.16% | 5.113% | 5.037% | 4.978% | 4.921% | 4.881% | 4.816% | 4.764% | 4.706% | 4.67% | 4.605% | 4.553%
NEM | Behind the meter battery pump | 4.961% | 4.963% | 4.896% | 4.863% | 4.844% | 4.806% | 4.783% | 4.73% | 4.706% | 4.652% | 4.714% | 4.678% | 4.667% | 4.62% | 4.575% | 4.503% | 4.436% | 4.382% | 4.344% | 4.278% | 4.228% | 4.18% | 4.145% | 4.091% | 4.048% | 3.997% | 3.966% | 3.911% | 3.868%
Region | Technology | 2021-22 | 2022-23 | 2023-24 | 2024-25 | 2025-26 | 2026-27 | 2027-28 | 2028-29 | 2029-30 | 2030-31 | 2031-32 | 2032-33 | 2033-34 | 2034-35 | 2035-36 | 2036-37 | 2037-38 | 2038-39 | 2039-40 | 2040-41 | 2041-42 | 2042-43 | 2043-44 | 2044-45 | 2045-46 | 2046-47 | 2047-48 | 2048-49 | 2049-50
NSW1 | Distributed PV | 15.97% | 16.87% | 16.41% | 16.22% | 15.62% | 17.15% | 16.84% | 14.98% | 15.4% | 16.31% | 17.01% | 16.54% | 16.34% | 15.79% | 17.35% | 17.08% | 15.19% | 15.6% | 16.51% | 17.25% | 16.75% | 16.54% | 15.93% | 17.53% | 17.21% | 15.28% | 15.67% | 16.61% | 17.28%
NSW1 | Behind the meter battery | 5.766% | 5.837% | 5.764% | 5.768% | 5.741% | 5.706% | 5.671% | 5.596% | 5.533% | 5.471% | 5.541% | 5.509% | 5.493% | 5.435% | 5.38% | 5.29% | 5.21% | 5.137% | 5.086% | 5.005% | 4.943% | 4.88% | 4.832% | 4.764% | 4.706% | 4.642% | 4.6% | 4.528% | 4.47%
NSW1 | Behind the meter battery pump | 4.901% | 4.958% | 4.894% | 4.901% | 4.88% | 4.848% | 4.816% | 4.752% | 4.7% | 4.646% | 4.708% | 4.682% | 4.667% | 4.616% | 4.569% | 4.495% | 4.425% | 4.362% | 4.323% | 4.252% | 4.198% | 4.145% | 4.102% | 4.046% | 4% | 3.944% | 3.907% | 3.844% | 3.797%
Region | Technology | 2021-22 | 2022-23 | 2023-24 | 2024-25 | 2025-26 | 2026-27 | 2027-28 | 2028-29 | 2029-30 | 2030-31 | 2031-32 | 2032-33 | 2033-34 | 2034-35 | 2035-36 | 2036-37 | 2037-38 | 2038-39 | 2039-40 | 2040-41 | 2041-42 | 2042-43 | 2043-44 | 2044-45 | 2045-46 | 2046-47 | 2047-48 | 2048-49 | 2049-50
QLD1 | Distributed PV | 16.4% | 17.43% | 17.36% | 16.66% | 16.75% | 17.72% | 17.73% | 14.89% | 16.11% | 16.59% | 17.42% | 17.23% | 16.52% | 16.69% | 17.71% | 17.71% | 14.9% | 16.17% | 16.73% | 17.53% | 17.3% | 16.63% | 16.77% | 17.75% | 17.73% | 14.93% | 16.21% | 16.74% | 17.52%
QLD1 | Behind the meter battery | 5.784% | 5.698% | 5.625% | 5.615% | 5.665% | 5.635% | 5.625% | 5.551% | 5.491% | 5.429% | 5.545% | 5.481% | 5.474% | 5.422% | 5.364% | 5.277% | 5.204% | 5.14% | 5.092% | 5.015% | 4.948% | 4.885% | 4.844% | 4.775% | 4.717% | 4.661% | 4.614% | 4.543% | 4.488%
QLD1 | Behind the meter battery pump | 4.914% | 4.84% | 4.78% | 4.769% | 4.815% | 4.788% | 4.779% | 4.715% | 4.666% | 4.61% | 4.71% | 4.657% | 4.652% | 4.604% | 4.558% | 4.485% | 4.421% | 4.365% | 4.324% | 4.26% | 4.202% | 4.15% | 4.116% | 4.058% | 4.004% | 3.959% | 3.917% | 3.858% | 3.813%
Region | Technology | 2021-22 | 2022-23 | 2023-24 | 2024-25 | 2025-26 | 2026-27 | 2027-28 | 2028-29 | 2029-30 | 2030-31 | 2031-32 | 2032-33 | 2033-34 | 2034-35 | 2035-36 | 2036-37 | 2037-38 | 2038-39 | 2039-40 | 2040-41 | 2041-42 | 2042-43 | 2043-44 | 2044-45 | 2045-46 | 2046-47 | 2047-48 | 2048-49 | 2049-50
VIC1 | Distributed PV | 14.56% | 14.24% | 15.08% | 14.71% | 13.85% | 14.68% | 14.66% | 13.96% | 14.87% | 15.42% | 14.74% | 15.52% | 15.04% | 14.24% | 15.08% | 15.15% | 14.33% | 14.95% | 15.5% | 14.89% | 15.55% | 15.16% | 14.29% | 15.21% | 15.16% | 14.42% | 14.99% | 15.58% | 14.86%
VIC1 | Behind the meter battery | 5.866% | 5.92% | 5.845% | 5.808% | 5.798% | 5.759% | 5.742% | 5.665% | 5.614% | 5.56% | 5.665% | 5.629% | 5.634% | 5.577% | 5.522% | 5.436% | 5.354% | 5.293% | 5.246% | 5.172% | 5.111% | 5.059% | 5.018% | 4.956% | 4.906% | 4.844% | 4.812% | 4.751% | 4.696%
VIC1 | Behind the meter battery pump | 4.984% | 5.03% | 4.968% | 4.935% | 4.926% | 4.891% | 4.878% | 4.81% | 4.767% | 4.723% | 4.815% | 4.783% | 4.788% | 4.738% | 4.691% | 4.618% | 4.547% | 4.497% | 4.457% | 4.391% | 4.341% | 4.297% | 4.264% | 4.209% | 4.17% | 4.115% | 4.086% | 4.037% | 3.991%
Region | Technology | 2021-22 | 2022-23 | 2023-24 | 2024-25 | 2025-26 | 2026-27 | 2027-28 | 2028-29 | 2029-30 | 2030-31 | 2031-32 | 2032-33 | 2033-34 | 2034-35 | 2035-36 | 2036-37 | 2037-38 | 2038-39 | 2039-40 | 2040-41 | 2041-42 | 2042-43 | 2043-44 | 2044-45 | 2045-46 | 2046-47 | 2047-48 | 2048-49 | 2049-50
SA1 | Distributed PV | 16.73% | 17.27% | 17.92% | 17.42% | 16.44% | 17.05% | 17.55% | 16.63% | 17.43% | 17.67% | 17.64% | 18.05% | 17.51% | 16.6% | 17.23% | 17.73% | 16.9% | 17.66% | 17.88% | 17.82% | 18.29% | 17.66% | 16.73% | 17.34% | 17.9% | 16.99% | 17.75% | 17.95% | 17.94%
SA1 | Behind the meter battery | 5.987% | 5.859% | 5.768% | 5.638% | 5.546% | 5.473% | 5.429% | 5.418% | 5.503% | 5.429% | 5.375% | 5.305% | 5.245% | 5.199% | 5.156% | 5.086% | 5.024% | 4.985% | 4.949% | 4.886% | 4.85% | 4.807% | 4.783% | 4.732% | 4.697% | 4.655% | 4.64% | 4.593% | 4.563%
SA1 | Behind the meter battery pump | 5.086% | 4.98% | 4.9% | 4.79% | 4.714% | 4.647% | 4.611% | 4.601% | 4.676% | 4.61% | 4.568% | 4.505% | 4.454% | 4.417% | 4.381% | 4.322% | 4.266% | 4.234% | 4.206% | 4.149% | 4.119% | 4.081% | 4.063% | 4.02% | 3.99% | 3.953% | 3.943% | 3.9% | 3.875%
Region | Technology | 2021-22 | 2022-23 | 2023-24 | 2024-25 | 2025-26 | 2026-27 | 2027-28 | 2028-29 | 2029-30 | 2030-31 | 2031-32 | 2032-33 | 2033-34 | 2034-35 | 2035-36 | 2036-37 | 2037-38 | 2038-39 | 2039-40 | 2040-41 | 2041-42 | 2042-43 | 2043-44 | 2044-45 | 2045-46 | 2046-47 | 2047-48 | 2048-49 | 2049-50
TAS1 | Distributed PV | 14.22% | 14.14% | 14.55% | 14.58% | 13.78% | 14.64% | 14.67% | 14.16% | 14.19% | 14.43% | 14.23% | 14.53% | 14.53% | 13.79% | 14.63% | 14.59% | 14.13% | 14.17% | 14.45% | 14.22% | 14.6% | 14.55% | 13.8% | 14.61% | 14.64% | 14.12% | 14.17% | 14.43% | 14.25%
TAS1 | Behind the meter battery | 5.851% | 5.804% | 5.716% | 5.678% | 5.65% | 5.637% | 5.621% | 5.551% | 5.512% | 5.432% | 5.536% | 5.484% | 5.457% | 5.401% | 5.356% | 5.243% | 5.176% | 5.092% | 5.038% | 4.95% | 4.868% | 4.799% | 4.751% | 4.676% | 4.597% | 4.529% | 4.476% | 4.395% | 4.329%
TAS1 | Behind the meter battery pump | 4.972% | 4.927% | 4.856% | 4.823% | 4.802% | 4.792% | 4.773% | 4.718% | 4.685% | 4.614% | 4.705% | 4.658% | 4.635% | 4.59% | 4.548% | 4.455% | 4.4% | 4.323% | 4.277% | 4.205% | 4.133% | 4.076% | 4.035% | 3.971% | 3.906% | 3.846% | 3.802% | 3.736% | 3.676%

## BaseCase_Generation
Annual sent-out generation by technology (GWh) - BaseCase, Slow Change Scenario
Explicitly modelled generation
Region | Technology | 2021-22 | 2022-23 | 2023-24 | 2024-25 | 2025-26 | 2026-27 | 2027-28 | 2028-29 | 2029-30 | 2030-31 | 2031-32 | 2032-33 | 2033-34 | 2034-35 | 2035-36 | 2036-37 | 2037-38 | 2038-39 | 2039-40 | 2040-41 | 2041-42 | 2042-43 | 2043-44 | 2044-45 | 2045-46 | 2046-47 | 2047-48 | 2048-49 | 2049-50
NEM | Black Coal | 80156.9052 | 72046.6238 | 70900.8469 | 70690.3771 | 66353.0708 | 60040.4699 | 56746.0029 | 58375.5759 | 42804.7744 | 37489.5456 | 27062.1324 | 29466.033 | 32156.1482 | 30637.8098 | 27615.4845 | 29722.3521 | 30904.3766 | 30656.4684 | 28150.1656 | 27097.9431 | 25440.258 | 17761.8644 | 14606.7444 | 12258.2953 | 10758.7402 | 8635.3374 | 8147.4953 | 7681.9112 | 7056.978
NEM | Brown Coal | 26120.7051 | 22521.321 | 24726.8249 | 17149.386 | 18041.4411 | 18220.9262 | 16671.9688 | 17157.5261 | 16926.4664 | 17966.1353 | 16806.5533 | 17140.0625 | 17824.0287 | 17701.4784 | 17992.3146 | 17659.2361 | 16946.3272 | 17428.377 | 15524.3121 | 16358.9514 | 17640.5405 | 17493.8828 | 16751.9112 | 16779.031 | 16109.0509 | 17109.4268 | 10451.0412 | 0 | 0
NEM | CCGT | 2252.5065 | 2252.5065 | 1795.2938 | 1801.4612 | 1721.3635 | 1943.811 | 1848.219 | 2850.1181 | 1710.0291 | 1710.0291 | 1756.788 | 2001.6226 | 1849.1902 | 2068.2644 | 1772.3829 | 1769.9508 | 1563.1948 | 2394.0435 | 2985.2276 | 3027.2353 | 2423.0056 | 3653.2629 | 2450.9589 | 2473.4437 | 1298.4036 | 960.5235 | 963.1551 | 960.5235 | 960.5235
NEM | Gas - Steam | 671.3511 | 695.2103 | 690.2511 | 160.106 | 155.5282 | 160.0032 | 159.9488 | 220.1151 | 154.3771 | 155.9026 | 157.4495 | 163.371 | 159.5092 | 156.4365 | 89.1695 | 86.3217 | 102.1305 | 90.6129 | 73.9575 | 74.8606 | 72.804 | 109.0434 | 126.8642 | 121.8558 | 173.9806 | 0 | 0 | 0 | 0
NEM | OCGT / Diesel | 23.4633 | 14.1877 | 69.377 | 59.9286 | 16.3218 | 52.9596 | 27.125 | 182.9012 | 3.7627 | 2.6875 | 4.0414 | 58.1787 | 34.7602 | 13.9807 | 79.8795 | 72.2059 | 179.943 | 234.7356 | 679.0533 | 779.7896 | 568.1271 | 498.6174 | 1858.9023 | 929.0096 | 1408.11 | 1743.2687 | 2962.9256 | 5218.4176 | 5253.1033
NEM | Hydro | 13118.5835 | 13167.3328 | 12714.2613 | 15881.6772 | 15861.5349 | 11880.708 | 11173.1449 | 12925.3287 | 10797.166 | 9961.8399 | 9208.4228 | 9416.7872 | 9864.4154 | 10056.8601 | 9194.4012 | 8740.6111 | 10472.9983 | 8986.8081 | 8252.759 | 7751.2276 | 7642.6278 | 8474.9885 | 8496.9465 | 8142.1827 | 7858.4611 | 9797.1992 | 8151.8211 | 7297.1985 | 6935.4119
NEM | Wind | 26162.6589 | 33852.691 | 33239.776 | 39611.1702 | 44571.7663 | 48507.1165 | 52580.4029 | 50533.8636 | 49676.9874 | 50252.8096 | 55759.497 | 52539.092 | 51367.1723 | 54709.1958 | 56139.398 | 56806.6947 | 62821.2018 | 62257.8054 | 64739.0303 | 65881.4492 | 68550.8883 | 73939.784 | 79747.4007 | 81982.7521 | 83997.0241 | 84833.4952 | 88212.5054 | 93357.847 | 92220.1859
NEM | Solar PV | 14497.8891 | 17774.0237 | 18030.2161 | 17335.5482 | 16977.4581 | 18244.7731 | 19243.9564 | 17647.6834 | 20439.8748 | 23250.6258 | 30210.453 | 30138.0627 | 29095.0936 | 28446.2041 | 30289.7783 | 30151.0501 | 26647.3334 | 27504.9889 | 28971.9842 | 29450.0371 | 29468.0826 | 32655.5486 | 32147.3959 | 33118.0231 | 35714.6035 | 39891.9507 | 43250.4825 | 47402.2504 | 48664.5616
NEM | Grid Battery | 146.6945 | 224.1178 | 259.5443 | 339.7426 | 356.9787 | 368.8942 | 363.545 | 344.9545 | 318.617 | 325.1742 | 324.3399 | 330.3923 | 298.5346 | 271.9717 | 278.5937 | 279.7373 | 625.3751 | 629.9184 | 804.5353 | 863.9751 | 2673.5469 | 2990.5746 | 3158.6152 | 4794.5768 | 4844.9542 | 4665.4204 | 4687.3557 | 5557.4878 | 5709.4423
NEM | Pumped Hydro | 84.834 | 210.0943 | 243.5274 | 1050.0473 | 4825.2401 | 5080.249 | 5074.9032 | 6037.8493 | 7341.4057 | 8496.3019 | 9684.9619 | 10706.9867 | 10025.4571 | 10387.9506 | 10770.8197 | 10502.3096 | 10297.7021 | 9737.822 | 10975.3433 | 10195.183 | 10932.2234 | 11368.1754 | 11529.6623 | 11970.9641 | 13079.6121 | 15635.7929 | 15621.7035 | 17707.7423 | 15577.2791
NEM | VPP | 11.7649 | 17.3965 | 21.2647 | 31.8394 | 46.1224 | 57.1812 | 70.5338 | 78.7785 | 84.5531 | 91.4468 | 112.155 | 130.6888 | 149.9665 | 160.3227 | 165.4449 | 171.6246 | 172.1782 | 176.6513 | 176.4593 | 177.8122 | 166.0977 | 169.3294 | 166.9286 | 167.9905 | 171.46 | 170.2995 | 171.3628 | 141.3375 | 124.3761
Total excluding storage |  | 163004.0628 | 162323.8968 | 162166.847 | 162689.6545 | 163698.4846 | 159050.7674 | 158450.7686 | 159893.1122 | 142513.4379 | 140789.5754 | 140965.3374 | 140923.2097 | 142350.3178 | 143790.2297 | 143172.8085 | 145008.4225 | 149637.5055 | 149553.8397 | 149376.4896 | 150421.494 | 151806.3339 | 154586.9921 | 156187.1241 | 155804.5934 | 157318.374 | 162971.2015 | 162139.4262 | 161918.1482 | 161090.7642
Region | Technology | 2021-22 | 2022-23 | 2023-24 | 2024-25 | 2025-26 | 2026-27 | 2027-28 | 2028-29 | 2029-30 | 2030-31 | 2031-32 | 2032-33 | 2033-34 | 2034-35 | 2035-36 | 2036-37 | 2037-38 | 2038-39 | 2039-40 | 2040-41 | 2041-42 | 2042-43 | 2043-44 | 2044-45 | 2045-46 | 2046-47 | 2047-48 | 2048-49 | 2049-50
NSW1 | Black Coal | 39946.5973 | 35777.4471 | 31092.6291 | 35107.5613 | 28584.056 | 27125.4727 | 25618.9399 | 28933.0868 | 16270.5402 | 12135.094 | 5573.6104 | 5575.8534 | 7587.309 | 6601.8226 | 5244.5674 | 7052.8213 | 8337.3298 | 8275 | 7250.6719 | 6232.0076 | 5306.065 | 0 | 0 | 0 | 0 | 0 | 0 | 0 | 0
NSW1 | Brown Coal | 0 | 0 | 0 | 0 | 0 | 0 | 0 | 0 | 0 | 0 | 0 | 0 | 0 | 0 | 0 | 0 | 0 | 0 | 0 | 0 | 0 | 0 | 0 | 0 | 0 | 0 | 0 | 0 | 0
NSW1 | CCGT | 33.6489 | 33.6489 | 101.2233 | 63.7084 | 63.5591 | 63.5591 | 63.7332 | 63.5591 | 63.5591 | 63.5591 | 63.7332 | 63.5591 | 63.5591 | 90.9016 | 63.7332 | 63.5591 | 63.8522 | 582.2811 | 1066.2886 | 1139.5705 | 744.6505 | 1203.0803 | 0.64473 | 6.9701e-06 | 7.1652e-06 | 9.3616e-06 | 9.7133e-06 | 9.5062e-06 | 9.3253e-06
NSW1 | Gas - Steam | 0 | 0 | 0 | 0 | 0 | 0 | 0 | 0 | 0 | 0 | 0 | 0 | 0 | 0 | 0 | 0 | 0 | 0 | 0 | 0 | 0 | 0 | 0 | 0 | 0 | 0 | 0 | 0 | 0
NSW1 | OCGT / Diesel | 1.5521e-06 | 1.5377e-06 | 3.1722 | 33.3225 | 5.7573 | 12.8059 | 5.6787 | 11.1892 | 2.0269e-06 | 2.0826e-06 | 1.9825e-06 | 13.3203 | 2.6043 | 3.8587 | 12.6724 | 6.9874 | 20.1481 | 6.5489 | 122.0173 | 136.1767 | 109.9814 | 81.7808 | 783.1933 | 438.1061 | 622.6117 | 534.2712 | 1642.5781 | 1912.8818 | 2407.7155
NSW1 | Hydro | 2050.9753 | 2170.9416 | 1961.5423 | 2562.5737 | 2651.9484 | 2468.9146 | 2393.5458 | 3387.5543 | 2356.607 | 2193.1829 | 2325.3645 | 2591.2776 | 2728.9221 | 3146.5727 | 2703.5052 | 2592.9576 | 3654.6778 | 2978.2597 | 2533.3016 | 2459.0677 | 2251.2489 | 2936.4561 | 3076.7367 | 2862.2513 | 2841.2769 | 3746.2859 | 3028.1821 | 2619.5559 | 2417.4687
NSW1 | Wind | 6247.7117 | 9107.1211 | 10569.4709 | 12303.6711 | 15427.3402 | 17757.9832 | 18953.7445 | 18097.2437 | 16734.2741 | 17829.5803 | 22225.6093 | 21950.5273 | 21442.1124 | 22915.6077 | 23713.6845 | 23595.5024 | 20947.1856 | 18773.568 | 20260.8601 | 19939.1773 | 25237.0609 | 29875.6993 | 31805.2666 | 33378.4322 | 33344.5286 | 30201.7445 | 27797.4511 | 29098.6154 | 28781.8289
NSW1 | Solar PV | 5342.8112 | 6499.5898 | 6543.0278 | 6299.1537 | 5994.627 | 6758.1319 | 7576.0343 | 7551.6075 | 9654.0155 | 12172.5501 | 18957.9131 | 18712.3554 | 18171.5027 | 17510.8665 | 18862.2682 | 18882.6859 | 17002.8315 | 17176.0048 | 18275.2488 | 18676.3951 | 18433.5618 | 19761.053 | 19058.3815 | 20424.2594 | 21329.701 | 23837.0366 | 25388.0552 | 26626.7415 | 26113.893
NSW1 | Grid Battery | 6.2202e-06 | 6.3052e-06 | 6.2716e-06 | 6.2065e-06 | 6.0036e-06 | 6.1566e-06 | 7.0751e-06 | 7.4714e-06 | 2.2501e-05 | 2.3236e-05 | 2.5871e-05 | 2.6239e-05 | 2.6819e-05 | 2.6788e-05 | 2.9294e-05 | 2.9674e-05 | 2.8336e-05 | 2.8598e-05 | 3.3382e-05 | 3.3394e-05 | 6.7441e-05 | 6.7496e-05 | 174.9465 | 464.0842 | 512.1023 | 502.1681 | 497.6747 | 506.7329 | 480.5314
NSW1 | Pumped Hydro | 43.8287 | 96.7667 | 114.9899 | 643.3797 | 4323.9669 | 4556.2317 | 4623.9155 | 5371.1037 | 6985.5056 | 8079.4199 | 9247.9205 | 10040.6622 | 9447.5462 | 9724.5991 | 10189.436 | 9930.8773 | 9633.5662 | 9046.7579 | 9508.1598 | 8852.1474 | 9383.6832 | 9125.4718 | 9389.321 | 9914.6763 | 9584.871 | 10312.6714 | 9667.8511 | 10192.1031 | 9117.595
NSW1 | VPP | 5.8446 | 7.9473 | 8.3167 | 11.6004 | 16.7931 | 21.5341 | 26.466 | 29.7606 | 31.5794 | 33.2643 | 39.9064 | 47.3062 | 54.9178 | 58.4373 | 59.7814 | 62.298 | 62.4317 | 62.0687 | 64.7579 | 64.0772 | 67.9598 | 68.731 | 66.7722 | 67.7081 | 67.1275 | 68.4723 | 66.4313 | 56.0238 | 52.2267
Total excluding storage |  | 53621.7444 | 53588.7486 | 50271.0656 | 56369.9907 | 52727.2879 | 54186.8673 | 54611.6763 | 58044.2406 | 45078.9959 | 44393.9663 | 49146.2306 | 48906.893 | 49996.0096 | 50269.6298 | 50600.4309 | 52194.5136 | 50026.0249 | 47791.6626 | 49508.3883 | 48582.3949 | 52082.5685 | 53858.0694 | 54724.2229 | 57103.0491 | 58138.1181 | 58319.3382 | 57856.2666 | 60257.7946 | 59720.9062
Region | Technology | 2021-22 | 2022-23 | 2023-24 | 2024-25 | 2025-26 | 2026-27 | 2027-28 | 2028-29 | 2029-30 | 2030-31 | 2031-32 | 2032-33 | 2033-34 | 2034-35 | 2035-36 | 2036-37 | 2037-38 | 2038-39 | 2039-40 | 2040-41 | 2041-42 | 2042-43 | 2043-44 | 2044-45 | 2045-46 | 2046-47 | 2047-48 | 2048-49 | 2049-50
QLD1 | Black Coal | 40210.3079 | 36269.1767 | 39808.2178 | 35582.8158 | 37769.0149 | 32914.9972 | 31127.063 | 29442.4892 | 26534.2342 | 25354.4516 | 21488.522 | 23890.1796 | 24568.8392 | 24035.9872 | 22370.9171 | 22669.5308 | 22567.0468 | 22381.4684 | 20899.4937 | 20865.9355 | 20134.193 | 17761.8644 | 14606.7444 | 12258.2953 | 10758.7402 | 8635.3374 | 8147.4953 | 7681.9112 | 7056.978
QLD1 | Brown Coal | 0 | 0 | 0 | 0 | 0 | 0 | 0 | 0 | 0 | 0 | 0 | 0 | 0 | 0 | 0 | 0 | 0 | 0 | 0 | 0 | 0 | 0 | 0 | 0 | 0 | 0 | 0 | 0 | 0
QLD1 | CCGT | 1104.025 | 1104.025 | 1232.2762 | 1288.2509 | 1208.3025 | 1430.7501 | 1333.7524 | 2337.0572 | 1196.9682 | 1196.9682 | 1242.3214 | 1488.5617 | 1336.1292 | 1527.8609 | 1257.9163 | 1256.8899 | 1499.3426 | 1811.7624 | 1918.9391 | 1887.6648 | 1678.355 | 2450.1826 | 2450.3141 | 2473.4437 | 1298.4036 | 960.5234 | 963.1551 | 960.5234 | 960.5234
QLD1 | Gas - Steam | 37.1158 | 37.1158 | 73.7192 | 72.804 | 72.804 | 72.804 | 73.0035 | 131.484 | 72.804 | 72.804 | 73.0035 | 72.804 | 72.804 | 72.804 | 73.0035 | 72.804 | 72.804 | 72.804 | 73.9575 | 74.8606 | 72.804 | 109.0434 | 126.8642 | 121.8558 | 173.9806 | 0 | 0 | 0 | 0
QLD1 | OCGT / Diesel | 2.6627e-06 | 2.6604e-06 | 2.7799e-06 | 19.1492 | 6.4205 | 31.0048 | 14.7163 | 159.5539 | 3.7627 | 0.66666 | 1.5808 | 29.3281 | 25.9729 | 5.5849 | 23.6401 | 24.8351 | 57.2302 | 32.2563 | 119.6331 | 77.9008 | 114.8334 | 85.0429 | 241.4404 | 331.7673 | 635.7715 | 1069.7544 | 1065.5712 | 1694.3356 | 1267.1021
QLD1 | Hydro | 676.7514 | 673.0681 | 672.5271 | 666.0646 | 662.3607 | 659.1848 | 658.0417 | 652.2138 | 648.4252 | 637.4794 | 643.1863 | 637.2442 | 633.608 | 630.0801 | 628.8084 | 623.0244 | 232.6482 | 231.8994 | 230.925 | 228.9019 | 227.7985 | 0 | 0 | 0 | 0 | 0 | 0 | 0 | 0
QLD1 | Wind | 2128.5831 | 3572.0294 | 3555.4564 | 5616.3555 | 6691.7525 | 6893.4363 | 9273.3626 | 9565.8266 | 9454.4702 | 9633.9293 | 8969.1866 | 8505.8193 | 7479.658 | 8987.1538 | 8828.2273 | 9440.2917 | 16241.0762 | 16108.7021 | 16429.6774 | 15894.2885 | 15899.7519 | 16260.0424 | 20354.7566 | 19421.2749 | 21672.3993 | 25613.9785 | 25579.1964 | 25560.976 | 24949.1964
QLD1 | Solar PV | 5555.0976 | 7538.3555 | 7674.891 | 7343.985 | 7448.1655 | 7800.5726 | 7893.2139 | 6593.3675 | 7141.387 | 7427.2567 | 7545.9957 | 7657.0414 | 7324.5989 | 7442.0212 | 7808.3698 | 7530.2133 | 6167.2445 | 6692.1942 | 6975.6667 | 7044.2451 | 7178.9953 | 9101.5904 | 8958.7564 | 8886.7084 | 10217.9892 | 12192.3324 | 12593.3151 | 11686.3001 | 13018.0143
QLD1 | Grid Battery | 4.2325e-06 | 29.4027 | 28.6982 | 31.7971 | 35.4128 | 34.6753 | 34.5483 | 34.6765 | 32.0203 | 32.1782 | 31.6913 | 32.2442 | 32.7279 | 33.4867 | 32.4962 | 32.4842 | 389.1756 | 389.1345 | 390.7604 | 459.0102 | 1159.499 | 1533.1426 | 1551.3617 | 2127.6912 | 2115.7363 | 2025.666 | 2069.9814 | 2042.3243 | 2468.289
QLD1 | Pumped Hydro | 41.0053 | 113.3276 | 128.5375 | 406.6676 | 501.2732 | 524.0172 | 450.9876 | 666.7455 | 355.9001 | 416.882 | 437.0413 | 666.3244 | 577.9108 | 663.3514 | 581.3836 | 571.4322 | 664.1356 | 656.1004 | 610.0394 | 544.0547 | 732.7911 | 1458.4263 | 1419.9321 | 1308.1136 | 2394.5269 | 4249.7875 | 4463.7729 | 4267.7807 | 3452.782
QLD1 | VPP | 1.8372 | 2.5258 | 2.798 | 4.2618 | 7.2476 | 8.5945 | 11.1904 | 12.9655 | 13.477 | 14.6495 | 18.6403 | 20.9517 | 24.8715 | 26.8974 | 27.0704 | 28.222 | 27.0594 | 27.4824 | 28.9985 | 29.584 | 25.3767 | 25.5006 | 25.8431 | 25.3652 | 26.2331 | 23.795 | 25.3769 | 21.2254 | 16.8037
Total excluding storage |  | 49711.8809 | 49193.7705 | 53017.0876 | 50589.425 | 53858.8207 | 49802.7498 | 50373.1535 | 48881.9922 | 45052.0515 | 44323.5559 | 39963.7962 | 42280.9783 | 41441.6102 | 42701.4922 | 40990.8825 | 41617.5892 | 46837.3926 | 47331.0868 | 46648.2926 | 46073.7973 | 45306.7311 | 45767.7661 | 46738.8763 | 43493.3454 | 44757.2844 | 48471.9262 | 48348.7332 | 47584.0463 | 47251.8142
Region | Technology | 2021-22 | 2022-23 | 2023-24 | 2024-25 | 2025-26 | 2026-27 | 2027-28 | 2028-29 | 2029-30 | 2030-31 | 2031-32 | 2032-33 | 2033-34 | 2034-35 | 2035-36 | 2036-37 | 2037-38 | 2038-39 | 2039-40 | 2040-41 | 2041-42 | 2042-43 | 2043-44 | 2044-45 | 2045-46 | 2046-47 | 2047-48 | 2048-49 | 2049-50
VIC1 | Black Coal | 0 | 0 | 0 | 0 | 0 | 0 | 0 | 0 | 0 | 0 | 0 | 0 | 0 | 0 | 0 | 0 | 0 | 0 | 0 | 0 | 0 | 0 | 0 | 0 | 0 | 0 | 0 | 0 | 0
VIC1 | Brown Coal | 26120.7051 | 22521.321 | 24726.8249 | 17149.386 | 18041.4411 | 18220.9262 | 16671.9688 | 17157.5261 | 16926.4664 | 17966.1353 | 16806.5533 | 17140.0625 | 17824.0287 | 17701.4784 | 17992.3146 | 17659.2361 | 16946.3272 | 17428.377 | 15524.3121 | 16358.9514 | 17640.5405 | 17493.8828 | 16751.9112 | 16779.031 | 16109.0509 | 17109.4268 | 10451.0412 | 0 | 0
VIC1 | CCGT | 1.3827e-06 | 1.3706e-06 | 1.3721e-06 | 1.5432e-06 | 1.575e-06 | 1.5602e-06 | 1.6568e-06 | 1.7448e-06 | 1.7279e-06 | 1.7338e-06 | 1.7225e-06 | 2.0174e-06 | 1.9905e-06 | 2.1056e-06 | 2.0384e-06 | 2.1106e-06 | 2.9419e-06 | 3.1893e-06 | 3.8241e-06 | 3.8213e-06 | 3.9827e-06 | 4.0297e-06 | 4.8355e-06 | 4.5538e-06 | 4.7597e-06 | 5.0996e-06 | 5.9381e-06 | 1.0056e-05 | 1.0016e-05
VIC1 | Gas - Steam | 1.5403 | 3.3252e-07 | 3.3105 | 5.7289 | 1.151 | 5.6261 | 5.1488 | 7.058 | 4.5453e-07 | 1.5254 | 2.6495 | 8.9939 | 5.1321 | 2.0594 | 16.1661 | 13.5177 | 29.3265 | 17.8089 | 0 | 0 | 0 | 0 | 0 | 0 | 0 | 0 | 0 | 0 | 0
VIC1 | OCGT / Diesel | 0.045755 | 2.4022e-06 | 1.6785 | 0.51332 | 3.074e-06 | 0.10023 | 0.85571 | 3.4965e-06 | 3.3254e-06 | 0.035018 | 0.48271 | 4.4455 | 1.6632 | 4.0498e-06 | 8.8102 | 11.4486 | 12.1665 | 10.9693 | 27.7777 | 34.2308 | 25.3971 | 7.0946 | 20.8939 | 64.1259 | 66.3203 | 29.5953 | 43.2065 | 994.6212 | 994.4076
VIC1 | Hydro | 2699.4261 | 2719.7808 | 2455.7803 | 3014.1805 | 3081.541 | 2904.2961 | 2928.4406 | 3689.3624 | 3038.8499 | 2595.5254 | 2616.0918 | 2357.0278 | 2886.3096 | 2978.6777 | 2812.6375 | 2812.7314 | 3533.5173 | 2925.9746 | 2511.1209 | 2502.4913 | 2271.2918 | 2769.219 | 2866.5936 | 2695.6019 | 2711.3125 | 3386.7089 | 2814.2579 | 2418.0978 | 2413.7998
VIC1 | Wind | 10402.3572 | 12921.8972 | 11138.6592 | 12130.9848 | 12336.6245 | 12552.2754 | 12513.7279 | 11317.5028 | 11681.7417 | 11067.2904 | 12131.8142 | 10440.6335 | 10697.0339 | 10803.6463 | 11386.6705 | 11633.1142 | 10519.9547 | 10159.1354 | 10436.479 | 11583.3535 | 10237.6606 | 10476.4946 | 11173.4346 | 11394.5999 | 12137.9506 | 12310.9706 | 18608.6599 | 24012.9578 | 23422.692
VIC1 | Solar PV | 2655.4241 | 2634.6529 | 2713.7686 | 2624.9491 | 2493.1717 | 2619.7867 | 2675.4356 | 2459.3088 | 2558.1846 | 2560.4558 | 2603.8763 | 2655.4228 | 2537.0237 | 2452.8027 | 2561.1858 | 2641.6712 | 2438.4979 | 2552.1326 | 2621.8783 | 2627.3298 | 2734.4793 | 2622.9162 | 2496.2017 | 2413.8635 | 2383.024 | 2231.282 | 3028.6905 | 6725.1172 | 7376.762
VIC1 | Grid Battery | 61.5841 | 115.7858 | 126.2521 | 196.4941 | 204.1486 | 213.8423 | 210.5765 | 196.577 | 184.4689 | 188.3709 | 190.1196 | 195.6037 | 160.8967 | 155.3455 | 163.086 | 163.5305 | 152.7075 | 156.3948 | 333.4406 | 328.8027 | 674.7981 | 623.4368 | 598.0012 | 1118.5535 | 1110.3271 | 1053.6521 | 1042.7942 | 1978.5426 | 1841.5577
VIC1 | Pumped Hydro | 0 | 0 | 5.5201e-06 | 6.3744e-06 | 6.8439e-06 | 7.1937e-06 | 8.7036e-06 | 8.7166e-06 | 8.7194e-06 | 8.8448e-06 | 9.1175e-06 | 1.3308e-05 | 1.3309e-05 | 1.659e-05 | 1.8937e-05 | 1.8984e-05 | 0.00015605 | 34.9636 | 857.144 | 798.9808 | 815.7491 | 784.2773 | 720.4092 | 748.1742 | 1100.2141 | 1073.3339 | 1490.0795 | 3247.8584 | 3006.902
VIC1 | VPP | 1.5439 | 2.8568 | 3.7664 | 7.9638 | 11.6528 | 14.4071 | 17.7439 | 19.3553 | 21.8239 | 24.3792 | 32.6592 | 40.0157 | 45.9949 | 49.7359 | 52.4275 | 53.7287 | 53.9591 | 57.1422 | 53.3272 | 54.4983 | 48.717 | 50.3167 | 49.0861 | 49.4292 | 50.6998 | 50.3617 | 50.6805 | 39.2903 | 34.6672
Total excluding storage |  | 41879.4986 | 40797.652 | 41040.0219 | 34925.7426 | 35953.9292 | 36303.0107 | 34795.5774 | 34630.7581 | 34205.2426 | 34190.9674 | 34161.4678 | 32606.586 | 33951.1912 | 33938.6645 | 34777.7847 | 34771.7191 | 33479.79 | 33094.3978 | 31121.568 | 33106.3569 | 32909.3694 | 33369.6071 | 33309.0349 | 33347.2221 | 33407.6582 | 35067.9836 | 34945.8561 | 34150.794 | 34207.6614
Region | Technology | 2021-22 | 2022-23 | 2023-24 | 2024-25 | 2025-26 | 2026-27 | 2027-28 | 2028-29 | 2029-30 | 2030-31 | 2031-32 | 2032-33 | 2033-34 | 2034-35 | 2035-36 | 2036-37 | 2037-38 | 2038-39 | 2039-40 | 2040-41 | 2041-42 | 2042-43 | 2043-44 | 2044-45 | 2045-46 | 2046-47 | 2047-48 | 2048-49 | 2049-50
SA1 | Black Coal | 0 | 0 | 0 | 0 | 0 | 0 | 0 | 0 | 0 | 0 | 0 | 0 | 0 | 0 | 0 | 0 | 0 | 0 | 0 | 0 | 0 | 0 | 0 | 0 | 0 | 0 | 0 | 0 | 0
SA1 | Brown Coal | 0 | 0 | 0 | 0 | 0 | 0 | 0 | 0 | 0 | 0 | 0 | 0 | 0 | 0 | 0 | 0 | 0 | 0 | 0 | 0 | 0 | 0 | 0 | 0 | 0 | 0 | 0 | 0 | 0
SA1 | CCGT | 1114.8326 | 1114.8326 | 461.7943 | 449.5019 | 449.5019 | 449.5019 | 450.7334 | 449.5019 | 449.5019 | 449.5019 | 450.7334 | 449.5019 | 449.5019 | 449.5019 | 450.7334 | 449.5019 | 3.2444e-06 | 3.6265e-06 | 4.3811e-06 | 4.5421e-06 | 4.7895e-06 | 4.8712e-06 | 6.3372e-06 | 5.9056e-06 | 6.267e-06 | 6.7322e-06 | 7.0338e-06 | 9.1937e-06 | 9.054e-06
SA1 | Gas - Steam | 632.695 | 658.0945 | 613.2214 | 81.5731 | 81.5731 | 81.5731 | 81.7966 | 81.5731 | 81.5731 | 81.5731 | 81.7966 | 81.5731 | 81.5731 | 81.5731 | 0 | 0 | 0 | 0 | 0 | 0 | 0 | 0 | 0 | 0 | 0 | 0 | 0 | 0 | 0
SA1 | OCGT / Diesel | 23.4175 | 14.1877 | 64.5262 | 6.9435 | 4.144 | 9.0486 | 5.8744 | 12.1581 | 6.3651e-06 | 1.9858 | 1.9779 | 11.0848 | 4.5198 | 4.5371 | 34.7569 | 28.9349 | 90.3982 | 184.9611 | 409.6251 | 531.4813 | 317.9152 | 324.6992 | 813.3746 | 95.0104 | 83.4065 | 109.6477 | 211.5698 | 616.579 | 583.8781
SA1 | Hydro | 0 | 0 | 0 | 0 | 0 | 0 | 0 | 0 | 0 | 0 | 0 | 0 | 0 | 0 | 0 | 0 | 0 | 0 | 0 | 0 | 0 | 0 | 0 | 0 | 0 | 0 | 0 | 0 | 0
SA1 | Wind | 6057.8589 | 6648.9633 | 5959.316 | 6968.1817 | 6816.7214 | 7542.388 | 7509.1346 | 6986.5163 | 6791.8564 | 6528.5649 | 6539.5059 | 5828.1908 | 5698.3317 | 5476.4641 | 5473.0643 | 5017.1382 | 8119.6437 | 10134.1663 | 10627.3368 | 11121.5473 | 10043.969 | 10308.1074 | 9184.3075 | 10573.3833 | 9523.577 | 9802.0055 | 9608.3878 | 9111.1374 | 9569.8128
SA1 | Solar PV | 944.5561 | 1101.4254 | 1098.5286 | 1067.4605 | 1041.4939 | 1066.2819 | 1099.2725 | 1043.3996 | 1086.2876 | 1090.3631 | 1102.6678 | 1113.2431 | 1061.9684 | 1040.5136 | 1057.9544 | 1096.4797 | 1038.7594 | 1084.6572 | 1099.1904 | 1102.067 | 1121.0462 | 1169.9891 | 1634.0563 | 1393.1918 | 1783.8894 | 1631.2998 | 2240.4216 | 2364.0916 | 2155.8922
SA1 | Grid Battery | 85.1103 | 78.9292 | 104.594 | 111.4514 | 117.4173 | 120.3765 | 118.4202 | 113.7009 | 102.1277 | 104.6252 | 102.529 | 102.5444 | 104.9099 | 83.1394 | 83.0115 | 83.7225 | 83.4919 | 84.389 | 80.3343 | 76.1621 | 839.2497 | 833.9951 | 834.3058 | 1084.2479 | 1106.7885 | 1083.9342 | 1076.9054 | 1029.888 | 919.0642
SA1 | Pumped Hydro | 0 | 0 | 4.6063e-06 | 4.3759e-06 | 4.2999e-06 | 4.4677e-06 | 4.6592e-06 | 4.9078e-06 | 4.9137e-06 | 5.0529e-06 | 5.2735e-06 | 6.6291e-06 | 6.6704e-06 | 7.1818e-06 | 8.3364e-06 | 1.3086e-05 | 1.2892e-05 | 1.3033e-05 | 1.439e-05 | 1.4347e-05 | 1.6811e-05 | 1.6417e-05 | 1.6287e-05 | 2.0328e-05 | 2.2864e-05 | 2.2405e-05 | 2.3418e-05 | 2.3744e-05 | 2.3684e-05
SA1 | VPP | 2.4923 | 3.9395 | 6.2678 | 7.9103 | 10.1243 | 12.0454 | 14.185 | 15.6004 | 16.3978 | 17.6202 | 18.3841 | 19.6935 | 21.0941 | 22.1662 | 23.0597 | 24.2021 | 25.6947 | 26.7867 | 26.1576 | 26.5886 | 20.7525 | 21.5143 | 22.0347 | 22.3632 | 24.1562 | 24.1058 | 25.0659 | 21.3519 | 17.7264
Total excluding storage |  | 8773.3601 | 9537.5036 | 8197.3867 | 8573.6606 | 8393.4343 | 9148.7935 | 9146.8115 | 8573.149 | 8409.219 | 8151.9887 | 8176.6816 | 7483.5937 | 7295.8948 | 7052.5898 | 7016.509 | 6592.0545 | 9248.8013 | 11403.7846 | 12136.1522 | 12755.0956 | 11482.9303 | 11802.7958 | 11631.7384 | 12061.5854 | 11390.8728 | 11542.953 | 12060.3792 | 12091.808 | 12309.5831
Region | Technology | 2021-22 | 2022-23 | 2023-24 | 2024-25 | 2025-26 | 2026-27 | 2027-28 | 2028-29 | 2029-30 | 2030-31 | 2031-32 | 2032-33 | 2033-34 | 2034-35 | 2035-36 | 2036-37 | 2037-38 | 2038-39 | 2039-40 | 2040-41 | 2041-42 | 2042-43 | 2043-44 | 2044-45 | 2045-46 | 2046-47 | 2047-48 | 2048-49 | 2049-50
TAS1 | Black Coal | 0 | 0 | 0 | 0 | 0 | 0 | 0 | 0 | 0 | 0 | 0 | 0 | 0 | 0 | 0 | 0 | 0 | 0 | 0 | 0 | 0 | 0 | 0 | 0 | 0 | 0 | 0 | 0 | 0
TAS1 | Brown Coal | 0 | 0 | 0 | 0 | 0 | 0 | 0 | 0 | 0 | 0 | 0 | 0 | 0 | 0 | 0 | 0 | 0 | 0 | 0 | 0 | 0 | 0 | 0 | 0 | 0 | 0 | 0 | 0 | 0
TAS1 | CCGT | 1.173e-06 | 1.1654e-06 | 1.1675e-06 | 1.1654e-06 | 1.1652e-06 | 1.1709e-06 | 1.1884e-06 | 1.2195e-06 | 1.2557e-06 | 1.2864e-06 | 1.32e-06 | 1.3612e-06 | 1.4066e-06 | 1.4423e-06 | 1.4867e-06 | 1.5316e-06 | 1.5918e-06 | 1.6481e-06 | 1.7156e-06 | 1.7673e-06 | 1.8377e-06 | 1.906e-06 | 1.9772e-06 | 2.0452e-06 | 2.1177e-06 | 2.2011e-06 | 2.2857e-06 | 2.3623e-06 | 2.4476e-06
TAS1 | Gas - Steam | 0 | 0 | 0 | 0 | 0 | 0 | 0 | 0 | 0 | 0 | 0 | 0 | 0 | 0 | 0 | 0 | 0 | 0 | 0 | 0 | 0 | 0 | 0 | 0 | 0 | 0 | 0 | 0 | 0
TAS1 | OCGT / Diesel | 9.5872e-07 | 9.3023e-07 | 9.1582e-07 | 9.1949e-07 | 9.223e-07 | 9.5546e-07 | 9.8154e-07 | 1.0104e-06 | 1.0458e-06 | 1.0667e-06 | 1.0896e-06 | 1.124e-06 | 1.1646e-06 | 1.1909e-06 | 1.2247e-06 | 1.2587e-06 | 1.3157e-06 | 1.346e-06 | 1.4003e-06 | 1.166e-06 | 1.2106e-06 | 1.2621e-06 | 1.2962e-06 | 1.3433e-06 | 1.3837e-06 | 1.4518e-06 | 1.5051e-06 | 1.5607e-06 | 1.6036e-06
TAS1 | Hydro | 7691.4307 | 7603.5423 | 7624.4117 | 9638.8584 | 9465.6849 | 5848.3125 | 5193.1167 | 5196.1981 | 4753.2839 | 4535.6523 | 3623.7802 | 3831.2376 | 3615.5756 | 3301.5295 | 3049.4501 | 2711.8977 | 3052.155 | 2850.6744 | 2977.4114 | 2560.7666 | 2892.2886 | 2769.3133 | 2553.6163 | 2584.3295 | 2305.8717 | 2664.2043 | 2309.3811 | 2259.5449 | 2104.1434
TAS1 | Wind | 1326.1481 | 1602.6799 | 2016.8736 | 2591.977 | 3299.3277 | 3761.0336 | 4330.4332 | 4566.7743 | 5014.6449 | 5193.4447 | 5893.3811 | 5813.921 | 6050.0363 | 6526.3239 | 6737.7514 | 7120.6483 | 6993.3417 | 7082.2335 | 6984.677 | 7343.0827 | 7132.4459 | 7019.4403 | 7229.6354 | 7215.0618 | 7318.5686 | 6904.7961 | 6618.8101 | 5574.1604 | 5496.6558
TAS1 | Solar PV | 2.7147e-07 | 4.0329e-07 | 6.9902e-07 | 7.8666e-07 | 6.8105e-07 | 8.1246e-07 | 9.3475e-07 | 1.0252e-06 | 1.3934e-06 | 1.7734e-06 | 2.5746e-06 | 2.5846e-06 | 2.608e-06 | 2.3107e-06 | 2.4832e-06 | 2.3942e-06 | 2.8795e-06 | 3.5171e-06 | 3.7452e-06 | 5.3171e-06 | 5.3408e-06 | 5.3739e-06 | 4.7719e-06 | 5.143e-06 | 4.9143e-06 | 4.9677e-06 | 5.1849e-06 | 5.0467e-06 | 4.9471e-06
TAS1 | Grid Battery | 4.4274e-06 | 4.4885e-06 | 4.4747e-06 | 4.4686e-06 | 4.5623e-06 | 4.7592e-06 | 5.2196e-06 | 6.1284e-06 | 8.8317e-06 | 9.3787e-06 | 9.8119e-06 | 1.0716e-05 | 1.0966e-05 | 1.2126e-05 | 1.2761e-05 | 1.3706e-05 | 1.4458e-05 | 1.5144e-05 | 1.6307e-05 | 1.8151e-05 | 1.8651e-05 | 1.9712e-05 | 2.1288e-05 | 2.2392e-05 | 2.3418e-05 | 2.488e-05 | 2.6384e-05 | 2.7672e-05 | 2.9605e-05
TAS1 | Pumped Hydro | 0 | 0 | 1.2812e-05 | 1.3103e-05 | 1.4478e-05 | 1.5718e-05 | 1.6597e-05 | 1.7223e-05 | 1.8087e-05 | 1.889e-05 | 2.0169e-05 | 2.0936e-05 | 2.1978e-05 | 2.3052e-05 | 2.4377e-05 | 2.5398e-05 | 2.634e-05 | 2.7512e-05 | 2.8654e-05 | 2.9996e-05 | 3.1062e-05 | 3.2317e-05 | 3.3979e-05 | 3.5336e-05 | 3.6911e-05 | 3.8212e-05 | 4.0123e-05 | 4.1814e-05 | 4.3851e-05
TAS1 | VPP | 0.046836 | 0.12705 | 0.11576 | 0.10308 | 0.30472 | 0.60012 | 0.9485 | 1.0968 | 1.275 | 1.5338 | 2.5651 | 2.7217 | 3.0882 | 3.086 | 3.1059 | 3.1739 | 3.0332 | 3.1713 | 3.2182 | 3.0641 | 3.2917 | 3.2668 | 3.1926 | 3.1248 | 3.2434 | 3.5647 | 3.8083 | 3.4461 | 2.9521
Total excluding storage |  | 9017.5788 | 9206.2222 | 9641.2852 | 12230.8355 | 12765.0126 | 9609.3461 | 9523.5499 | 9762.9723 | 9767.9288 | 9729.0969 | 9517.1613 | 9645.1587 | 9665.612 | 9827.8535 | 9787.2015 | 9832.546 | 10045.4968 | 9932.9079 | 9962.0884 | 9903.8493 | 10024.7345 | 9788.7536 | 9783.2517 | 9799.3913 | 9624.4404 | 9569.0004 | 8928.1912 | 7833.7053 | 7600.7993
Explicitly modelled pumping
Region | Technology | 2021-22 | 2022-23 | 2023-24 | 2024-25 | 2025-26 | 2026-27 | 2027-28 | 2028-29 | 2029-30 | 2030-31 | 2031-32 | 2032-33 | 2033-34 | 2034-35 | 2035-36 | 2036-37 | 2037-38 | 2038-39 | 2039-40 | 2040-41 | 2041-42 | 2042-43 | 2043-44 | 2044-45 | 2045-46 | 2046-47 | 2047-48 | 2048-49 | 2049-50
NEM | Grid Battery pump | 180.3397 | 277.5532 | 320.0508 | 419.7403 | 439.8452 | 455.4003 | 449.7209 | 424.9698 | 394.1719 | 400.6321 | 401.2894 | 407.022 | 369.2823 | 335.0464 | 343.9428 | 345.3546 | 752.3648 | 756.4949 | 960.5175 | 1030.0946 | 3150.5727 | 3525.6174 | 3716.0044 | 5646.6422 | 5707.9036 | 5488.2229 | 5523.3653 | 6532.8837 | 6719.6594
NEM | Pumped Hydro Pump | 268.8469 | 682.1522 | 746.2329 | 2395.9004 | 6473.4683 | 7208.6109 | 7447.874 | 8143.7985 | 10106.704 | 10954.2946 | 13685.5331 | 14783.4986 | 14360.4804 | 14297.594 | 14913.9626 | 14922.6134 | 14495.6949 | 13789.6041 | 14940.6832 | 14274.6787 | 15093.7185 | 16334.9183 | 15772.1976 | 16781.0597 | 18326.1531 | 21624.788 | 21427.3939 | 23916.0822 | 20755.8391
NEM | VPP pump | 14.1207 | 20.9286 | 25.4886 | 38.2547 | 55.3299 | 68.6045 | 84.7352 | 94.475 | 101.5769 | 109.6648 | 134.8923 | 156.5862 | 180.1642 | 192.3499 | 198.4717 | 206.0007 | 206.8947 | 212.0853 | 211.4826 | 213.8381 | 198.939 | 203.48 | 200.1098 | 201.717 | 206.0099 | 204.1393 | 206.1429 | 169.1514 | 149.2506
Region | Technology | 2021-22 | 2022-23 | 2023-24 | 2024-25 | 2025-26 | 2026-27 | 2027-28 | 2028-29 | 2029-30 | 2030-31 | 2031-32 | 2032-33 | 2033-34 | 2034-35 | 2035-36 | 2036-37 | 2037-38 | 2038-39 | 2039-40 | 2040-41 | 2041-42 | 2042-43 | 2043-44 | 2044-45 | 2045-46 | 2046-47 | 2047-48 | 2048-49 | 2049-50
NSW1 | Grid Battery pump | 7.3832e-06 | 7.4822e-06 | 7.4384e-06 | 7.3639e-06 | 7.1232e-06 | 7.3018e-06 | 8.3971e-06 | 8.8621e-06 | 2.6907e-05 | 2.7776e-05 | 3.0962e-05 | 3.131e-05 | 3.2052e-05 | 3.199e-05 | 3.4937e-05 | 3.5412e-05 | 3.3836e-05 | 3.4086e-05 | 3.971e-05 | 3.9829e-05 | 7.9795e-05 | 7.9798e-05 | 205.8194 | 545.9813 | 602.6454 | 590.6139 | 587.0867 | 594.5692 | 565.3311
NSW1 | Pumped Hydro Pump | 211.3094 | 518.8431 | 560.6679 | 1812.7236 | 5751.5192 | 6457.0447 | 6797.7794 | 7187.5222 | 9595.2155 | 10355.1649 | 13056.7146 | 13826.5945 | 13529.9251 | 13344.2461 | 14078.4162 | 14101.369 | 13538.0516 | 12805.9494 | 12992.7155 | 12490.0008 | 13060.633 | 13440.6869 | 13026.129 | 14150.6331 | 13898.8212 | 14940.1897 | 13946.5747 | 14489.8764 | 12685.8154
NSW1 | VPP pump | 7.0149 | 9.558 | 9.9627 | 13.9386 | 20.1524 | 25.834 | 31.7658 | 35.7194 | 37.9028 | 39.925 | 48.0164 | 56.6594 | 65.917 | 70.2276 | 71.6603 | 74.7724 | 75.1087 | 74.4226 | 77.6237 | 77.0987 | 81.377 | 82.4935 | 80.1424 | 81.2658 | 80.6022 | 82.1499 | 79.9555 | 67.0197 | 62.6844
Region | Technology | 2021-22 | 2022-23 | 2023-24 | 2024-25 | 2025-26 | 2026-27 | 2027-28 | 2028-29 | 2029-30 | 2030-31 | 2031-32 | 2032-33 | 2033-34 | 2034-35 | 2035-36 | 2036-37 | 2037-38 | 2038-39 | 2039-40 | 2040-41 | 2041-42 | 2042-43 | 2043-44 | 2044-45 | 2045-46 | 2046-47 | 2047-48 | 2048-49 | 2049-50
QLD1 | Grid Battery pump | 4.9813e-06 | 36.2703 | 35.3605 | 39.2557 | 43.7441 | 42.7844 | 42.6582 | 42.8046 | 39.5313 | 39.7261 | 39.1898 | 39.7429 | 40.4048 | 41.3416 | 40.1188 | 40.1039 | 460.7606 | 458.5098 | 461.5307 | 540.0744 | 1364.0541 | 1803.7233 | 1825.3961 | 2504.4348 | 2487.5417 | 2386.4644 | 2431.944 | 2402.788 | 2903.8157
QLD1 | Pumped Hydro Pump | 57.5375 | 163.3091 | 185.5651 | 583.1768 | 721.949 | 751.5662 | 650.0946 | 956.2763 | 511.4884 | 599.1297 | 628.8185 | 956.9041 | 830.5552 | 953.3478 | 835.5463 | 821.2443 | 957.6431 | 939.7586 | 876.7293 | 781.8984 | 1017.4525 | 1909.9065 | 1849.5353 | 1694.8772 | 3045.1406 | 5350.1861 | 5608.5993 | 5376.0033 | 4311.3962
QLD1 | VPP pump | 2.2051 | 3.0348 | 3.355 | 5.1151 | 8.7133 | 10.301 | 13.4314 | 15.5614 | 16.1756 | 17.5828 | 22.4184 | 25.1015 | 29.8517 | 32.2833 | 32.4909 | 33.8731 | 32.5523 | 32.9109 | 34.8051 | 35.509 | 30.4572 | 30.6085 | 31.0166 | 30.4939 | 31.4357 | 28.6103 | 30.4076 | 25.5058 | 20.1382
Region | Technology | 2021-22 | 2022-23 | 2023-24 | 2024-25 | 2025-26 | 2026-27 | 2027-28 | 2028-29 | 2029-30 | 2030-31 | 2031-32 | 2032-33 | 2033-34 | 2034-35 | 2035-36 | 2036-37 | 2037-38 | 2038-39 | 2039-40 | 2040-41 | 2041-42 | 2042-43 | 2043-44 | 2044-45 | 2045-46 | 2046-47 | 2047-48 | 2048-49 | 2049-50
VIC1 | Grid Battery pump | 75.5701 | 143.5345 | 155.8668 | 242.5853 | 251.4463 | 264.0029 | 260.56 | 242.0987 | 228.2761 | 232.02 | 235.3046 | 240.897 | 199.1281 | 191.2943 | 201.3407 | 201.8895 | 188.5278 | 193.5702 | 400.0395 | 395.762 | 795.8096 | 735.3851 | 701.6006 | 1315.9452 | 1309.7444 | 1236.1134 | 1230.294 | 2324.22 | 2166.5383
VIC1 | Pumped Hydro Pump | 0 | 0 | 6.9184e-06 | 7.97e-06 | 8.5439e-06 | 8.9834e-06 | 1.0918e-05 | 1.0858e-05 | 1.0927e-05 | 1.1034e-05 | 1.1411e-05 | 1.6624e-05 | 1.6687e-05 | 2.0683e-05 | 2.3668e-05 | 2.3768e-05 | 0.00019502 | 43.8961 | 1071.2384 | 1002.7795 | 1015.6329 | 984.3248 | 896.5333 | 935.5494 | 1382.1912 | 1334.4122 | 1872.2198 | 4050.2024 | 3758.6274
VIC1 | VPP pump | 1.8531 | 3.4408 | 4.5231 | 9.5635 | 13.9665 | 17.292 | 21.3375 | 23.1903 | 26.2443 | 29.2103 | 39.2812 | 47.9459 | 55.3173 | 59.5823 | 62.9255 | 64.4872 | 64.7637 | 68.7255 | 63.8639 | 65.563 | 58.3198 | 60.5552 | 58.7517 | 59.3268 | 61.0322 | 60.2656 | 61.0195 | 46.9668 | 41.6089
Region | Technology | 2021-22 | 2022-23 | 2023-24 | 2024-25 | 2025-26 | 2026-27 | 2027-28 | 2028-29 | 2029-30 | 2030-31 | 2031-32 | 2032-33 | 2033-34 | 2034-35 | 2035-36 | 2036-37 | 2037-38 | 2038-39 | 2039-40 | 2040-41 | 2041-42 | 2042-43 | 2043-44 | 2044-45 | 2045-46 | 2046-47 | 2047-48 | 2048-49 | 2049-50
SA1 | Grid Battery pump | 104.7696 | 97.7484 | 128.8234 | 137.8993 | 144.6547 | 148.613 | 146.5027 | 140.0666 | 126.3645 | 128.886 | 126.7951 | 126.382 | 129.7493 | 102.4104 | 102.4833 | 103.3611 | 103.0764 | 104.4148 | 98.9473 | 94.2582 | 990.7089 | 986.5088 | 983.1882 | 1280.2808 | 1307.972 | 1275.0312 | 1274.0405 | 1211.3065 | 1083.9742
SA1 | Pumped Hydro Pump | 0 | 0 | 5.7589e-06 | 5.4825e-06 | 5.3677e-06 | 5.5793e-06 | 5.8431e-06 | 6.1164e-06 | 6.157e-06 | 6.307e-06 | 6.5956e-06 | 8.2829e-06 | 8.3538e-06 | 8.957e-06 | 1.0423e-05 | 1.6361e-05 | 1.6107e-05 | 1.6345e-05 | 1.7935e-05 | 1.8001e-05 | 2.0946e-05 | 2.0582e-05 | 2.0305e-05 | 2.5451e-05 | 2.8635e-05 | 2.7903e-05 | 2.9385e-05 | 2.9567e-05 | 2.9653e-05
SA1 | VPP pump | 2.9914 | 4.7413 | 7.5099 | 9.5137 | 12.1321 | 14.4573 | 17.058 | 18.6916 | 19.7212 | 21.1085 | 22.0941 | 23.608 | 25.3711 | 26.5515 | 27.6771 | 29.0482 | 30.8398 | 32.2161 | 31.3297 | 31.9836 | 24.837 | 25.8988 | 26.3703 | 26.8827 | 29.0375 | 28.8469 | 30.1773 | 25.5351 | 21.2758
Region | Technology | 2021-22 | 2022-23 | 2023-24 | 2024-25 | 2025-26 | 2026-27 | 2027-28 | 2028-29 | 2029-30 | 2030-31 | 2031-32 | 2032-33 | 2033-34 | 2034-35 | 2035-36 | 2036-37 | 2037-38 | 2038-39 | 2039-40 | 2040-41 | 2041-42 | 2042-43 | 2043-44 | 2044-45 | 2045-46 | 2046-47 | 2047-48 | 2048-49 | 2049-50
TAS1 | Grid Battery pump | 5.2106e-06 | 5.2819e-06 | 5.2642e-06 | 5.2574e-06 | 5.3679e-06 | 5.5992e-06 | 6.1422e-06 | 7.2109e-06 | 1.0393e-05 | 1.1034e-05 | 1.1546e-05 | 1.2611e-05 | 1.2902e-05 | 1.427e-05 | 1.5011e-05 | 1.6132e-05 | 1.7007e-05 | 1.7822e-05 | 1.9187e-05 | 2.1358e-05 | 2.1944e-05 | 2.3193e-05 | 2.5047e-05 | 2.6345e-05 | 2.7561e-05 | 2.9259e-05 | 3.1057e-05 | 3.2542e-05 | 3.4838e-05
TAS1 | Pumped Hydro Pump | 0 | 0 | 1.6057e-05 | 1.6382e-05 | 1.81e-05 | 1.9646e-05 | 2.0762e-05 | 2.1518e-05 | 2.2622e-05 | 2.3601e-05 | 2.5221e-05 | 2.6183e-05 | 2.7461e-05 | 2.8835e-05 | 3.0441e-05 | 3.1797e-05 | 3.2887e-05 | 3.441e-05 | 3.5804e-05 | 3.7541e-05 | 3.8817e-05 | 4.0409e-05 | 4.2463e-05 | 4.4147e-05 | 4.6216e-05 | 4.7675e-05 | 5.0251e-05 | 5.2175e-05 | 5.4852e-05
TAS1 | VPP pump | 0.056215 | 0.15371 | 0.13792 | 0.12377 | 0.36552 | 0.72026 | 1.1425 | 1.3123 | 1.533 | 1.8382 | 3.0821 | 3.2715 | 3.707 | 3.7052 | 3.7178 | 3.8198 | 3.6301 | 3.8103 | 3.8603 | 3.6838 | 3.948 | 3.9241 | 3.8287 | 3.748 | 3.9024 | 4.2666 | 4.5829 | 4.1241 | 3.5433
Non-controllable capacity
Region | Technology | 2021-22 | 2022-23 | 2023-24 | 2024-25 | 2025-26 | 2026-27 | 2027-28 | 2028-29 | 2029-30 | 2030-31 | 2031-32 | 2032-33 | 2033-34 | 2034-35 | 2035-36 | 2036-37 | 2037-38 | 2038-39 | 2039-40 | 2040-41 | 2041-42 | 2042-43 | 2043-44 | 2044-45 | 2045-46 | 2046-47 | 2047-48 | 2048-49 | 2049-50
NEM | Distributed PV | 16737.0059 | 18361.571 | 19508.4436 | 19877.6171 | 20062.7432 | 22312.6922 | 23279.7968 | 21912.3307 | 23663.3386 | 25057.5989 | 25874.3008 | 26713.8603 | 26540.3547 | 26277.3752 | 28710.541 | 29388.3875 | 27089.9154 | 29052.9711 | 30877.804 | 31962.719 | 32852.8929 | 32633.0762 | 32314.9744 | 35306.7879 | 36000.0822 | 33090.6491 | 35501.6025 | 37705.2638 | 38929.3699
NEM | Behind the meter battery | 262.9766 | 299.5507 | 300.5513 | 344.0103 | 390.8049 | 429.6842 | 466.3019 | 490.0167 | 514.6045 | 532.9694 | 645.2154 | 694.4484 | 765.8001 | 795.7359 | 804.5875 | 802.6458 | 800.2245 | 800.683 | 805.6941 | 805.7001 | 807.025 | 808.7188 | 814.3631 | 815.1575 | 816.7385 | 816.0384 | 818.3358 | 815.5272 | 814.7913
NEM | Behind the meter battery pump | 223.4523 | 254.5041 | 255.3304 | 292.2517 | 332.1268 | 364.9912 | 396.0636 | 416.1389 | 437.141 | 452.6149 | 548.2776 | 590.0759 | 650.6574 | 675.9031 | 683.4142 | 681.9738 | 679.6417 | 680.0057 | 684.6009 | 684.3123 | 685.3843 | 686.9178 | 691.7186 | 692.4172 | 693.9858 | 693.193 | 694.9927 | 692.5685 | 692.1674
Region | Technology | 2021-22 | 2022-23 | 2023-24 | 2024-25 | 2025-26 | 2026-27 | 2027-28 | 2028-29 | 2029-30 | 2030-31 | 2031-32 | 2032-33 | 2033-34 | 2034-35 | 2035-36 | 2036-37 | 2037-38 | 2038-39 | 2039-40 | 2040-41 | 2041-42 | 2042-43 | 2043-44 | 2044-45 | 2045-46 | 2046-47 | 2047-48 | 2048-49 | 2049-50
NSW1 | Distributed PV | 4800.4033 | 5212.4059 | 5194.9088 | 5255.658 | 5186.6024 | 5846.7416 | 5921.0778 | 5425.2839 | 5726.7934 | 6225.4269 | 6684.9079 | 6684.1941 | 6781.8193 | 6722.0215 | 7600.6685 | 7698.119 | 7026.4939 | 7404.5059 | 8066.2344 | 8660.1049 | 8621.766 | 8721.863 | 8634.2534 | 9741.2559 | 9797.8063 | 8904.1049 | 9373.1744 | 10184.1971 | 10848.0981
NSW1 | Behind the meter battery | 101.9375 | 109.9772 | 109.068 | 134.2603 | 152.5399 | 169.5078 | 182.1253 | 191.8128 | 199.9418 | 206.5781 | 249.9382 | 272.9224 | 298.9952 | 310.1396 | 312.1459 | 309.6359 | 306.9485 | 304.8934 | 305.1092 | 303.3689 | 302.262 | 301.0712 | 301.4303 | 300.2186 | 299.112 | 297.1721 | 296.191 | 293.2775 | 291.2444
NSW1 | Behind the meter battery pump | 86.635 | 93.4199 | 92.6108 | 114.0675 | 129.6535 | 144.0135 | 154.6551 | 162.8964 | 169.8316 | 175.4217 | 212.3548 | 231.9584 | 254.0437 | 263.383 | 265.0713 | 263.0993 | 260.6552 | 258.8861 | 259.3394 | 257.7266 | 256.6808 | 255.7628 | 255.8987 | 254.9971 | 254.2353 | 252.4792 | 251.5664 | 248.9519 | 247.366
Region | Technology | 2021-22 | 2022-23 | 2023-24 | 2024-25 | 2025-26 | 2026-27 | 2027-28 | 2028-29 | 2029-30 | 2030-31 | 2031-32 | 2032-33 | 2033-34 | 2034-35 | 2035-36 | 2036-37 | 2037-38 | 2038-39 | 2039-40 | 2040-41 | 2041-42 | 2042-43 | 2043-44 | 2044-45 | 2045-46 | 2046-47 | 2047-48 | 2048-49 | 2049-50
QLD1 | Distributed PV | 5374.2791 | 5906.0531 | 6042.3739 | 5947.9488 | 6122.8463 | 6640.8799 | 6821.616 | 5861.7431 | 6490.5234 | 6871.0109 | 7419.6268 | 7537.6798 | 7431.5402 | 7706.3452 | 8403.2251 | 8624.6551 | 7452.3218 | 8297.4802 | 8814.7778 | 9478.5346 | 9602.8198 | 9461.3415 | 9792.0316 | 10630.4055 | 10893.9146 | 9401.0252 | 10467.097 | 11080.8863 | 11897.3532
QLD1 | Behind the meter battery | 40.129 | 39.9785 | 39.5664 | 45.2536 | 56.5248 | 63.281 | 71.1065 | 74.9792 | 79.1794 | 82.3221 | 105.3549 | 110.9052 | 123.2441 | 128.2838 | 129.4652 | 128.8778 | 128.6424 | 128.8998 | 129.8129 | 129.4208 | 128.8569 | 128.4654 | 129.0406 | 128.7848 | 128.5776 | 128.1314 | 127.8054 | 126.7827 | 126.1531
QLD1 | Behind the meter battery pump | 34.0947 | 33.9614 | 33.6262 | 38.4327 | 48.0431 | 53.77 | 60.4138 | 63.687 | 67.2731 | 69.903 | 89.4989 | 94.2393 | 104.7276 | 108.9306 | 110.0086 | 109.5365 | 109.2974 | 109.4708 | 110.2337 | 109.949 | 109.4416 | 109.1478 | 109.6518 | 109.4398 | 109.1587 | 108.8375 | 108.497 | 107.6859 | 107.1786
Region | Technology | 2021-22 | 2022-23 | 2023-24 | 2024-25 | 2025-26 | 2026-27 | 2027-28 | 2028-29 | 2029-30 | 2030-31 | 2031-32 | 2032-33 | 2033-34 | 2034-35 | 2035-36 | 2036-37 | 2037-38 | 2038-39 | 2039-40 | 2040-41 | 2041-42 | 2042-43 | 2043-44 | 2044-45 | 2045-46 | 2046-47 | 2047-48 | 2048-49 | 2049-50
VIC1 | Distributed PV | 3879.7556 | 4388.1139 | 5245.1201 | 5684.2844 | 5889.8067 | 6804.8804 | 7385.9103 | 7562.8858 | 8188.113 | 8601.6107 | 8357.9111 | 8917.7817 | 8789.5548 | 8438.7924 | 9099.4261 | 9276.7513 | 8934.0426 | 9458.7205 | 9985.5605 | 9741.7849 | 10367.8212 | 10261.4445 | 9855.1068 | 10657.4086 | 10830.8677 | 10463.7296 | 11087.1995 | 11715.6476 | 11391.6324
VIC1 | Behind the meter battery | 59.5016 | 68.4598 | 68.6119 | 78.5085 | 92.2418 | 101.1558 | 111.8234 | 117.9551 | 125.847 | 132.5853 | 173.3994 | 191.8598 | 221.1059 | 231.9104 | 236.1269 | 236.9038 | 237.0442 | 238.2917 | 240.8856 | 242.3885 | 244.1818 | 246.4043 | 249.3836 | 250.7552 | 252.3952 | 253.0385 | 254.8243 | 255.0565 | 255.5706
VIC1 | Behind the meter battery pump | 50.5545 | 58.1646 | 58.3148 | 66.6984 | 78.3592 | 85.9017 | 94.9916 | 100.1569 | 106.8665 | 112.6244 | 147.3851 | 163.0248 | 187.8895 | 197.0389 | 200.5628 | 201.2413 | 201.3297 | 202.4298 | 204.6464 | 205.7914 | 207.3945 | 209.2718 | 211.9212 | 212.9635 | 214.5115 | 214.9525 | 216.3763 | 216.6969 | 217.1884
Region | Technology | 2021-22 | 2022-23 | 2023-24 | 2024-25 | 2025-26 | 2026-27 | 2027-28 | 2028-29 | 2029-30 | 2030-31 | 2031-32 | 2032-33 | 2033-34 | 2034-35 | 2035-36 | 2036-37 | 2037-38 | 2038-39 | 2039-40 | 2040-41 | 2041-42 | 2042-43 | 2043-44 | 2044-45 | 2045-46 | 2046-47 | 2047-48 | 2048-49 | 2049-50
SA1 | Distributed PV | 2452.8377 | 2621.3874 | 2781.4576 | 2739.5431 | 2624.4365 | 2761.5876 | 2888.898 | 2806.4625 | 2998.6786 | 3092.5954 | 3145.146 | 3295.7862 | 3255.7426 | 3139.586 | 3316.4955 | 3492.4901 | 3386.5922 | 3597.4961 | 3706.7025 | 3776.2267 | 3942.2149 | 3867.5354 | 3725.0699 | 3944.3171 | 4139.1353 | 3991.4896 | 4238.2439 | 4375.494 | 4443.1368
SA1 | Behind the meter battery | 54.489 | 74.2714 | 76.5958 | 78.3283 | 80.738 | 85.7641 | 90.0697 | 93.6476 | 97.4206 | 98.8256 | 100.616 | 102.187 | 104.2884 | 106.5727 | 108.0367 | 108.7207 | 109.3608 | 110.6671 | 112.1008 | 112.96 | 114.3678 | 115.6258 | 117.4851 | 118.6453 | 120.1416 | 121.4696 | 123.5177 | 124.7391 | 126.4257
SA1 | Behind the meter battery pump | 46.288 | 63.1309 | 65.0781 | 66.5469 | 68.6255 | 72.8271 | 76.5114 | 79.5217 | 82.7873 | 83.9142 | 85.5206 | 86.7758 | 88.567 | 90.5492 | 91.7937 | 92.3705 | 92.8655 | 93.9948 | 95.2818 | 95.9265 | 97.1312 | 98.1684 | 99.7899 | 100.7877 | 102.0504 | 103.1456 | 104.9633 | 105.9131 | 107.362
Region | Technology | 2021-22 | 2022-23 | 2023-24 | 2024-25 | 2025-26 | 2026-27 | 2027-28 | 2028-29 | 2029-30 | 2030-31 | 2031-32 | 2032-33 | 2033-34 | 2034-35 | 2035-36 | 2036-37 | 2037-38 | 2038-39 | 2039-40 | 2040-41 | 2041-42 | 2042-43 | 2043-44 | 2044-45 | 2045-46 | 2046-47 | 2047-48 | 2048-49 | 2049-50
TAS1 | Distributed PV | 229.7301 | 233.6107 | 244.5832 | 250.1828 | 239.0513 | 258.6028 | 262.2947 | 255.9554 | 259.2302 | 266.9549 | 266.709 | 278.4185 | 281.698 | 270.6302 | 290.7257 | 296.3721 | 290.465 | 294.7684 | 304.5288 | 306.0679 | 318.271 | 320.8917 | 308.5126 | 333.4009 | 338.3584 | 330.2999 | 335.8877 | 349.0389 | 349.1495
TAS1 | Behind the meter battery | 6.9195 | 6.8638 | 6.7092 | 7.6595 | 8.7605 | 9.9755 | 11.1771 | 11.6221 | 12.2156 | 12.6582 | 15.9068 | 16.574 | 18.1666 | 18.8293 | 18.8128 | 18.5076 | 18.2286 | 17.9311 | 17.7857 | 17.562 | 17.3566 | 17.1522 | 17.0236 | 16.7536 | 16.512 | 16.2267 | 15.9974 | 15.6713 | 15.3975
TAS1 | Behind the meter battery pump | 5.8801 | 5.8272 | 5.7004 | 6.5061 | 7.4456 | 8.479 | 9.4917 | 9.8769 | 10.3824 | 10.7515 | 13.5182 | 14.0776 | 15.4296 | 16.0015 | 15.9778 | 15.7262 | 15.4938 | 15.2242 | 15.0996 | 14.9189 | 14.7362 | 14.5671 | 14.457 | 14.2291 | 14.0299 | 13.7782 | 13.5896 | 13.3207 | 13.0725

## BaseCase_Capacity
Installed capacity by technology (MW) - BaseCase, Slow Change Scenario
Capacity calculated on 1 July. In early study years some wind and solar projects enter later in the financial year and are therefore reflected in the following financial year's capacity.
Explicitly modelled generation
Region | Technology | 2021-22 | 2022-23 | 2023-24 | 2024-25 | 2025-26 | 2026-27 | 2027-28 | 2028-29 | 2029-30 | 2030-31 | 2031-32 | 2032-33 | 2033-34 | 2034-35 | 2035-36 | 2036-37 | 2037-38 | 2038-39 | 2039-40 | 2040-41 | 2041-42 | 2042-43 | 2043-44 | 2044-45 | 2045-46 | 2046-47 | 2047-48 | 2048-49 | 2049-50
NEM | Black Coal | 18366 | 17891 | 16416 | 12972.6777 | 10577.7959 | 9749.0082 | 9745.8195 | 9045.8195 | 6923.8636 | 6281.4717 | 5611.7521 | 5611.7521 | 5611.7521 | 5611.7521 | 5373.8362 | 5318.3093 | 5164.9408 | 5164.9408 | 5164.9408 | 5164.9408 | 5164.9408 | 3070.9408 | 2787 | 2422 | 2057 | 1692 | 1692 | 1692 | 1692
NEM | Brown Coal | 4790 | 4790 | 4790 | 3031.4729 | 3031.4729 | 3031.4729 | 3031.4729 | 3031.4729 | 3031.4729 | 3031.4729 | 3031.4729 | 3031.4729 | 3031.4729 | 3031.4729 | 3031.4729 | 3031.4729 | 3031.4729 | 3031.4729 | 3031.4729 | 3031.4729 | 3031.4729 | 3031.4729 | 3031.4729 | 3031.4729 | 3031.4729 | 3031.4729 | 1916.4729 | 0 | 0
NEM | CCGT | 3054.9 | 3054.9 | 2874.9 | 2874.9 | 2874.9 | 2874.9 | 2874.9 | 2874.9 | 2874.9 | 2874.9 | 2874.9 | 2874.9 | 2874.9 | 2874.9 | 2874.9 | 2489.9 | 1960.9 | 1960.9 | 1817.5 | 1817.5 | 1817.5 | 1817.5 | 1377.5 | 1192.5 | 548 | 388 | 388 | 388 | 388
NEM | Gas - Steam | 1384 | 1384 | 1384 | 1384 | 1384 | 1384 | 1384 | 1384 | 1384 | 1384 | 1384 | 1384 | 1384 | 1384 | 584 | 584 | 584 | 584 | 84 | 84 | 84 | 84 | 84 | 84 | 84 | 0 | 0 | 0 | 0
NEM | OCGT / Diesel | 6863.14 | 6863.14 | 6863.14 | 6863.14 | 6863.14 | 6863.14 | 6863.14 | 6863.14 | 6863.14 | 6480.64 | 6480.64 | 6211.3 | 5749.3 | 5632.3 | 5502.3 | 5502.3 | 5502.3 | 5502.3 | 5062.3 | 4942.3 | 4942.3 | 4848.3 | 4848.3 | 4369.665 | 4369.665 | 4439.9114 | 3855.9114 | 5173.2128 | 4654.2128
NEM | Hydro | 7365.3 | 7365.3 | 7365.3 | 7365.3 | 7365.3 | 7365.3 | 7365.3 | 7365.3 | 7365.3 | 7365.3 | 7365.3 | 7365.3 | 7365.3 | 7365.3 | 7365.3 | 7365.3 | 7278.9 | 7278.9 | 7278.9 | 7278.9 | 7278.9 | 7212.9 | 7212.9 | 7212.9 | 7212.9 | 7212.9 | 7212.9 | 7212.9 | 7212.9
NEM | Wind | 8952.838 | 11245.3614 | 11995.5818 | 13345.6037 | 14095.5606 | 14776.0881 | 15793.6905 | 16504.7626 | 16551.1681 | 16580.4957 | 18115.7876 | 18258.3553 | 18249.7233 | 18392.2911 | 18312.9588 | 18224.2267 | 20806.39 | 21034.5078 | 21440.0732 | 21090.3616 | 23280.8251 | 26397.0791 | 26845.549 | 25974.4834 | 26036.1876 | 27544.8193 | 29834.6976 | 32582.2386 | 32947.1776
NEM | Solar PV | 5599.971 | 6959.156 | 6959.156 | 6959.156 | 6959.156 | 7059.156 | 7347.9866 | 7653.0426 | 8424.2661 | 9195.4897 | 11789.2279 | 11789.2279 | 11789.2279 | 11789.2279 | 11789.2279 | 11668.2279 | 11618.2279 | 11467.9279 | 11467.9279 | 11467.9279 | 11467.9279 | 13298.3778 | 13464.1048 | 13045.4848 | 14008.7559 | 17813.2453 | 19129.0239 | 20707.4347 | 21494.2816
NEM | Grid Battery | 260.33 | 600.33 | 600.33 | 600.33 | 600.33 | 600.33 | 600.33 | 600.33 | 600.33 | 570.33 | 570.33 | 570.33 | 515 | 490 | 490 | 490 | 729.2416 | 729.2416 | 859.3487 | 904.6325 | 2363.4998 | 2360.7352 | 2490.6296 | 3795.1933 | 3838.2853 | 3838.2853 | 3838.2853 | 4726.2463 | 5122.4854
NEM | Pumped Hydro | 810 | 810 | 810 | 810 | 2850 | 2850 | 2850 | 2850 | 4850 | 4850 | 4850 | 4850 | 4850 | 4850 | 4850 | 4850 | 4850.0001 | 4862.7739 | 5175.7474 | 5175.7683 | 5248.7524 | 5575.5126 | 5575.5126 | 5575.5126 | 6279.674 | 7413.7906 | 7571.4873 | 8559.5151 | 8559.5151
NEM | VPP | 16.664 | 23.784 | 29.264 | 39.576 | 51.967 | 65.293 | 79.86 | 94.306 | 109.741 | 119.148 | 146.679 | 164.379 | 187.385 | 202.9 | 213.633 | 223.149 | 232.423 | 242.169 | 252.817 | 263.667 | 274.382 | 285.466 | 297.338 | 309.263 | 321.064 | 332.771 | 344.395 | 356.261 | 368.479
Total excluding storage |  | 56376.149 | 59552.8573 | 58648.0778 | 54796.2503 | 53151.3253 | 53103.0651 | 54406.3095 | 54722.4376 | 53418.1106 | 53193.7699 | 56653.0804 | 56526.3082 | 56055.6762 | 56081.2439 | 54833.9957 | 54183.7368 | 55947.1316 | 56024.9493 | 55347.1148 | 54877.4032 | 57067.8667 | 59760.5706 | 59650.8267 | 57332.5061 | 57347.9815 | 62122.3488 | 64029.0057 | 67755.7861 | 68388.572
Region | Technology | 2021-22 | 2022-23 | 2023-24 | 2024-25 | 2025-26 | 2026-27 | 2027-28 | 2028-29 | 2029-30 | 2030-31 | 2031-32 | 2032-33 | 2033-34 | 2034-35 | 2035-36 | 2036-37 | 2037-38 | 2038-39 | 2039-40 | 2040-41 | 2041-42 | 2042-43 | 2043-44 | 2044-45 | 2045-46 | 2046-47 | 2047-48 | 2048-49 | 2049-50
NSW1 | Black Coal | 10240 | 9765 | 8290 | 7097.8901 | 4703.0082 | 4703.0082 | 4703.0082 | 4703.0082 | 2662.1115 | 2019.7196 | 1350 | 1350 | 1350 | 1350 | 1350 | 1350 | 1350 | 1350 | 1350 | 1350 | 1350 | 0 | 0 | 0 | 0 | 0 | 0 | 0 | 0
NSW1 | Brown Coal | 0 | 0 | 0 | 0 | 0 | 0 | 0 | 0 | 0 | 0 | 0 | 0 | 0 | 0 | 0 | 0 | 0 | 0 | 0 | 0 | 0 | 0 | 0 | 0 | 0 | 0 | 0 | 0 | 0
NSW1 | CCGT | 625 | 625 | 625 | 625 | 625 | 625 | 625 | 625 | 625 | 625 | 625 | 625 | 625 | 625 | 625 | 625 | 625 | 625 | 625 | 625 | 625 | 625 | 185 | 0 | 0 | 0 | 0 | 0 | 0
NSW1 | Gas - Steam | 0 | 0 | 0 | 0 | 0 | 0 | 0 | 0 | 0 | 0 | 0 | 0 | 0 | 0 | 0 | 0 | 0 | 0 | 0 | 0 | 0 | 0 | 0 | 0 | 0 | 0 | 0 | 0 | 0
NSW1 | OCGT / Diesel | 1438 | 1438 | 1438 | 1438 | 1438 | 1438 | 1438 | 1438 | 1438 | 1438 | 1438 | 1438 | 1438 | 1438 | 1388 | 1388 | 1388 | 1388 | 1388 | 1388 | 1388 | 1388 | 1388 | 1308.5649 | 1308.5649 | 1308.5649 | 1308.5649 | 1639.493 | 1639.493
NSW1 | Hydro | 2585 | 2585 | 2585 | 2585 | 2585 | 2585 | 2585 | 2585 | 2585 | 2585 | 2585 | 2585 | 2585 | 2585 | 2585 | 2585 | 2585 | 2585 | 2585 | 2585 | 2585 | 2585 | 2585 | 2585 | 2585 | 2585 | 2585 | 2585 | 2585
NSW1 | Wind | 2220.73 | 2829.0934 | 3437.658 | 4046.0238 | 4654.5887 | 5197.9601 | 5597.1618 | 5984.2856 | 5984.2856 | 5984.2856 | 7377.7737 | 7377.7737 | 7377.7737 | 7377.7737 | 7377.7737 | 7331.2737 | 7061.2737 | 6958.7937 | 6958.7937 | 6604.854 | 8515.003 | 10550.5463 | 10490.557 | 10490.557 | 10490.557 | 10660.507 | 10772.4337 | 10772.4337 | 10659.244
NSW1 | Solar PV | 2130.363 | 2600.363 | 2600.363 | 2600.363 | 2600.363 | 2700.363 | 2989.1936 | 3294.2496 | 4065.4731 | 4836.6967 | 7430.4349 | 7430.4349 | 7430.4349 | 7430.4349 | 7430.4349 | 7430.4349 | 7430.4349 | 7280.1349 | 7280.1349 | 7280.1349 | 7280.1349 | 8092.636 | 8084.9746 | 8084.9746 | 8414.6619 | 10603.2443 | 11203.8942 | 11153.8942 | 11009.7965
NSW1 | Grid Battery | 0 | 0 | 0 | 0 | 0 | 0 | 0 | 0 | 0 | 0 | 0 | 0 | 0 | 0 | 0 | 0 | 0 | 0 | 0 | 0 | 0 | 0 | 129.8944 | 340.1549 | 383.2469 | 383.2469 | 383.2469 | 383.2469 | 383.2469
NSW1 | Pumped Hydro | 240 | 240 | 240 | 240 | 2280 | 2280 | 2280 | 2280 | 4280 | 4280 | 4280 | 4280 | 4280 | 4280 | 4280 | 4280 | 4280 | 4280 | 4280 | 4280.0209 | 4280 | 4280 | 4280 | 4280 | 4280 | 4280 | 4280 | 4280 | 4280
NSW1 | VPP | 6.558 | 8.786 | 10.68 | 15.384 | 20.217 | 25.635 | 31.095 | 36.873 | 42.845 | 46.41 | 57.069 | 64.706 | 73.35 | 79.327 | 83.166 | 86.441 | 89.566 | 92.826 | 96.448 | 100.138 | 103.729 | 107.422 | 111.417 | 115.418 | 119.319 | 123.127 | 126.856 | 130.617 | 134.472
Total excluding storage |  | 19239.093 | 19842.4564 | 18976.021 | 18392.2769 | 16605.9599 | 17249.3313 | 17937.3636 | 18629.5435 | 17359.8702 | 17488.7019 | 20806.2086 | 20806.2086 | 20806.2086 | 20806.2086 | 20756.2086 | 20709.7086 | 20439.7086 | 20186.9286 | 20186.9286 | 19832.9889 | 21743.1379 | 23241.1823 | 22733.5316 | 22469.0965 | 22798.7838 | 25157.3163 | 25869.8929 | 26150.8209 | 25893.5335
Region | Technology | 2021-22 | 2022-23 | 2023-24 | 2024-25 | 2025-26 | 2026-27 | 2027-28 | 2028-29 | 2029-30 | 2030-31 | 2031-32 | 2032-33 | 2033-34 | 2034-35 | 2035-36 | 2036-37 | 2037-38 | 2038-39 | 2039-40 | 2040-41 | 2041-42 | 2042-43 | 2043-44 | 2044-45 | 2045-46 | 2046-47 | 2047-48 | 2048-49 | 2049-50
QLD1 | Black Coal | 8126 | 8126 | 8126 | 5874.7876 | 5874.7876 | 5046 | 5042.8112 | 4342.8112 | 4261.7521 | 4261.7521 | 4261.7521 | 4261.7521 | 4261.7521 | 4261.7521 | 4023.8362 | 3968.3093 | 3814.9408 | 3814.9408 | 3814.9408 | 3814.9408 | 3814.9408 | 3070.9408 | 2787 | 2422 | 2057 | 1692 | 1692 | 1692 | 1692
QLD1 | Brown Coal | 0 | 0 | 0 | 0 | 0 | 0 | 0 | 0 | 0 | 0 | 0 | 0 | 0 | 0 | 0 | 0 | 0 | 0 | 0 | 0 | 0 | 0 | 0 | 0 | 0 | 0 | 0 | 0 | 0
QLD1 | CCGT | 1512.9 | 1512.9 | 1512.9 | 1512.9 | 1512.9 | 1512.9 | 1512.9 | 1512.9 | 1512.9 | 1512.9 | 1512.9 | 1512.9 | 1512.9 | 1512.9 | 1512.9 | 1127.9 | 1127.9 | 1127.9 | 984.5 | 984.5 | 984.5 | 984.5 | 984.5 | 984.5 | 340 | 180 | 180 | 180 | 180
QLD1 | Gas - Steam | 84 | 84 | 84 | 84 | 84 | 84 | 84 | 84 | 84 | 84 | 84 | 84 | 84 | 84 | 84 | 84 | 84 | 84 | 84 | 84 | 84 | 84 | 84 | 84 | 84 | 0 | 0 | 0 | 0
QLD1 | OCGT / Diesel | 1910 | 1910 | 1910 | 1910 | 1910 | 1910 | 1910 | 1910 | 1910 | 1910 | 1910 | 1910 | 1618 | 1501 | 1501 | 1501 | 1501 | 1501 | 1501 | 1501 | 1501 | 1501 | 1501 | 1369 | 1369 | 1439.2464 | 1439.2464 | 2097.6191 | 1578.6191
QLD1 | Hydro | 152.4 | 152.4 | 152.4 | 152.4 | 152.4 | 152.4 | 152.4 | 152.4 | 152.4 | 152.4 | 152.4 | 152.4 | 152.4 | 152.4 | 152.4 | 152.4 | 66 | 66 | 66 | 66 | 66 | 0 | 0 | 0 | 0 | 0 | 0 | 0 | 0
QLD1 | Wind | 676.608 | 1176.608 | 1176.608 | 1776.608 | 1776.608 | 1776.6087 | 2290.8538 | 2477.6466 | 2477.6466 | 2477.6466 | 2477.6466 | 2477.6466 | 2477.6466 | 2477.6466 | 2477.6466 | 2477.6466 | 4253.8859 | 4253.8859 | 4253.8859 | 4292.5564 | 4572.8709 | 5375.5704 | 5769.5804 | 5316.6904 | 5596.4224 | 6551.8535 | 6551.8535 | 6551.8535 | 7070.951
QLD1 | Solar PV | 2017.635 | 2827.62 | 2827.62 | 2827.62 | 2827.62 | 2827.62 | 2827.62 | 2827.62 | 2827.62 | 2827.62 | 2827.62 | 2827.62 | 2827.62 | 2827.62 | 2827.62 | 2706.62 | 2656.62 | 2656.62 | 2656.62 | 2656.62 | 2656.62 | 3629.347 | 3564.2839 | 3363.1839 | 3854.4643 | 5470.3705 | 5359.9705 | 4829.0705 | 5437.7558
QLD1 | Grid Battery | 0 | 20 | 20 | 20 | 20 | 20 | 20 | 20 | 20 | 20 | 20 | 20 | 20 | 20 | 20 | 20 | 259.2416 | 259.2416 | 259.2416 | 304.5254 | 845.6899 | 1142.9253 | 1142.9253 | 1649.5109 | 1649.5109 | 1649.5109 | 1649.5109 | 1649.5109 | 2045.75
QLD1 | Pumped Hydro | 570 | 570 | 570 | 570 | 570 | 570 | 570 | 570 | 570 | 570 | 570 | 570 | 570 | 570 | 570 | 570 | 570.0001 | 570.0001 | 570.0001 | 570.0001 | 643.0051 | 969.7653 | 969.7653 | 969.7653 | 1516.0008 | 2650.1174 | 2650.1174 | 2650.1174 | 2650.1174
QLD1 | VPP | 2.603 | 3.317 | 4.026 | 5.403 | 7.677 | 9.803 | 12.359 | 14.691 | 17.29 | 18.852 | 24.22 | 26.67 | 30.579 | 33.136 | 34.83 | 36.323 | 37.834 | 39.483 | 41.237 | 42.889 | 44.434 | 46.046 | 47.854 | 49.667 | 51.432 | 53.152 | 54.833 | 56.545 | 58.297
Total excluding storage |  | 14479.543 | 15789.528 | 15789.528 | 14138.3157 | 14138.3157 | 13309.5286 | 13820.585 | 13307.3779 | 13226.3187 | 13226.3187 | 13226.3187 | 13226.3187 | 12934.3187 | 12817.3187 | 12579.4028 | 12017.8759 | 13504.3467 | 13504.3467 | 13360.9467 | 13399.6172 | 13679.9317 | 14645.3583 | 14690.3643 | 13539.3742 | 13300.8867 | 15333.4704 | 15223.0704 | 15350.5431 | 15959.3258
Region | Technology | 2021-22 | 2022-23 | 2023-24 | 2024-25 | 2025-26 | 2026-27 | 2027-28 | 2028-29 | 2029-30 | 2030-31 | 2031-32 | 2032-33 | 2033-34 | 2034-35 | 2035-36 | 2036-37 | 2037-38 | 2038-39 | 2039-40 | 2040-41 | 2041-42 | 2042-43 | 2043-44 | 2044-45 | 2045-46 | 2046-47 | 2047-48 | 2048-49 | 2049-50
VIC1 | Black Coal | 0 | 0 | 0 | 0 | 0 | 0 | 0 | 0 | 0 | 0 | 0 | 0 | 0 | 0 | 0 | 0 | 0 | 0 | 0 | 0 | 0 | 0 | 0 | 0 | 0 | 0 | 0 | 0 | 0
VIC1 | Brown Coal | 4790 | 4790 | 4790 | 3031.4729 | 3031.4729 | 3031.4729 | 3031.4729 | 3031.4729 | 3031.4729 | 3031.4729 | 3031.4729 | 3031.4729 | 3031.4729 | 3031.4729 | 3031.4729 | 3031.4729 | 3031.4729 | 3031.4729 | 3031.4729 | 3031.4729 | 3031.4729 | 3031.4729 | 3031.4729 | 3031.4729 | 3031.4729 | 3031.4729 | 1916.4729 | 0 | 0
VIC1 | CCGT | 0 | 0 | 0 | 0 | 0 | 0 | 0 | 0 | 0 | 0 | 0 | 0 | 0 | 0 | 0 | 0 | 0 | 0 | 0 | 0 | 0 | 0 | 0 | 0 | 0 | 0 | 0 | 0 | 0
VIC1 | Gas - Steam | 500 | 500 | 500 | 500 | 500 | 500 | 500 | 500 | 500 | 500 | 500 | 500 | 500 | 500 | 500 | 500 | 500 | 500 | 0 | 0 | 0 | 0 | 0 | 0 | 0 | 0 | 0 | 0 | 0
VIC1 | OCGT / Diesel | 1900 | 1900 | 1900 | 1900 | 1900 | 1900 | 1900 | 1900 | 1900 | 1900 | 1900 | 1900 | 1730 | 1730 | 1730 | 1730 | 1730 | 1730 | 1290 | 1290 | 1290 | 1196 | 1196 | 1196 | 1196 | 1196 | 612 | 772.6688 | 772.6688
VIC1 | Hydro | 2219 | 2219 | 2219 | 2219 | 2219 | 2219 | 2219 | 2219 | 2219 | 2219 | 2219 | 2219 | 2219 | 2219 | 2219 | 2219 | 2219 | 2219 | 2219 | 2219 | 2219 | 2219 | 2219 | 2219 | 2219 | 2219 | 2219 | 2219 | 2219
VIC1 | Wind | 3434.44 | 4322.2 | 4322.2 | 4322.2 | 4322.2 | 4322.2 | 4322.2 | 4322.2 | 4322.2 | 4322.2 | 4322.2 | 4322.2 | 4269.7 | 4269.7 | 4269.7 | 4269.7 | 4202.5 | 3785.97 | 3901.6386 | 3758.4608 | 3758.4608 | 3835.8626 | 4164.1718 | 3852.1718 | 3977.344 | 4211.7745 | 6314.1968 | 8919.8215 | 8820.7691
VIC1 | Solar PV | 1098.973 | 1098.973 | 1098.973 | 1098.973 | 1098.973 | 1098.973 | 1098.973 | 1098.973 | 1098.973 | 1098.973 | 1098.973 | 1098.973 | 1098.973 | 1098.973 | 1098.973 | 1098.973 | 1098.973 | 1098.973 | 1098.973 | 1098.973 | 1098.973 | 1098.973 | 1098.973 | 991.453 | 960.35 | 960.3507 | 1340.35 | 3288.45 | 3718.7094
VIC1 | Grid Battery | 55.33 | 375.33 | 375.33 | 375.33 | 375.33 | 375.33 | 375.33 | 375.33 | 375.33 | 375.33 | 375.33 | 375.33 | 320 | 320 | 320 | 320 | 320 | 320 | 450.1071 | 450.1071 | 766.0821 | 466.0821 | 466.0821 | 839.678 | 839.678 | 839.678 | 839.678 | 1727.639 | 1727.639
VIC1 | Pumped Hydro | 0 | 0 | 0 | 0 | 0 | 0 | 0 | 0 | 0 | 0 | 0 | 0 | 0 | 0 | 0 | 0 | 0 | 12.7738 | 325.7473 | 325.7473 | 325.7473 | 325.7473 | 325.7473 | 325.7473 | 483.6732 | 483.6732 | 641.3699 | 1629.3977 | 1629.3977
VIC1 | VPP | 3.731 | 5.337 | 6.562 | 8.868 | 11.994 | 15.011 | 18.664 | 22.177 | 26.3 | 29 | 38.307 | 44.082 | 52.345 | 57.273 | 60.753 | 63.832 | 66.791 | 69.883 | 73.295 | 76.876 | 80.486 | 84.222 | 88.149 | 92.06 | 95.945 | 99.82 | 103.664 | 107.599 | 111.657
Total excluding storage |  | 13942.413 | 14830.173 | 14830.173 | 13071.6458 | 13071.6458 | 13071.6458 | 13071.6458 | 13071.6458 | 13071.6458 | 13071.6458 | 13071.6458 | 13071.6458 | 12849.1458 | 12849.1458 | 12849.1458 | 12849.1458 | 12781.9458 | 12365.4158 | 11541.0844 | 11397.9066 | 11397.9066 | 11381.3084 | 11709.6176 | 11290.0976 | 11384.1669 | 11618.598 | 12402.0196 | 15199.9403 | 15531.1473
Region | Technology | 2021-22 | 2022-23 | 2023-24 | 2024-25 | 2025-26 | 2026-27 | 2027-28 | 2028-29 | 2029-30 | 2030-31 | 2031-32 | 2032-33 | 2033-34 | 2034-35 | 2035-36 | 2036-37 | 2037-38 | 2038-39 | 2039-40 | 2040-41 | 2041-42 | 2042-43 | 2043-44 | 2044-45 | 2045-46 | 2046-47 | 2047-48 | 2048-49 | 2049-50
SA1 | Black Coal | 0 | 0 | 0 | 0 | 0 | 0 | 0 | 0 | 0 | 0 | 0 | 0 | 0 | 0 | 0 | 0 | 0 | 0 | 0 | 0 | 0 | 0 | 0 | 0 | 0 | 0 | 0 | 0 | 0
SA1 | Brown Coal | 0 | 0 | 0 | 0 | 0 | 0 | 0 | 0 | 0 | 0 | 0 | 0 | 0 | 0 | 0 | 0 | 0 | 0 | 0 | 0 | 0 | 0 | 0 | 0 | 0 | 0 | 0 | 0 | 0
SA1 | CCGT | 709 | 709 | 529 | 529 | 529 | 529 | 529 | 529 | 529 | 529 | 529 | 529 | 529 | 529 | 529 | 529 | 0 | 0 | 0 | 0 | 0 | 0 | 0 | 0 | 0 | 0 | 0 | 0 | 0
SA1 | Gas - Steam | 800 | 800 | 800 | 800 | 800 | 800 | 800 | 800 | 800 | 800 | 800 | 800 | 800 | 800 | 0 | 0 | 0 | 0 | 0 | 0 | 0 | 0 | 0 | 0 | 0 | 0 | 0 | 0 | 0
SA1 | OCGT / Diesel | 1437.14 | 1437.14 | 1437.14 | 1437.14 | 1437.14 | 1437.14 | 1437.14 | 1437.14 | 1437.14 | 1054.64 | 1054.64 | 785.3 | 785.3 | 785.3 | 705.3 | 705.3 | 705.3 | 705.3 | 705.3 | 705.3 | 705.3 | 705.3 | 705.3 | 438.1001 | 438.1001 | 438.1001 | 438.1001 | 605.4319 | 605.4319
SA1 | Hydro | 0 | 0 | 0 | 0 | 0 | 0 | 0 | 0 | 0 | 0 | 0 | 0 | 0 | 0 | 0 | 0 | 0 | 0 | 0 | 0 | 0 | 0 | 0 | 0 | 0 | 0 | 0 | 0 | 0
SA1 | Wind | 2053.31 | 2349.71 | 2349.71 | 2349.71 | 2349.71 | 2349.71 | 2316.71 | 2316.71 | 2225.96 | 2113.96 | 2113.96 | 2113.96 | 2015.26 | 2015.26 | 1793.36 | 1608.56 | 2609.1163 | 3213.5157 | 3355.677 | 3316.677 | 3316.677 | 3517.2864 | 3303.4264 | 3345.6507 | 3002.4507 | 3151.2708 | 3226.8001 | 3368.7164 | 3426.8001
SA1 | Solar PV | 353 | 432.2 | 432.2 | 432.2 | 432.2 | 432.2 | 432.2 | 432.2 | 432.2 | 432.2 | 432.2 | 432.2 | 432.2 | 432.2 | 432.2 | 432.2 | 432.2 | 432.2 | 432.2 | 432.2 | 432.2 | 477.4218 | 715.8734 | 605.8734 | 779.2797 | 779.2797 | 1224.8091 | 1436.0199 | 1328.0199
SA1 | Grid Battery | 205 | 205 | 205 | 205 | 205 | 205 | 205 | 205 | 205 | 175 | 175 | 175 | 175 | 150 | 150 | 150 | 150 | 150 | 150 | 150 | 751.7278 | 751.7278 | 751.7278 | 965.8495 | 965.8495 | 965.8495 | 965.8495 | 965.8495 | 965.8495
SA1 | Pumped Hydro | 0 | 0 | 0 | 0 | 0 | 0 | 0 | 0 | 0 | 0 | 0 | 0 | 0 | 0 | 0 | 0 | 0 | 0 | 0 | 0 | 0 | 0 | 0 | 0 | 0 | 0 | 0 | 0 | 0
SA1 | VPP | 3.332 | 5.788 | 7.33 | 9.022 | 10.892 | 13.305 | 15.805 | 18.292 | 20.649 | 22.005 | 23.441 | 24.951 | 26.615 | 28.315 | 29.831 | 31.335 | 32.863 | 34.455 | 36.142 | 37.889 | 39.684 | 41.551 | 43.511 | 45.537 | 47.623 | 49.772 | 51.99 | 54.295 | 56.693
Total excluding storage |  | 5352.45 | 5728.05 | 5548.05 | 5548.05 | 5548.05 | 5548.05 | 5515.05 | 5515.05 | 5424.3 | 4929.8 | 4929.8 | 4660.46 | 4561.76 | 4561.76 | 3459.86 | 3275.06 | 3746.6163 | 4351.0157 | 4493.177 | 4454.177 | 4454.177 | 4700.0081 | 4724.5997 | 4389.6242 | 4219.8306 | 4368.6507 | 4889.7093 | 5410.1683 | 5360.252
Region | Technology | 2021-22 | 2022-23 | 2023-24 | 2024-25 | 2025-26 | 2026-27 | 2027-28 | 2028-29 | 2029-30 | 2030-31 | 2031-32 | 2032-33 | 2033-34 | 2034-35 | 2035-36 | 2036-37 | 2037-38 | 2038-39 | 2039-40 | 2040-41 | 2041-42 | 2042-43 | 2043-44 | 2044-45 | 2045-46 | 2046-47 | 2047-48 | 2048-49 | 2049-50
TAS1 | Black Coal | 0 | 0 | 0 | 0 | 0 | 0 | 0 | 0 | 0 | 0 | 0 | 0 | 0 | 0 | 0 | 0 | 0 | 0 | 0 | 0 | 0 | 0 | 0 | 0 | 0 | 0 | 0 | 0 | 0
TAS1 | Brown Coal | 0 | 0 | 0 | 0 | 0 | 0 | 0 | 0 | 0 | 0 | 0 | 0 | 0 | 0 | 0 | 0 | 0 | 0 | 0 | 0 | 0 | 0 | 0 | 0 | 0 | 0 | 0 | 0 | 0
TAS1 | CCGT | 208 | 208 | 208 | 208 | 208 | 208 | 208 | 208 | 208 | 208 | 208 | 208 | 208 | 208 | 208 | 208 | 208 | 208 | 208 | 208 | 208 | 208 | 208 | 208 | 208 | 208 | 208 | 208 | 208
TAS1 | Gas - Steam | 0 | 0 | 0 | 0 | 0 | 0 | 0 | 0 | 0 | 0 | 0 | 0 | 0 | 0 | 0 | 0 | 0 | 0 | 0 | 0 | 0 | 0 | 0 | 0 | 0 | 0 | 0 | 0 | 0
TAS1 | OCGT / Diesel | 178 | 178 | 178 | 178 | 178 | 178 | 178 | 178 | 178 | 178 | 178 | 178 | 178 | 178 | 178 | 178 | 178 | 178 | 178 | 58 | 58 | 58 | 58 | 58 | 58 | 58 | 58 | 58 | 58
TAS1 | Hydro | 2408.9 | 2408.9 | 2408.9 | 2408.9 | 2408.9 | 2408.9 | 2408.9 | 2408.9 | 2408.9 | 2408.9 | 2408.9 | 2408.9 | 2408.9 | 2408.9 | 2408.9 | 2408.9 | 2408.9 | 2408.9 | 2408.9 | 2408.9 | 2408.9 | 2408.9 | 2408.9 | 2408.9 | 2408.9 | 2408.9 | 2408.9 | 2408.9 | 2408.9
TAS1 | Wind | 567.75 | 567.75 | 709.4058 | 851.0618 | 992.4539 | 1129.6093 | 1266.765 | 1403.9204 | 1541.0759 | 1682.4035 | 1824.2073 | 1966.775 | 2109.343 | 2251.9108 | 2394.4785 | 2537.0464 | 2679.6142 | 2822.3426 | 2970.0781 | 3117.8135 | 3117.8135 | 3117.8135 | 3117.8135 | 2969.4135 | 2969.4135 | 2969.4135 | 2969.4135 | 2969.4135 | 2969.4135
TAS1 | Solar PV | 0 | 0 | 0 | 0 | 0 | 0 | 0 | 0 | 0 | 0 | 0 | 0 | 0 | 0 | 0 | 0 | 0 | 0 | 0 | 0 | 0 | 0 | 0 | 0 | 0 | 0 | 0 | 0 | 0
TAS1 | Grid Battery | 0 | 0 | 0 | 0 | 0 | 0 | 0 | 0 | 0 | 0 | 0 | 0 | 0 | 0 | 0 | 0 | 0 | 0 | 0 | 0 | 0 | 0 | 0 | 0 | 0 | 0 | 0 | 0 | 0
TAS1 | Pumped Hydro | 0 | 0 | 0 | 0 | 0 | 0 | 0 | 0 | 0 | 0 | 0 | 0 | 0 | 0 | 0 | 0 | 0 | 0 | 0 | 0 | 0 | 0 | 0 | 0 | 0 | 0 | 0 | 0 | 0
TAS1 | VPP | 0.44 | 0.556 | 0.666 | 0.899 | 1.187 | 1.539 | 1.937 | 2.273 | 2.657 | 2.881 | 3.642 | 3.97 | 4.496 | 4.849 | 5.053 | 5.218 | 5.369 | 5.522 | 5.695 | 5.875 | 6.049 | 6.225 | 6.407 | 6.581 | 6.745 | 6.9 | 7.052 | 7.205 | 7.36
Total excluding storage |  | 3362.65 | 3362.65 | 3504.3058 | 3645.9618 | 3787.3539 | 3924.5093 | 4061.665 | 4198.8204 | 4335.9758 | 4477.3035 | 4619.1073 | 4761.675 | 4904.243 | 5046.8107 | 5189.3785 | 5331.9464 | 5474.5142 | 5617.2426 | 5764.9781 | 5792.7135 | 5792.7135 | 5792.7135 | 5792.7135 | 5644.3135 | 5644.3135 | 5644.3135 | 5644.3135 | 5644.3135 | 5644.3135
Explicitly modelled pumping
Region | Technology | 2021-22 | 2022-23 | 2023-24 | 2024-25 | 2025-26 | 2026-27 | 2027-28 | 2028-29 | 2029-30 | 2030-31 | 2031-32 | 2032-33 | 2033-34 | 2034-35 | 2035-36 | 2036-37 | 2037-38 | 2038-39 | 2039-40 | 2040-41 | 2041-42 | 2042-43 | 2043-44 | 2044-45 | 2045-46 | 2046-47 | 2047-48 | 2048-49 | 2049-50
NEM | Grid Battery pump | 260.33 | 600.33 | 600.33 | 600.33 | 600.33 | 600.33 | 600.33 | 600.33 | 600.33 | 570.33 | 570.33 | 570.33 | 515 | 490 | 490 | 490 | 729.2416 | 729.2416 | 859.3487 | 904.6325 | 2363.4998 | 2360.7352 | 2490.6296 | 3795.1933 | 3838.2853 | 3838.2853 | 3838.2853 | 4726.2463 | 5122.4854
NEM | Pumped Hydro Pump | 1330 | 1330 | 1330 | 1330 | 3370 | 3370 | 3370 | 3370 | 5370 | 5370 | 5370 | 5370 | 5370 | 5370 | 5370 | 5370 | 5370.0001 | 5382.7739 | 5695.7474 | 5695.7683 | 5768.7524 | 6095.5126 | 6095.5126 | 6095.5126 | 6799.674 | 7933.7906 | 8091.4873 | 9079.5151 | 9079.5151
NEM | VPP pump | 16.664 | 23.784 | 29.264 | 39.576 | 51.967 | 65.293 | 79.86 | 94.306 | 109.741 | 119.148 | 146.679 | 164.379 | 187.385 | 202.9 | 213.633 | 223.149 | 232.423 | 242.169 | 252.817 | 263.667 | 274.382 | 285.466 | 297.338 | 309.263 | 321.064 | 332.771 | 344.395 | 356.261 | 368.479
Region | Technology | 2021-22 | 2022-23 | 2023-24 | 2024-25 | 2025-26 | 2026-27 | 2027-28 | 2028-29 | 2029-30 | 2030-31 | 2031-32 | 2032-33 | 2033-34 | 2034-35 | 2035-36 | 2036-37 | 2037-38 | 2038-39 | 2039-40 | 2040-41 | 2041-42 | 2042-43 | 2043-44 | 2044-45 | 2045-46 | 2046-47 | 2047-48 | 2048-49 | 2049-50
NSW1 | Grid Battery pump | 0 | 0 | 0 | 0 | 0 | 0 | 0 | 0 | 0 | 0 | 0 | 0 | 0 | 0 | 0 | 0 | 0 | 0 | 0 | 0 | 0 | 0 | 129.8944 | 340.1549 | 383.2469 | 383.2469 | 383.2469 | 383.2469 | 383.2469
NSW1 | Pumped Hydro Pump | 840 | 840 | 840 | 840 | 2880 | 2880 | 2880 | 2880 | 4880 | 4880 | 4880 | 4880 | 4880 | 4880 | 4880 | 4880 | 4880 | 4880 | 4880 | 4880.0209 | 4880 | 4880 | 4880 | 4880 | 4880 | 4880 | 4880 | 4880 | 4880
NSW1 | VPP pump | 6.558 | 8.786 | 10.68 | 15.384 | 20.217 | 25.635 | 31.095 | 36.873 | 42.845 | 46.41 | 57.069 | 64.706 | 73.35 | 79.327 | 83.166 | 86.441 | 89.566 | 92.826 | 96.448 | 100.138 | 103.729 | 107.422 | 111.417 | 115.418 | 119.319 | 123.127 | 126.856 | 130.617 | 134.472
Region | Technology | 2021-22 | 2022-23 | 2023-24 | 2024-25 | 2025-26 | 2026-27 | 2027-28 | 2028-29 | 2029-30 | 2030-31 | 2031-32 | 2032-33 | 2033-34 | 2034-35 | 2035-36 | 2036-37 | 2037-38 | 2038-39 | 2039-40 | 2040-41 | 2041-42 | 2042-43 | 2043-44 | 2044-45 | 2045-46 | 2046-47 | 2047-48 | 2048-49 | 2049-50
QLD1 | Grid Battery pump | 0 | 20 | 20 | 20 | 20 | 20 | 20 | 20 | 20 | 20 | 20 | 20 | 20 | 20 | 20 | 20 | 259.2416 | 259.2416 | 259.2416 | 304.5254 | 845.6899 | 1142.9253 | 1142.9253 | 1649.5109 | 1649.5109 | 1649.5109 | 1649.5109 | 1649.5109 | 2045.75
QLD1 | Pumped Hydro Pump | 490 | 490 | 490 | 490 | 490 | 490 | 490 | 490 | 490 | 490 | 490 | 490 | 490 | 490 | 490 | 490 | 490.0001 | 490.0001 | 490.0001 | 490.0001 | 563.0051 | 889.7653 | 889.7653 | 889.7653 | 1436.0008 | 2570.1174 | 2570.1174 | 2570.1174 | 2570.1174
QLD1 | VPP pump | 2.603 | 3.317 | 4.026 | 5.403 | 7.677 | 9.803 | 12.359 | 14.691 | 17.29 | 18.852 | 24.22 | 26.67 | 30.579 | 33.136 | 34.83 | 36.323 | 37.834 | 39.483 | 41.237 | 42.889 | 44.434 | 46.046 | 47.854 | 49.667 | 51.432 | 53.152 | 54.833 | 56.545 | 58.297
Region | Technology | 2021-22 | 2022-23 | 2023-24 | 2024-25 | 2025-26 | 2026-27 | 2027-28 | 2028-29 | 2029-30 | 2030-31 | 2031-32 | 2032-33 | 2033-34 | 2034-35 | 2035-36 | 2036-37 | 2037-38 | 2038-39 | 2039-40 | 2040-41 | 2041-42 | 2042-43 | 2043-44 | 2044-45 | 2045-46 | 2046-47 | 2047-48 | 2048-49 | 2049-50
VIC1 | Grid Battery pump | 55.33 | 375.33 | 375.33 | 375.33 | 375.33 | 375.33 | 375.33 | 375.33 | 375.33 | 375.33 | 375.33 | 375.33 | 320 | 320 | 320 | 320 | 320 | 320 | 450.1071 | 450.1071 | 766.0821 | 466.0821 | 466.0821 | 839.678 | 839.678 | 839.678 | 839.678 | 1727.639 | 1727.639
VIC1 | Pumped Hydro Pump | 0 | 0 | 0 | 0 | 0 | 0 | 0 | 0 | 0 | 0 | 0 | 0 | 0 | 0 | 0 | 0 | 0 | 12.7738 | 325.7473 | 325.7473 | 325.7473 | 325.7473 | 325.7473 | 325.7473 | 483.6732 | 483.6732 | 641.3699 | 1629.3977 | 1629.3977
VIC1 | VPP pump | 3.731 | 5.337 | 6.562 | 8.868 | 11.994 | 15.011 | 18.664 | 22.177 | 26.3 | 29 | 38.307 | 44.082 | 52.345 | 57.273 | 60.753 | 63.832 | 66.791 | 69.883 | 73.295 | 76.876 | 80.486 | 84.222 | 88.149 | 92.06 | 95.945 | 99.82 | 103.664 | 107.599 | 111.657
Region | Technology | 2021-22 | 2022-23 | 2023-24 | 2024-25 | 2025-26 | 2026-27 | 2027-28 | 2028-29 | 2029-30 | 2030-31 | 2031-32 | 2032-33 | 2033-34 | 2034-35 | 2035-36 | 2036-37 | 2037-38 | 2038-39 | 2039-40 | 2040-41 | 2041-42 | 2042-43 | 2043-44 | 2044-45 | 2045-46 | 2046-47 | 2047-48 | 2048-49 | 2049-50
SA1 | Grid Battery pump | 205 | 205 | 205 | 205 | 205 | 205 | 205 | 205 | 205 | 175 | 175 | 175 | 175 | 150 | 150 | 150 | 150 | 150 | 150 | 150 | 751.7278 | 751.7278 | 751.7278 | 965.8495 | 965.8495 | 965.8495 | 965.8495 | 965.8495 | 965.8495
SA1 | Pumped Hydro Pump | 0 | 0 | 0 | 0 | 0 | 0 | 0 | 0 | 0 | 0 | 0 | 0 | 0 | 0 | 0 | 0 | 0 | 0 | 0 | 0 | 0 | 0 | 0 | 0 | 0 | 0 | 0 | 0 | 0
SA1 | VPP pump | 3.332 | 5.788 | 7.33 | 9.022 | 10.892 | 13.305 | 15.805 | 18.292 | 20.649 | 22.005 | 23.441 | 24.951 | 26.615 | 28.315 | 29.831 | 31.335 | 32.863 | 34.455 | 36.142 | 37.889 | 39.684 | 41.551 | 43.511 | 45.537 | 47.623 | 49.772 | 51.99 | 54.295 | 56.693
Region | Technology | 2021-22 | 2022-23 | 2023-24 | 2024-25 | 2025-26 | 2026-27 | 2027-28 | 2028-29 | 2029-30 | 2030-31 | 2031-32 | 2032-33 | 2033-34 | 2034-35 | 2035-36 | 2036-37 | 2037-38 | 2038-39 | 2039-40 | 2040-41 | 2041-42 | 2042-43 | 2043-44 | 2044-45 | 2045-46 | 2046-47 | 2047-48 | 2048-49 | 2049-50
TAS1 | Grid Battery pump | 0 | 0 | 0 | 0 | 0 | 0 | 0 | 0 | 0 | 0 | 0 | 0 | 0 | 0 | 0 | 0 | 0 | 0 | 0 | 0 | 0 | 0 | 0 | 0 | 0 | 0 | 0 | 0 | 0
TAS1 | Pumped Hydro Pump | 0 | 0 | 0 | 0 | 0 | 0 | 0 | 0 | 0 | 0 | 0 | 0 | 0 | 0 | 0 | 0 | 0 | 0 | 0 | 0 | 0 | 0 | 0 | 0 | 0 | 0 | 0 | 0 | 0
TAS1 | VPP pump | 0.44 | 0.556 | 0.666 | 0.899 | 1.187 | 1.539 | 1.937 | 2.273 | 2.657 | 2.881 | 3.642 | 3.97 | 4.496 | 4.849 | 5.053 | 5.218 | 5.369 | 5.522 | 5.695 | 5.875 | 6.049 | 6.225 | 6.407 | 6.581 | 6.745 | 6.9 | 7.052 | 7.205 | 7.36
Non-controllable capacity
Region | Technology | 2021-22 | 2022-23 | 2023-24 | 2024-25 | 2025-26 | 2026-27 | 2027-28 | 2028-29 | 2029-30 | 2030-31 | 2031-32 | 2032-33 | 2033-34 | 2034-35 | 2035-36 | 2036-37 | 2037-38 | 2038-39 | 2039-40 | 2040-41 | 2041-42 | 2042-43 | 2043-44 | 2044-45 | 2045-46 | 2046-47 | 2047-48 | 2048-49 | 2049-50
NEM | Distributed PV | 12071.9601 | 12836.0361 | 13523.7203 | 14178.8822 | 14835.3555 | 15512.5326 | 16239.5508 | 16947.0386 | 17304.9306 | 17661.8011 | 18071.8312 | 18473.5992 | 18889.9324 | 19279.6463 | 19731.7674 | 20174.5607 | 20632.9484 | 21060.8571 | 21555.5786 | 22035.2366 | 22529.408 | 22994.5294 | 23523.7678 | 24037.3582 | 24568.6893 | 25073.3722 | 25638.2168 | 26197.5392 | 26773.1224
NEM | Behind the meter battery | 514.2 | 585.4 | 595.3 | 686 | 782.7 | 866.9 | 945.3 | 1004.4 | 1060.4 | 1110.7 | 1327.7 | 1440 | 1591.4 | 1670 | 1705.2 | 1728.8 | 1748.8 | 1771.3 | 1798.9 | 1826 | 1850.6 | 1875.9 | 1904.8 | 1932 | 1957.1 | 1979.7 | 2000.5 | 2021.5 | 2042.8
NEM | Behind the meter battery pump | 514.2 | 585.4 | 595.3 | 686 | 782.7 | 866.9 | 945.3 | 1004.4 | 1060.4 | 1110.7 | 1327.7 | 1440 | 1591.4 | 1670 | 1705.2 | 1728.8 | 1748.8 | 1771.3 | 1798.9 | 1826 | 1850.6 | 1875.9 | 1904.8 | 1932 | 1957.1 | 1979.7 | 2000.5 | 2021.5 | 2042.8
Region | Technology | 2021-22 | 2022-23 | 2023-24 | 2024-25 | 2025-26 | 2026-27 | 2027-28 | 2028-29 | 2029-30 | 2030-31 | 2031-32 | 2032-33 | 2033-34 | 2034-35 | 2035-36 | 2036-37 | 2037-38 | 2038-39 | 2039-40 | 2040-41 | 2041-42 | 2042-43 | 2043-44 | 2044-45 | 2045-46 | 2046-47 | 2047-48 | 2048-49 | 2049-50
NSW1 | Distributed PV | 3430.8612 | 3527.2651 | 3614.3143 | 3699.3742 | 3789.5904 | 3891.8215 | 4014.3248 | 4133.0652 | 4245.4669 | 4356.5247 | 4487.0786 | 4613.9457 | 4737.3366 | 4858.6192 | 5000.9756 | 5145.5395 | 5282.184 | 5417.1154 | 5576.6413 | 5731.6154 | 5876.7806 | 6020.8082 | 6185.689 | 6344.5854 | 6498.3271 | 6651.7908 | 6826.6012 | 6999.4085 | 7167.53
NSW1 | Behind the meter battery | 201.8 | 215.1 | 216 | 265.7 | 303.3 | 339.1 | 366.6 | 391.3 | 412.5 | 431 | 514.9 | 565.5 | 621.4 | 651.4 | 662.3 | 668.2 | 672.5 | 677.5 | 684.8 | 692 | 698 | 704.3 | 712.1 | 719.4 | 725.6 | 730.8 | 735.1 | 739.4 | 743.7
NSW1 | Behind the meter battery pump | 201.8 | 215.1 | 216 | 265.7 | 303.3 | 339.1 | 366.6 | 391.3 | 412.5 | 431 | 514.9 | 565.5 | 621.4 | 651.4 | 662.3 | 668.2 | 672.5 | 677.5 | 684.8 | 692 | 698 | 704.3 | 712.1 | 719.4 | 725.6 | 730.8 | 735.1 | 739.4 | 743.7
Region | Technology | 2021-22 | 2022-23 | 2023-24 | 2024-25 | 2025-26 | 2026-27 | 2027-28 | 2028-29 | 2029-30 | 2030-31 | 2031-32 | 2032-33 | 2033-34 | 2034-35 | 2035-36 | 2036-37 | 2037-38 | 2038-39 | 2039-40 | 2040-41 | 2041-42 | 2042-43 | 2043-44 | 2044-45 | 2045-46 | 2046-47 | 2047-48 | 2048-49 | 2049-50
QLD1 | Distributed PV | 3741.7238 | 3869.0981 | 3973.6735 | 4075.8552 | 4172.314 | 4278.4141 | 4391.7895 | 4494.34 | 4600.5328 | 4727.8011 | 4862.3166 | 4995.4091 | 5135.1279 | 5271.4915 | 5416.5844 | 5560.3624 | 5711.0651 | 5858.7107 | 6015.515 | 6171.571 | 6334.8512 | 6495.4532 | 6665.5414 | 6835.2177 | 7012.493 | 7187.5078 | 7372.4627 | 7557.1951 | 7749.9919
QLD1 | Behind the meter battery | 79.2 | 80.1 | 80.3 | 92 | 113.9 | 128.2 | 144.3 | 154.2 | 164.6 | 173.1 | 216.9 | 231 | 257 | 270.1 | 275.5 | 278.8 | 282.2 | 286.3 | 291 | 294.6 | 297.3 | 300.2 | 304.1 | 307.9 | 311.2 | 313.8 | 316.2 | 318.6 | 320.9
QLD1 | Behind the meter battery pump | 79.2 | 80.1 | 80.3 | 92 | 113.9 | 128.2 | 144.3 | 154.2 | 164.6 | 173.1 | 216.9 | 231 | 257 | 270.1 | 275.5 | 278.8 | 282.2 | 286.3 | 291 | 294.6 | 297.3 | 300.2 | 304.1 | 307.9 | 311.2 | 313.8 | 316.2 | 318.6 | 320.9
Region | Technology | 2021-22 | 2022-23 | 2023-24 | 2024-25 | 2025-26 | 2026-27 | 2027-28 | 2028-29 | 2029-30 | 2030-31 | 2031-32 | 2032-33 | 2033-34 | 2034-35 | 2035-36 | 2036-37 | 2037-38 | 2038-39 | 2039-40 | 2040-41 | 2041-42 | 2042-43 | 2043-44 | 2044-45 | 2045-46 | 2046-47 | 2047-48 | 2048-49 | 2049-50
VIC1 | Distributed PV | 3041.4624 | 3518.1757 | 3971.6673 | 4412.0893 | 4853.275 | 5291.2838 | 5750.236 | 6186.4027 | 6286.932 | 6368.0063 | 6473.0152 | 6560.8448 | 6673.5508 | 6766.6424 | 6889.6154 | 6988.2177 | 7116.9713 | 7221.569 | 7356.466 | 7467.3854 | 7608.9017 | 7726.6891 | 7875.322 | 8000.5227 | 8154.3054 | 8285.5073 | 8442.7184 | 8582.5143 | 8748.4613
VIC1 | Behind the meter battery | 115.8 | 132 | 134 | 154.3 | 181.6 | 200.5 | 222.3 | 237.7 | 255.9 | 272.2 | 349.4 | 389.1 | 448 | 474.7 | 488.1 | 497.5 | 505.4 | 513.9 | 524.2 | 535 | 545.4 | 556 | 567.3 | 577.6 | 587.3 | 596.3 | 604.5 | 612.8 | 621.3
VIC1 | Behind the meter battery pump | 115.8 | 132 | 134 | 154.3 | 181.6 | 200.5 | 222.3 | 237.7 | 255.9 | 272.2 | 349.4 | 389.1 | 448 | 474.7 | 488.1 | 497.5 | 505.4 | 513.9 | 524.2 | 535 | 545.4 | 556 | 567.3 | 577.6 | 587.3 | 596.3 | 604.5 | 612.8 | 621.3
Region | Technology | 2021-22 | 2022-23 | 2023-24 | 2024-25 | 2025-26 | 2026-27 | 2027-28 | 2028-29 | 2029-30 | 2030-31 | 2031-32 | 2032-33 | 2033-34 | 2034-35 | 2035-36 | 2036-37 | 2037-38 | 2038-39 | 2039-40 | 2040-41 | 2041-42 | 2042-43 | 2043-44 | 2044-45 | 2045-46 | 2046-47 | 2047-48 | 2048-49 | 2049-50
SA1 | Distributed PV | 1673.4667 | 1732.8694 | 1772.1978 | 1795.6398 | 1822.1359 | 1849.3844 | 1879.1234 | 1926.8971 | 1963.3836 | 1998.2747 | 2035.4872 | 2084.6971 | 2122.6241 | 2158.9148 | 2197.706 | 2248.5938 | 2288.0676 | 2325.98 | 2366.3689 | 2418.8952 | 2460.0783 | 2499.7339 | 2542.0457 | 2596.5163 | 2639.7737 | 2681.556 | 2725.882 | 2782.2745 | 2827.4561
SA1 | Behind the meter battery | 103.9 | 144.7 | 151.6 | 158.6 | 166.2 | 178.9 | 189.4 | 197.3 | 202.1 | 207.8 | 213.7 | 219.9 | 227 | 234 | 239.2 | 244 | 248.5 | 253.4 | 258.6 | 263.9 | 269.2 | 274.6 | 280.4 | 286.2 | 292 | 297.9 | 303.9 | 310 | 316.3
SA1 | Behind the meter battery pump | 103.9 | 144.7 | 151.6 | 158.6 | 166.2 | 178.9 | 189.4 | 197.3 | 202.1 | 207.8 | 213.7 | 219.9 | 227 | 234 | 239.2 | 244 | 248.5 | 253.4 | 258.6 | 263.9 | 269.2 | 274.6 | 280.4 | 286.2 | 292 | 297.9 | 303.9 | 310 | 316.3
Region | Technology | 2021-22 | 2022-23 | 2023-24 | 2024-25 | 2025-26 | 2026-27 | 2027-28 | 2028-29 | 2029-30 | 2030-31 | 2031-32 | 2032-33 | 2033-34 | 2034-35 | 2035-36 | 2036-37 | 2037-38 | 2038-39 | 2039-40 | 2040-41 | 2041-42 | 2042-43 | 2043-44 | 2044-45 | 2045-46 | 2046-47 | 2047-48 | 2048-49 | 2049-50
TAS1 | Distributed PV | 184.446 | 188.6279 | 191.8675 | 195.9237 | 198.0401 | 201.6287 | 204.0771 | 206.3336 | 208.6153 | 211.1944 | 213.9334 | 218.7025 | 221.2929 | 223.9783 | 226.886 | 231.8473 | 234.6604 | 237.482 | 240.5874 | 245.7697 | 248.7962 | 251.845 | 255.1696 | 260.5161 | 263.7902 | 267.0104 | 270.5525 | 276.1467 | 279.6832
TAS1 | Behind the meter battery | 13.5 | 13.5 | 13.4 | 15.4 | 17.7 | 20.2 | 22.7 | 23.9 | 25.3 | 26.6 | 32.8 | 34.5 | 38 | 39.8 | 40.1 | 40.3 | 40.2 | 40.2 | 40.3 | 40.5 | 40.7 | 40.8 | 40.9 | 40.9 | 41 | 40.9 | 40.8 | 40.7 | 40.6
TAS1 | Behind the meter battery pump | 13.5 | 13.5 | 13.4 | 15.4 | 17.7 | 20.2 | 22.7 | 23.9 | 25.3 | 26.6 | 32.8 | 34.5 | 38 | 39.8 | 40.1 | 40.3 | 40.2 | 40.2 | 40.3 | 40.5 | 40.7 | 40.8 | 40.9 | 40.9 | 41 | 40.9 | 40.8 | 40.7 | 40.6

## BaseCase_VOM Cost
VOM cost by technology ($000s) - Base Case, Slow Change Scenario
VOM | Real June 2020 dollars discounted to 1 July 2020
Explicitly modelled generation
Region | Technology | 2021-22 | 2022-23 | 2023-24 | 2024-25 | 2025-26 | 2026-27 | 2027-28 | 2028-29 | 2029-30 | 2030-31 | 2031-32 | 2032-33 | 2033-34 | 2034-35 | 2035-36 | 2036-37 | 2037-38 | 2038-39 | 2039-40 | 2040-41 | 2041-42 | 2042-43 | 2043-44 | 2044-45 | 2045-46 | 2046-47 | 2047-48 | 2048-49 | 2049-50
NEM | Black Coal | 323163.8149 | 279744.186 | 265177.6078 | 254614.8362 | 230299.117 | 200741.5701 | 182823.0183 | 181126.8765 | 127987.5501 | 107943.5872 | 75073.4198 | 78700.673 | 82768.074 | 75952.6769 | 65947.6425 | 68384.28 | 68534.0992 | 65485.3595 | 57957.2451 | 53689.7148 | 48578.6998 | 32680.2101 | 25884.1707 | 20929.6843 | 17704.2779 | 13686.1004 | 12427.6564 | 11303.0531 | 9980.4248
NEM | Brown Coal | 105318.7815 | 87405.841 | 92487.8465 | 61863.5928 | 62627.0653 | 60917.3198 | 53688.9108 | 53248.7263 | 50591.9627 | 51772.9101 | 46631.7325 | 45830.4525 | 45880.933 | 43922.0278 | 43002.797 | 40664.1205 | 37582.595 | 37221.6447 | 31964.3748 | 32461.0568 | 33681.5015 | 32203.7677 | 29696.4508 | 28654.602 | 26507.105 | 27122.8505 | 15953.6847 | 0 | 0
NEM | CCGT | 15859.7042 | 15240.7081 | 11718.5501 | 11377.3986 | 10430.3598 | 11371.7634 | 10392.8211 | 15502.8612 | 8925.4285 | 8605.5757 | 8493.4746 | 9329.8593 | 8327.4764 | 8964.6483 | 7404.3272 | 7100.474 | 6066.7901 | 8953.6382 | 10727.5773 | 10468.4403 | 8074.984 | 11738.5697 | 7588.3086 | 7384.2488 | 3732.265 | 2661.5062 | 2570.0958 | 2468.8371 | 2378.9532
NEM | Gas - Steam | 1675.4216 | 1665.1592 | 1756.184 | 637.3537 | 598.8687 | 588.2081 | 563.5268 | 868.7582 | 513.6004 | 499.2069 | 482.1859 | 470.8392 | 452.4927 | 429.3727 | 326.6808 | 308.3773 | 318.1437 | 291.7014 | 264.9968 | 258.2686 | 241.8587 | 349.7453 | 392.5068 | 364.1661 | 499.1818 | 0 | 0 | 0 | 0
NEM | OCGT / Diesel | 251.3488 | 146.9945 | 685.4849 | 547.4867 | 143.1779 | 444.7323 | 217.6919 | 1432.3178 | 28.0744 | 20.2071 | 28.7795 | 389.9921 | 224.9002 | 87.5343 | 483.093 | 421.4715 | 1024.2874 | 1307.5099 | 3587.1112 | 3990.0123 | 2775.5749 | 2383.2524 | 8328.3161 | 3052.5661 | 4276.8713 | 3538.8189 | 6614.1349 | 9688.745 | 9384.3531
NEM | Hydro | 90433.4665 | 87366.629 | 81323.252 | 97963.0275 | 94061.8831 | 67937.0639 | 61404.8138 | 68599.0917 | 55179.1211 | 49016.1013 | 43517.9959 | 42925.5155 | 43485.8391 | 42549.2037 | 37541.2216 | 34335.0292 | 39721.6617 | 32841.6419 | 28993.4556 | 26188.1157 | 24928.3409 | 26687.7992 | 25705.8926 | 23733.368 | 22048.3824 | 26502.6319 | 21268.8928 | 18302.0922 | 16746.1209
NEM | Wind | 66817.2229 | 78927.2762 | 68709.9262 | 70145.9614 | 70038.6646 | 70177.6696 | 67855.2009 | 58476.7473 | 55288.8105 | 52262.206 | 52091.5766 | 45245.0886 | 43138.8121 | 42541.1665 | 41858.6027 | 40362.96 | 33889.6013 | 29885.5809 | 27175.7326 | 26035.1441 | 23196.4423 | 21482.4472 | 16909.2306 | 15834.1505 | 10570.104 | 8183.1565 | 6577.9799 | 4590.5544 | 2892.5576
NEM | Solar PV | 13.7055 | 16.2002 | 15.8302 | 14.6652 | 13.8273 | 16.2329 | 21.7282 | 23.5453 | 36.6329 | 50.606 | 92.7172 | 87.7558 | 82.2684 | 76.9116 | 79.4288 | 76.492 | 65.7818 | 65.3664 | 67.0783 | 66.343 | 62.8364 | 79.2045 | 78.7171 | 80.4005 | 87.7525 | 106.6312 | 113.4849 | 127.9715 | 138.8849
NEM | Grid Battery | 0.13854 | 0.20463 | 0.22796 | 0.28754 | 0.29087 | 0.2896 | 0.27489 | 0.25121 | 0.22358 | 0.21984 | 0.21128 | 0.20741 | 0.18041 | 0.15846 | 0.1563 | 0.15116 | 0.54522 | 0.52666 | 0.70187 | 0.75613 | 2.5521 | 2.7822 | 2.8299 | 4.156 | 4.0462 | 3.7509 | 3.6329 | 4.1505 | 4.1144
NEM | Pumped Hydro | 585.7679 | 1400.8401 | 1563.1016 | 3330.9852 | 3350.2784 | 3451.6718 | 2936.7089 | 4088.2168 | 2032.7416 | 2418.6415 | 2668.5979 | 4300.2065 | 3514.9774 | 3621.3669 | 3339.4745 | 3149.8975 | 3382.0707 | 3159.5629 | 2915.3699 | 2414.9287 | 2382.0604 | 2037.1948 | 1614.9986 | 1369.001 | 1075.3064 | 1004.6246 | 912.8488 | 787.5177 | 490.1308
NEM | VPP | 0.11126 | 0.15851 | 0.18667 | 0.26935 | 0.37559 | 0.44879 | 0.53321 | 0.57367 | 0.5931 | 0.61818 | 0.73038 | 0.81983 | 0.90605 | 0.93354 | 0.92787 | 0.92706 | 0.8962 | 0.8855 | 0.85245 | 0.82744 | 0.74452 | 0.73141 | 0.69468 | 0.67336 | 0.66218 | 0.63366 | 0.61421 | 0.48772 | 0.41329
Total excluding storage |  | 603533.466 | 550512.9941 | 521874.6816 | 497164.3221 | 468212.9636 | 412194.56 | 376967.7119 | 379278.9242 | 298551.1806 | 270170.4002 | 226411.8819 | 222980.1761 | 224360.7959 | 214523.5419 | 196643.7936 | 191653.2045 | 187202.9603 | 176052.4428 | 160737.5716 | 153157.0956 | 141540.2385 | 127604.996 | 114583.5933 | 100033.1864 | 85425.9398 | 81801.6956 | 65525.9294 | 46481.2532 | 41521.2946
Region | Technology | 2021-22 | 2022-23 | 2023-24 | 2024-25 | 2025-26 | 2026-27 | 2027-28 | 2028-29 | 2029-30 | 2030-31 | 2031-32 | 2032-33 | 2033-34 | 2034-35 | 2035-36 | 2036-37 | 2037-38 | 2038-39 | 2039-40 | 2040-41 | 2041-42 | 2042-43 | 2043-44 | 2044-45 | 2045-46 | 2046-47 | 2047-48 | 2048-49 | 2049-50
NSW1 | Black Coal | 161021.7645 | 138928.8835 | 116294.0135 | 126431.647 | 99176.009 | 90679.2417 | 82546.072 | 89777.619 | 48646.5404 | 34927.9696 | 15461.3578 | 14885.7436 | 19524.2551 | 16360.2631 | 12497.599 | 16207.3835 | 18484.997 | 17670.064 | 14927.573 | 12336.202 | 10165.4575 | 0 | 0 | 0 | 0 | 0 | 0 | 0 | 0
NSW1 | Brown Coal | 0 | 0 | 0 | 0 | 0 | 0 | 0 | 0 | 0 | 0 | 0 | 0 | 0 | 0 | 0 | 0 | 0 | 0 | 0 | 0 | 0 | 0 | 0 | 0 | 0 | 0 | 0 | 0 | 0
NSW1 | CCGT | 233.3041 | 225.59 | 653.1457 | 406.8895 | 385.6405 | 373.8635 | 360.6593 | 348.1848 | 326.9575 | 318.347 | 305.3 | 293.6862 | 285.2128 | 389.0268 | 268.6224 | 253.138 | 250.1126 | 2182.9812 | 3832.9689 | 3939.6336 | 2476.4305 | 3866.7308 | 2.8407 | 1.1677e-05 | 1.156e-05 | 1.4549e-05 | 1.4544e-05 | 1.3713e-05 | 1.2954e-05
NSW1 | Gas - Steam | 0 | 0 | 0 | 0 | 0 | 0 | 0 | 0 | 0 | 0 | 0 | 0 | 0 | 0 | 0 | 0 | 0 | 0 | 0 | 0 | 0 | 0 | 0 | 0 | 0 | 0 | 0 | 0 | 0
NSW1 | OCGT / Diesel | 1.0904e-05 | 1.0421e-05 | 29.7929 | 303.4418 | 49.7592 | 106.699 | 44.9496 | 88.0114 | 1.065e-05 | 1.0551e-05 | 9.6819e-06 | 88.505 | 16.9146 | 23.5701 | 75.3744 | 39.9737 | 113.1003 | 34.8284 | 620.1583 | 685.2273 | 518.3576 | 380.2648 | 3427.0802 | 1080.5546 | 1141.3089 | 839.4005 | 3710.7672 | 3333.9596 | 4371.5914
NSW1 | Hydro | 14179.2441 | 14423.8525 | 12567.7806 | 15860.0884 | 15720.6505 | 14129.1305 | 13111.8749 | 17974.6014 | 12033.165 | 10789.1141 | 10982.3035 | 11792.6188 | 12004.1859 | 13308.953 | 11034.3132 | 10184.7011 | 13835.7723 | 10866.9036 | 8887.2742 | 8306.1087 | 7328.7793 | 9230.1758 | 9307.32 | 8343.5769 | 7967.1098 | 10118.405 | 7892.618 | 6568.8143 | 5836.3595
NSW1 | Wind | 15956.4284 | 17989.4379 | 16313.7791 | 15623.3515 | 15730.9604 | 16077.6597 | 15353.2313 | 12140.4093 | 10929.0532 | 11339.8625 | 11963.1604 | 10946.6388 | 10471.2142 | 10445.8064 | 10317.919 | 9800.3725 | 6992.5848 | 5251.6886 | 5512.4579 | 5131.834 | 4594.2382 | 4297.9972 | 3083.1637 | 3250.6526 | 2945.7941 | 1629.3008 | 1351.3034 | 1007.2196 | 888.8692
NSW1 | Solar PV | 5.0514 | 5.9237 | 5.7448 | 5.3285 | 4.8812 | 7.2176 | 12.9041 | 16.1929 | 29.062 | 43.1162 | 85.3864 | 80.5854 | 75.6629 | 70.5447 | 73.0179 | 70.4004 | 60.7625 | 60.1851 | 61.91 | 61.327 | 57.8875 | 63.2668 | 59.5929 | 61.3681 | 62.5405 | 71.7715 | 74.1337 | 75.2258 | 75.3164
NSW1 | Grid Battery | 1.2864e-08 | 1.2561e-08 | 1.2033e-08 | 1.1473e-08 | 1.0692e-08 | 1.056e-08 | 1.1697e-08 | 1.1894e-08 | 3.4666e-08 | 3.4485e-08 | 3.7021e-08 | 3.6113e-08 | 3.5583e-08 | 3.423e-08 | 3.6027e-08 | 3.5175e-08 | 3.2368e-08 | 3.1436e-08 | 3.5324e-08 | 3.4107e-08 | 6.6035e-08 | 6.3665e-08 | 0.15844 | 0.40489 | 0.43047 | 0.40656 | 0.38875 | 0.38016 | 0.34791
NSW1 | Pumped Hydro | 302.5831 | 645.2678 | 737.2156 | 818.5314 | 378.3712 | 455.3366 | 453.5671 | 554.3776 | 214.8026 | 364.8264 | 594.1863 | 1257.8023 | 969.3189 | 811.0057 | 963.8617 | 900.241 | 865.8969 | 764.9522 | 769.1682 | 570.8636 | 632.7922 | 599.0567 | 420.0558 | 404.6989 | 405.8865 | 502.5848 | 427.8268 | 413.3812 | 272.8038
NSW1 | VPP | 0.055248 | 0.072318 | 0.072994 | 0.098185 | 0.13668 | 0.16902 | 0.20005 | 0.21674 | 0.2215 | 0.22489 | 0.25981 | 0.29666 | 0.33177 | 0.34018 | 0.33518 | 0.33645 | 0.325 | 0.31108 | 0.31286 | 0.2981 | 0.30457 | 0.29686 | 0.27787 | 0.27136 | 0.25924 | 0.25472 | 0.23813 | 0.19328 | 0.17358
Total excluding storage |  | 191395.7926 | 171573.6876 | 145864.2566 | 158630.7466 | 131067.9007 | 121373.8121 | 111429.6912 | 120345.0188 | 71964.7781 | 57418.4094 | 38797.5081 | 38087.7778 | 42377.4456 | 40598.1641 | 34266.846 | 36555.9692 | 39737.3294 | 36066.651 | 33842.3423 | 30460.3327 | 25141.1505 | 17838.4354 | 15879.9975 | 12736.1522 | 12116.7533 | 12658.8778 | 13028.8223 | 10985.2193 | 11172.1364
Region | Technology | 2021-22 | 2022-23 | 2023-24 | 2024-25 | 2025-26 | 2026-27 | 2027-28 | 2028-29 | 2029-30 | 2030-31 | 2031-32 | 2032-33 | 2033-34 | 2034-35 | 2035-36 | 2036-37 | 2037-38 | 2038-39 | 2039-40 | 2040-41 | 2041-42 | 2042-43 | 2043-44 | 2044-45 | 2045-46 | 2046-47 | 2047-48 | 2048-49 | 2049-50
QLD1 | Black Coal | 162142.0504 | 140815.3025 | 148883.5943 | 128183.1892 | 131123.108 | 110062.3284 | 100276.9463 | 91349.2575 | 79341.0098 | 73015.6177 | 59612.062 | 63814.9294 | 63243.8189 | 59592.4137 | 53450.0435 | 52176.8965 | 50049.1022 | 47815.2955 | 43029.6721 | 41353.5128 | 38413.2423 | 32680.2101 | 25884.1707 | 20929.6843 | 17704.2779 | 13686.1004 | 12427.6564 | 11303.0531 | 9980.4248
QLD1 | Brown Coal | 0 | 0 | 0 | 0 | 0 | 0 | 0 | 0 | 0 | 0 | 0 | 0 | 0 | 0 | 0 | 0 | 0 | 0 | 0 | 0 | 0 | 0 | 0 | 0 | 0 | 0 | 0 | 0 | 0
QLD1 | CCGT | 7779.5601 | 7479.0746 | 8043.2436 | 8128.0633 | 7326.2881 | 8369.3894 | 7505.9559 | 12704.6391 | 6251.025 | 6029.3866 | 6014.7177 | 6950.8577 | 6012.1338 | 6633.2884 | 5254.3622 | 5052.6484 | 5816.6775 | 6770.657 | 6894.6084 | 6528.8067 | 5598.5535 | 7871.8388 | 7585.4679 | 7384.2488 | 3732.265 | 2661.5062 | 2570.0958 | 2468.837 | 2378.9532
QLD1 | Gas - Steam | 261.4149 | 251.6153 | 478.6228 | 461.2483 | 440.7283 | 427.186 | 410.323 | 715.2457 | 379.5124 | 367.1098 | 353.5555 | 338.2995 | 327.9086 | 315.87 | 305.4553 | 291.2503 | 281.8632 | 270.6646 | 264.9968 | 258.2686 | 241.8587 | 349.7453 | 392.5068 | 364.1661 | 499.1818 | 0 | 0 | 0 | 0
QLD1 | OCGT / Diesel | 2.1266e-05 | 2.0502e-05 | 2.0656e-05 | 173.152 | 55.7336 | 258.3864 | 117.3083 | 1243.4802 | 28.0744 | 4.8325 | 10.8617 | 195.5579 | 166.4126 | 34.7443 | 140.5104 | 143.4375 | 316.932 | 173.025 | 610.0245 | 383.9632 | 547.0048 | 391.023 | 1064.341 | 1408.8155 | 2612.2261 | 2255.9162 | 2143.5551 | 2554.1028 | 1481.5727
QLD1 | Hydro | 4661.4252 | 4471.4565 | 4299.379 | 4101.7158 | 3927.7766 | 3770.1835 | 3623.6934 | 3460.4302 | 3313.1543 | 3136.6967 | 3045.9806 | 2910.6535 | 2786.9017 | 2670.3125 | 2566.7799 | 2449.6189 | 883.1183 | 848.0604 | 813.5236 | 776.8212 | 744.7715 | 0 | 0 | 0 | 0 | 0 | 0 | 0 | 0
QLD1 | Wind | 5433.6388 | 8786.9076 | 8426.761 | 7575.8777 | 8659.416 | 8391.0323 | 8703.2766 | 8051.2026 | 7253.9416 | 7239.1175 | 5905.2461 | 5639.5513 | 4968.1488 | 5662.3752 | 5262.9435 | 5610.3754 | 5121.5034 | 4754.127 | 4727.5632 | 4059.1803 | 3924.9114 | 3386.0874 | 3112.0724 | 1754.9478 | 1868.2115 | 1605.7323 | 1446.8557 | 1135.0786 | 689.2224
QLD1 | Solar PV | 5.2511 | 6.872 | 6.7387 | 6.2134 | 6.0678 | 6.1227 | 5.9702 | 4.8016 | 5.0135 | 5.0224 | 4.9163 | 4.8054 | 4.4292 | 4.3335 | 4.3809 | 4.0713 | 3.2097 | 3.3577 | 3.3711 | 3.28 | 3.2199 | 13.9001 | 13.9287 | 14.0726 | 18.9838 | 29.3997 | 29.4063 | 28.9499 | 35.5672
QLD1 | Grid Battery | 8.713e-09 | 0.026778 | 0.025194 | 0.026886 | 0.02884 | 0.027208 | 0.026116 | 0.025246 | 0.022457 | 0.02175 | 0.02064 | 0.02022 | 0.019775 | 0.01949 | 0.018223 | 0.017545 | 0.42226 | 0.40592 | 0.39313 | 0.46482 | 1.1313 | 1.4411 | 1.4051 | 1.8565 | 1.7777 | 1.6416 | 1.6135 | 1.5347 | 1.7868
QLD1 | Pumped Hydro | 283.1848 | 755.5723 | 825.8861 | 2512.4538 | 2971.9072 | 2996.3352 | 2483.1418 | 3533.8392 | 1817.939 | 2053.8151 | 2074.4116 | 3042.4042 | 2545.6585 | 2810.3612 | 2375.6128 | 2249.6565 | 2516.1738 | 2394.5712 | 2145.2698 | 1843.2261 | 1748.4468 | 1437.3741 | 1194.2698 | 963.6269 | 668.4607 | 501.1435 | 483.8165 | 371.6152 | 215.0761
QLD1 | VPP | 0.017368 | 0.022991 | 0.024555 | 0.036027 | 0.059022 | 0.067432 | 0.084581 | 0.094382 | 0.094508 | 0.099016 | 0.12139 | 0.1314 | 0.15023 | 0.15654 | 0.15182 | 0.15242 | 0.14085 | 0.13779 | 0.1401 | 0.13763 | 0.11377 | 0.11014 | 0.10754 | 0.10167 | 0.10132 | 0.088538 | 0.090958 | 0.073231 | 0.055849
Total excluding storage |  | 180283.3405 | 161811.2285 | 170138.3395 | 148629.4596 | 151539.1182 | 131284.6287 | 120643.4737 | 117529.0569 | 96571.7309 | 89797.7832 | 74947.3399 | 79854.6548 | 77509.7537 | 74913.3377 | 66984.4757 | 65728.2984 | 62472.4064 | 60635.1872 | 56343.7598 | 53363.8328 | 49473.5621 | 44692.8047 | 38052.4875 | 31855.935 | 26435.146 | 20238.6548 | 18617.5692 | 17490.0214 | 14565.7403
Region | Technology | 2021-22 | 2022-23 | 2023-24 | 2024-25 | 2025-26 | 2026-27 | 2027-28 | 2028-29 | 2029-30 | 2030-31 | 2031-32 | 2032-33 | 2033-34 | 2034-35 | 2035-36 | 2036-37 | 2037-38 | 2038-39 | 2039-40 | 2040-41 | 2041-42 | 2042-43 | 2043-44 | 2044-45 | 2045-46 | 2046-47 | 2047-48 | 2048-49 | 2049-50
VIC1 | Black Coal | 0 | 0 | 0 | 0 | 0 | 0 | 0 | 0 | 0 | 0 | 0 | 0 | 0 | 0 | 0 | 0 | 0 | 0 | 0 | 0 | 0 | 0 | 0 | 0 | 0 | 0 | 0 | 0 | 0
VIC1 | Brown Coal | 105318.7815 | 87405.841 | 92487.8465 | 61863.5928 | 62627.0653 | 60917.3198 | 53688.9108 | 53248.7263 | 50591.9627 | 51772.9101 | 46631.7325 | 45830.4525 | 45880.933 | 43922.0278 | 43002.797 | 40664.1205 | 37582.595 | 37221.6447 | 31964.3748 | 32461.0568 | 33681.5015 | 32203.7677 | 29696.4508 | 28654.602 | 26507.105 | 27122.8505 | 15953.6847 | 0 | 0
VIC1 | CCGT | 4.8382e-06 | 4.62e-06 | 4.4556e-06 | 4.8278e-06 | 4.7465e-06 | 4.53e-06 | 4.6338e-06 | 4.7014e-06 | 4.4852e-06 | 4.3358e-06 | 4.1494e-06 | 4.6813e-06 | 4.4505e-06 | 4.5347e-06 | 4.2294e-06 | 4.2186e-06 | 5.6654e-06 | 5.9168e-06 | 6.8329e-06 | 6.5757e-06 | 6.6051e-06 | 6.4386e-06 | 7.4404e-06 | 6.7514e-06 | 6.7971e-06 | 7.017e-06 | 7.8713e-06 | 1.2836e-05 | 1.2314e-05
VIC1 | Gas - Steam | 3.4093 | 7.153e-07 | 6.8221 | 11.5203 | 2.1696 | 10.2547 | 9.043 | 12.2703 | 7.5246e-07 | 2.4136 | 4.0605 | 13.2685 | 7.3611 | 2.7753 | 21.2255 | 17.127 | 36.2805 | 21.0367 | 0 | 0 | 0 | 0 | 0 | 0 | 0 | 0 | 0 | 0 | 0
VIC1 | OCGT / Diesel | 0.4577 | 1.8963e-05 | 15.6857 | 4.5927 | 2.2074e-05 | 0.83648 | 6.8171 | 2.2512e-05 | 2.0626e-05 | 0.25046 | 3.3454 | 29.2708 | 10.6402 | 2.0408e-05 | 52.3195 | 65.6016 | 68.1122 | 58.9091 | 142.4917 | 170.1339 | 121.2542 | 32.5628 | 91.846 | 270.4675 | 271.2697 | 118.4479 | 164.1761 | 2654.7378 | 2498.3566
VIC1 | Hydro | 18584.2841 | 18009.5308 | 15710.9688 | 18582.4142 | 18253.1142 | 16601.9846 | 16077.6627 | 19603.2297 | 15525.2642 | 12763.2794 | 12333.285 | 10716.4239 | 12743.5175 | 12576.521 | 11469.0854 | 11016.5361 | 13408.6292 | 10688.8469 | 8799.9448 | 8432.9969 | 7393.3358 | 8720.8665 | 8657.554 | 7836.634 | 7584.6402 | 9156.5051 | 7332.4156 | 6047.425 | 5824.2247
VIC1 | Wind | 26568.1658 | 31829.6629 | 26400.4 | 27693.0838 | 27186.9929 | 26621.6856 | 25569.8743 | 22263.2885 | 22132.9524 | 20211.7834 | 21344.6048 | 17685.446 | 17444.9173 | 17014.6323 | 17254.4453 | 16981.8302 | 14787.8839 | 13745.01 | 12307.8872 | 12433.2019 | 10586.0533 | 9965.1389 | 8034.3269 | 7784.2017 | 3853.8423 | 3328.6798 | 2416.0103 | 1481.5814 | 503.0883
VIC1 | Solar PV | 2.5104 | 2.4008 | 2.3823 | 2.2203 | 2.0301 | 2.0558 | 2.0228 | 1.7909 | 1.7951 | 1.7303 | 1.6962 | 1.6664 | 1.534 | 1.4276 | 1.4367 | 1.4277 | 1.269 | 1.2798 | 1.2662 | 1.223 | 1.2263 | 1.1334 | 1.0383 | 0.96768 | 0.92041 | 0.83008 | 3.3876 | 17.0624 | 21.4626
VIC1 | Grid Battery | 0.058001 | 0.10584 | 0.11096 | 0.16634 | 0.16638 | 0.16791 | 0.15926 | 0.14318 | 0.12945 | 0.12737 | 0.12386 | 0.12283 | 0.097254 | 0.090534 | 0.091522 | 0.088392 | 0.079493 | 0.078438 | 0.26993 | 0.25585 | 0.63445 | 0.58693 | 0.54081 | 0.9759 | 0.93458 | 0.85213 | 0.81472 | 1.486 | 1.3329
VIC1 | Pumped Hydro | 0 | 0 | 1.0917e-08 | 1.213e-08 | 1.2536e-08 | 1.2695e-08 | 1.4834e-08 | 1.4256e-08 | 1.3784e-08 | 1.3438e-08 | 1.3369e-08 | 1.8782e-08 | 1.8127e-08 | 2.1712e-08 | 2.3898e-08 | 2.3102e-08 | 1.8272e-07 | 0.039542 | 0.93192 | 0.83894 | 0.82139 | 0.76398 | 0.67309 | 0.67511 | 0.9592 | 0.89625 | 1.2055 | 2.5214 | 2.251
VIC1 | VPP | 0.014607 | 0.026104 | 0.03309 | 0.06736 | 0.094916 | 0.11308 | 0.13415 | 0.14094 | 0.15309 | 0.16478 | 0.21271 | 0.25111 | 0.27792 | 0.28971 | 0.29412 | 0.29032 | 0.28082 | 0.28644 | 0.25757 | 0.25369 | 0.21837 | 0.21731 | 0.20431 | 0.19814 | 0.1958 | 0.18745 | 0.18164 | 0.13565 | 0.11516
Total excluding storage |  | 150477.6088 | 137247.4355 | 134624.1055 | 108157.424 | 108071.3722 | 104154.1371 | 95354.3307 | 95129.3058 | 88251.9743 | 84752.3672 | 80318.7243 | 74276.5281 | 76088.9029 | 73517.384 | 71801.3093 | 68746.6431 | 65884.7698 | 61736.7271 | 53215.9647 | 53498.6125 | 51783.3711 | 50923.4693 | 46481.2161 | 44546.8729 | 38217.7775 | 39727.3133 | 25869.6744 | 10200.8066 | 8847.1322
Region | Technology | 2021-22 | 2022-23 | 2023-24 | 2024-25 | 2025-26 | 2026-27 | 2027-28 | 2028-29 | 2029-30 | 2030-31 | 2031-32 | 2032-33 | 2033-34 | 2034-35 | 2035-36 | 2036-37 | 2037-38 | 2038-39 | 2039-40 | 2040-41 | 2041-42 | 2042-43 | 2043-44 | 2044-45 | 2045-46 | 2046-47 | 2047-48 | 2048-49 | 2049-50
SA1 | Black Coal | 0 | 0 | 0 | 0 | 0 | 0 | 0 | 0 | 0 | 0 | 0 | 0 | 0 | 0 | 0 | 0 | 0 | 0 | 0 | 0 | 0 | 0 | 0 | 0 | 0 | 0 | 0 | 0 | 0
SA1 | Brown Coal | 0 | 0 | 0 | 0 | 0 | 0 | 0 | 0 | 0 | 0 | 0 | 0 | 0 | 0 | 0 | 0 | 0 | 0 | 0 | 0 | 0 | 0 | 0 | 0 | 0 | 0 | 0 | 0 | 0
SA1 | CCGT | 7846.84 | 7536.0435 | 3022.1608 | 2842.4458 | 2718.4312 | 2628.5105 | 2526.206 | 2450.0372 | 2347.446 | 2257.842 | 2173.4568 | 2085.3154 | 2030.1298 | 1942.3331 | 1881.3425 | 1794.6875 | 6.3104e-06 | 6.7949e-06 | 7.9062e-06 | 7.8936e-06 | 8.0216e-06 | 7.8608e-06 | 9.8473e-06 | 8.8426e-06 | 9.0379e-06 | 9.3549e-06 | 9.4164e-06 | 1.1854e-05 | 1.1243e-05
SA1 | Gas - Steam | 1410.5974 | 1413.5439 | 1270.739 | 164.5851 | 155.9709 | 150.7673 | 144.1608 | 141.2422 | 134.088 | 129.6836 | 124.5699 | 119.2712 | 117.2231 | 110.7274 | 0 | 0 | 0 | 0 | 0 | 0 | 0 | 0 | 0 | 0 | 0 | 0 | 0 | 0 | 0
SA1 | OCGT / Diesel | 250.8911 | 146.9945 | 640.0062 | 66.3002 | 37.6851 | 78.8104 | 48.6169 | 100.8262 | 4.3769e-05 | 15.124 | 14.5725 | 76.6583 | 30.9328 | 29.2199 | 214.8887 | 172.4587 | 526.1429 | 1040.7474 | 2214.4367 | 2750.6879 | 1588.9583 | 1579.4017 | 3745.0488 | 292.7285 | 252.0666 | 325.0544 | 595.6364 | 1145.9448 | 1032.8324
SA1 | Hydro | 0 | 0 | 0 | 0 | 0 | 0 | 0 | 0 | 0 | 0 | 0 | 0 | 0 | 0 | 0 | 0 | 0 | 0 | 0 | 0 | 0 | 0 | 0 | 0 | 0 | 0 | 0 | 0 | 0
SA1 | Wind | 15467.2863 | 16366.4806 | 14129.0562 | 15904.5344 | 15021.364 | 15998.9345 | 15342.7565 | 13742.1582 | 12865.3337 | 11921.636 | 11505.2431 | 9877.521 | 9293.1286 | 8625.6079 | 8294.7783 | 7324.3773 | 6484.9967 | 5651.1589 | 4211.8417 | 4032.8466 | 3710.5734 | 3484.3051 | 2361.021 | 2750.9427 | 1637.9772 | 1399.5786 | 1158.3402 | 805.2839 | 657.578
SA1 | Solar PV | 0.89262 | 1.0037 | 0.96442 | 0.90304 | 0.84827 | 0.8367 | 0.83107 | 0.7599 | 0.76231 | 0.73707 | 0.71831 | 0.6986 | 0.64223 | 0.60579 | 0.5934 | 0.59256 | 0.54061 | 0.54394 | 0.53098 | 0.51303 | 0.50275 | 0.90429 | 4.1572 | 3.9921 | 5.3077 | 4.6299 | 6.5573 | 6.7334 | 6.5388
SA1 | Grid Battery | 0.080538 | 0.072012 | 0.091803 | 0.094318 | 0.09565 | 0.094482 | 0.089519 | 0.082791 | 0.071665 | 0.070723 | 0.066778 | 0.064358 | 0.063378 | 0.048434 | 0.046553 | 0.045221 | 0.043465 | 0.042311 | 0.038808 | 0.035462 | 0.78635 | 0.75413 | 0.72559 | 0.91868 | 0.90345 | 0.85063 | 0.81594 | 0.74964 | 0.6468
SA1 | Pumped Hydro | 0 | 0 | 9.097e-09 | 8.336e-09 | 7.876e-09 | 7.8843e-09 | 7.9403e-09 | 8.0284e-09 | 7.7672e-09 | 7.6787e-09 | 7.7297e-09 | 9.3567e-09 | 9.0793e-09 | 9.3996e-09 | 1.0522e-08 | 1.5913e-08 | 1.5095e-08 | 1.4733e-08 | 1.5619e-08 | 1.5064e-08 | 1.6931e-08 | 1.5986e-08 | 1.5236e-08 | 1.8357e-08 | 1.9898e-08 | 1.8725e-08 | 1.893e-08 | 1.8415e-08 | 1.7757e-08
SA1 | VPP | 0.023586 | 0.035933 | 0.055012 | 0.066911 | 0.082479 | 0.094544 | 0.10725 | 0.11361 | 0.11505 | 0.11912 | 0.11974 | 0.12358 | 0.12745 | 0.12914 | 0.12932 | 0.13072 | 0.13375 | 0.13428 | 0.12639 | 0.12377 | 0.093043 | 0.092974 | 0.091686 | 0.089667 | 0.093292 | 0.089684 | 0.089843 | 0.073667 | 0.058894
Total excluding storage |  | 24976.5075 | 25464.0662 | 19062.9267 | 18978.7685 | 17934.2994 | 18857.8594 | 18062.5712 | 16435.0236 | 15347.6301 | 14325.0227 | 13818.5606 | 12159.4645 | 11472.0565 | 10708.494 | 10391.6029 | 9292.116 | 7011.6803 | 6692.4502 | 6426.8094 | 6784.0476 | 5300.0344 | 5064.6111 | 6110.227 | 3047.6633 | 1895.3515 | 1729.2629 | 1760.5339 | 1957.9621 | 1696.9491
Region | Technology | 2021-22 | 2022-23 | 2023-24 | 2024-25 | 2025-26 | 2026-27 | 2027-28 | 2028-29 | 2029-30 | 2030-31 | 2031-32 | 2032-33 | 2033-34 | 2034-35 | 2035-36 | 2036-37 | 2037-38 | 2038-39 | 2039-40 | 2040-41 | 2041-42 | 2042-43 | 2043-44 | 2044-45 | 2045-46 | 2046-47 | 2047-48 | 2048-49 | 2049-50
TAS1 | Black Coal | 0 | 0 | 0 | 0 | 0 | 0 | 0 | 0 | 0 | 0 | 0 | 0 | 0 | 0 | 0 | 0 | 0 | 0 | 0 | 0 | 0 | 0 | 0 | 0 | 0 | 0 | 0 | 0 | 0
TAS1 | Brown Coal | 0 | 0 | 0 | 0 | 0 | 0 | 0 | 0 | 0 | 0 | 0 | 0 | 0 | 0 | 0 | 0 | 0 | 0 | 0 | 0 | 0 | 0 | 0 | 0 | 0 | 0 | 0 | 0 | 0
TAS1 | CCGT | 4.3097e-06 | 4.1246e-06 | 3.9807e-06 | 3.8279e-06 | 3.6872e-06 | 3.5696e-06 | 3.4902e-06 | 3.4501e-06 | 3.4224e-06 | 3.3778e-06 | 3.339e-06 | 3.3169e-06 | 3.3023e-06 | 3.2619e-06 | 3.2392e-06 | 3.2146e-06 | 3.2188e-06 | 3.2106e-06 | 3.2194e-06 | 3.1949e-06 | 3.2006e-06 | 3.1981e-06 | 3.1959e-06 | 3.1846e-06 | 3.1768e-06 | 3.1811e-06 | 3.1822e-06 | 3.1682e-06 | 3.1625e-06
TAS1 | Gas - Steam | 0 | 0 | 0 | 0 | 0 | 0 | 0 | 0 | 0 | 0 | 0 | 0 | 0 | 0 | 0 | 0 | 0 | 0 | 0 | 0 | 0 | 0 | 0 | 0 | 0 | 0 | 0 | 0 | 0
TAS1 | OCGT / Diesel | 5.5593e-06 | 5.2178e-06 | 4.9344e-06 | 4.787e-06 | 4.6111e-06 | 4.6287e-06 | 4.5635e-06 | 4.5339e-06 | 4.5498e-06 | 4.4622e-06 | 4.3777e-06 | 4.3555e-06 | 4.3556e-06 | 4.2828e-06 | 4.2417e-06 | 4.1895e-06 | 4.2408e-06 | 4.1429e-06 | 4.154e-06 | 2.7442e-06 | 2.7461e-06 | 2.775e-06 | 2.7138e-06 | 2.7167e-06 | 2.68e-06 | 2.7411e-06 | 2.7329e-06 | 2.741e-06 | 2.691e-06
TAS1 | Hydro | 53008.513 | 50461.7892 | 48745.1236 | 59418.809 | 56160.3418 | 33435.7652 | 28591.5828 | 27560.8304 | 24307.5376 | 22327.0111 | 17156.4267 | 17505.8194 | 15951.234 | 13993.4172 | 12471.0431 | 10684.1732 | 11594.1418 | 10437.8309 | 10492.713 | 8672.1888 | 9461.4544 | 8736.757 | 7741.0186 | 7553.1571 | 6496.6324 | 7227.7217 | 6043.8592 | 5685.8529 | 5085.5367
TAS1 | Wind | 3391.7036 | 3954.7871 | 3439.9298 | 3349.1142 | 3439.9313 | 3088.3576 | 2886.0623 | 2279.6887 | 2107.5295 | 1549.8066 | 1373.3222 | 1095.9316 | 961.4032 | 792.7448 | 728.5166 | 646.0047 | 502.6326 | 483.5965 | 415.9825 | 378.0811 | 380.6661 | 348.9186 | 318.6466 | 293.4058 | 264.279 | 219.865 | 205.4704 | 161.3909 | 153.7997
TAS1 | Solar PV | 2.5662e-09 | 3.6738e-09 | 6.1365e-09 | 6.6569e-09 | 5.5481e-09 | 6.3768e-09 | 7.068e-09 | 7.4676e-09 | 9.7825e-09 | 1.1984e-08 | 1.6765e-08 | 1.622e-08 | 1.5777e-08 | 1.3456e-08 | 1.3932e-08 | 1.2942e-08 | 1.4988e-08 | 1.7644e-08 | 1.8084e-08 | 2.4739e-08 | 2.395e-08 | 2.3229e-08 | 1.9856e-08 | 2.0618e-08 | 1.8983e-08 | 1.8484e-08 | 1.8595e-08 | 1.742e-08 | 1.6457e-08
TAS1 | Grid Battery | 9.1143e-09 | 8.9019e-09 | 8.5472e-09 | 8.2224e-09 | 8.0883e-09 | 8.1282e-09 | 8.5887e-09 | 9.7139e-09 | 1.3487e-08 | 1.3797e-08 | 1.3907e-08 | 1.4631e-08 | 1.4422e-08 | 1.5368e-08 | 1.5575e-08 | 1.612e-08 | 1.6377e-08 | 1.653e-08 | 1.7145e-08 | 1.8387e-08 | 1.8199e-08 | 1.853e-08 | 1.9279e-08 | 1.9534e-08 | 1.9685e-08 | 2.014e-08 | 2.0584e-08 | 2.0788e-08 | 2.1435e-08
TAS1 | Pumped Hydro | 0 | 0 | 2.5338e-08 | 2.4926e-08 | 2.6536e-08 | 2.7749e-08 | 2.8241e-08 | 2.8212e-08 | 2.856e-08 | 2.872e-08 | 2.9555e-08 | 2.9555e-08 | 2.9873e-08 | 3.0208e-08 | 3.0743e-08 | 3.09e-08 | 3.0826e-08 | 3.1048e-08 | 3.1136e-08 | 3.143e-08 | 3.1326e-08 | 3.1408e-08 | 3.1806e-08 | 3.1857e-08 | 3.2098e-08 | 3.195e-08 | 3.2386e-08 | 3.2448e-08 | 3.2829e-08
TAS1 | VPP | 0.00044555 | 0.0011677 | 0.001019 | 0.00087063 | 0.0024917 | 0.0047112 | 0.0071773 | 0.0079967 | 0.0089529 | 0.010379 | 0.016732 | 0.017081 | 0.018679 | 0.017979 | 0.017433 | 0.017152 | 0.015777 | 0.015897 | 0.015541 | 0.014256 | 0.01476 | 0.014123 | 0.013282 | 0.012529 | 0.012521 | 0.013261 | 0.013643 | 0.011893 | 0.0098091
Total excluding storage |  | 56400.2167 | 54416.5763 | 52185.0534 | 62767.9232 | 59600.2731 | 36524.1228 | 31477.6451 | 29840.5192 | 26415.0672 | 23876.8177 | 18529.749 | 18601.7509 | 16912.6373 | 14786.162 | 13199.5598 | 11330.1778 | 12096.7744 | 10921.4274 | 10908.6955 | 9050.27 | 9842.1204 | 9085.6756 | 8059.6652 | 7846.5629 | 6760.9114 | 7447.5867 | 6249.3296 | 5847.2438 | 5239.3365
Explicitly modelled pumping
Region | Technology | 2021-22 | 2022-23 | 2023-24 | 2024-25 | 2025-26 | 2026-27 | 2027-28 | 2028-29 | 2029-30 | 2030-31 | 2031-32 | 2032-33 | 2033-34 | 2034-35 | 2035-36 | 2036-37 | 2037-38 | 2038-39 | 2039-40 | 2040-41 | 2041-42 | 2042-43 | 2043-44 | 2044-45 | 2045-46 | 2046-47 | 2047-48 | 2048-49 | 2049-50
NEM | Grid Battery pump | 0.17031 | 0.25341 | 0.28108 | 0.35523 | 0.35838 | 0.35752 | 0.34005 | 0.30948 | 0.27659 | 0.27086 | 0.26141 | 0.25551 | 0.22316 | 0.19521 | 0.19297 | 0.18662 | 0.17196 | 0.16849 | 0.15087 | 0.12539 | 0.059434 | 0.032357 | 0.030653 | 0.029211 | 0.029021 | 0.026985 | 0.026617 | 0.024003 | 0.019241
NEM | Pumped Hydro Pump | 1843.6606 | 4520.1863 | 4757.2426 | 8139.0818 | 6783.7363 | 6974.8461 | 6552.7582 | 8183.5781 | 4071.4204 | 5165.8417 | 7618.7968 | 11904.1155 | 9355.9208 | 10046.9292 | 8569.1278 | 8128.4628 | 9291.0337 | 8584.2379 | 7717.5256 | 6728.0839 | 6963.5794 | 7172.2334 | 6142.6774 | 5803.1819 | 5334.4123 | 5860.8722 | 5003.8536 | 4674.261 | 3274.1143
NEM | VPP pump | 0.13089 | 0.18692 | 0.21932 | 0.31722 | 0.44164 | 0.5278 | 0.62789 | 0.67435 | 0.69842 | 0.72666 | 0.86105 | 0.96283 | 1.067 | 1.0979 | 1.0911 | 1.0907 | 1.0556 | 1.042 | 1.0014 | 0.97537 | 0.87406 | 0.86153 | 0.81629 | 0.79257 | 0.77986 | 0.74454 | 0.72423 | 0.57214 | 0.48615
Region | Technology | 2021-22 | 2022-23 | 2023-24 | 2024-25 | 2025-26 | 2026-27 | 2027-28 | 2028-29 | 2029-30 | 2030-31 | 2031-32 | 2032-33 | 2033-34 | 2034-35 | 2035-36 | 2036-37 | 2037-38 | 2038-39 | 2039-40 | 2040-41 | 2041-42 | 2042-43 | 2043-44 | 2044-45 | 2045-46 | 2046-47 | 2047-48 | 2048-49 | 2049-50
NSW1 | Grid Battery pump | 0 | 0 | 0 | 0 | 0 | 0 | 0 | 0 | 0 | 0 | 0 | 0 | 0 | 0 | 0 | 0 | 0 | 0 | 0 | 0 | 0 | 0 | 0 | 0 | 0 | 0 | 0 | 0 | 0
NSW1 | Pumped Hydro Pump | 1448.5504 | 3437.6419 | 3571.9944 | 4557.4876 | 2529.0223 | 2702.9796 | 2994.691 | 3145.4726 | 1474.1032 | 2231.5877 | 4651.8108 | 7560.9405 | 5719.0713 | 6031.941 | 5175.2066 | 4914.4863 | 5684.6199 | 5174.9739 | 4652.6984 | 4094.7491 | 4465.3864 | 5116.7403 | 4438.7202 | 4430.6694 | 4382.0124 | 5145.2894 | 4321.8654 | 4140.9865 | 2977.2388
NSW1 | VPP pump | 0.065 | 0.085252 | 0.085708 | 0.11564 | 0.16077 | 0.19876 | 0.23536 | 0.25499 | 0.2606 | 0.26459 | 0.30641 | 0.34827 | 0.39035 | 0.40072 | 0.39383 | 0.39583 | 0.38324 | 0.3656 | 0.3676 | 0.35157 | 0.35748 | 0.34926 | 0.32692 | 0.31926 | 0.30513 | 0.29956 | 0.28093 | 0.22663 | 0.20422
Region | Technology | 2021-22 | 2022-23 | 2023-24 | 2024-25 | 2025-26 | 2026-27 | 2027-28 | 2028-29 | 2029-30 | 2030-31 | 2031-32 | 2032-33 | 2033-34 | 2034-35 | 2035-36 | 2036-37 | 2037-38 | 2038-39 | 2039-40 | 2040-41 | 2041-42 | 2042-43 | 2043-44 | 2044-45 | 2045-46 | 2046-47 | 2047-48 | 2048-49 | 2049-50
QLD1 | Grid Battery pump | 0 | 0.03303 | 0.031043 | 0.033193 | 0.035626 | 0.033571 | 0.032247 | 0.031164 | 0.027726 | 0.026853 | 0.025524 | 0.024922 | 0.024414 | 0.024063 | 0.022498 | 0.021661 | 0.020153 | 0.019063 | 0.018609 | 0 | 0 | 0 | 0 | 0 | 0 | 0 | 0 | 0 | 0
QLD1 | Pumped Hydro Pump | 395.1102 | 1082.5444 | 1185.2482 | 3581.5942 | 4254.714 | 4271.8665 | 3558.0672 | 5038.1055 | 2597.3172 | 2934.254 | 2966.986 | 4343.175 | 3636.8495 | 4014.9882 | 3393.9212 | 3213.9765 | 3606.4138 | 3409.264 | 3064.8272 | 2633.3348 | 2498.193 | 2055.4931 | 1703.9572 | 1372.5125 | 952.3999 | 715.5828 | 681.9882 | 533.2745 | 296.8755
QLD1 | VPP pump | 0.020434 | 0.027078 | 0.02886 | 0.042386 | 0.069553 | 0.079221 | 0.099512 | 0.11104 | 0.11119 | 0.11649 | 0.1431 | 0.1543 | 0.17675 | 0.18417 | 0.17861 | 0.17933 | 0.16609 | 0.16174 | 0.16482 | 0.16192 | 0.13385 | 0.12959 | 0.12652 | 0.11981 | 0.11901 | 0.10435 | 0.10683 | 0.086261 | 0.06561
Region | Technology | 2021-22 | 2022-23 | 2023-24 | 2024-25 | 2025-26 | 2026-27 | 2027-28 | 2028-29 | 2029-30 | 2030-31 | 2031-32 | 2032-33 | 2033-34 | 2034-35 | 2035-36 | 2036-37 | 2037-38 | 2038-39 | 2039-40 | 2040-41 | 2041-42 | 2042-43 | 2043-44 | 2044-45 | 2045-46 | 2046-47 | 2047-48 | 2048-49 | 2049-50
VIC1 | Grid Battery pump | 0.071172 | 0.1312 | 0.13697 | 0.20534 | 0.20492 | 0.2073 | 0.19706 | 0.17633 | 0.1602 | 0.15688 | 0.1533 | 0.15127 | 0.12036 | 0.11148 | 0.11299 | 0.10913 | 0.098142 | 0.097081 | 0.084459 | 0.081499 | 0.025357 | 0 | 0 | 0 | 0 | 0 | 0 | 0 | 0
VIC1 | Pumped Hydro Pump | 0 | 0 | 0 | 0 | 0 | 0 | 0 | 0 | 0 | 0 | 0 | 0 | 0 | 0 | 0 | 0 | 0 | 0 | 0 | 0 | 0 | 0 | 0 | 0 | 0 | 0 | 0 | 0 | 0
VIC1 | VPP pump | 0.017186 | 0.030818 | 0.038949 | 0.079286 | 0.11151 | 0.13304 | 0.15812 | 0.16552 | 0.18046 | 0.19352 | 0.25077 | 0.29492 | 0.32762 | 0.34018 | 0.34603 | 0.34156 | 0.33039 | 0.33768 | 0.30235 | 0.29915 | 0.25624 | 0.25635 | 0.23969 | 0.23312 | 0.23103 | 0.21987 | 0.21436 | 0.15894 | 0.13549
Region | Technology | 2021-22 | 2022-23 | 2023-24 | 2024-25 | 2025-26 | 2026-27 | 2027-28 | 2028-29 | 2029-30 | 2030-31 | 2031-32 | 2032-33 | 2033-34 | 2034-35 | 2035-36 | 2036-37 | 2037-38 | 2038-39 | 2039-40 | 2040-41 | 2041-42 | 2042-43 | 2043-44 | 2044-45 | 2045-46 | 2046-47 | 2047-48 | 2048-49 | 2049-50
SA1 | Grid Battery pump | 0.09914 | 0.08918 | 0.11307 | 0.1167 | 0.11784 | 0.11665 | 0.11075 | 0.10199 | 0.088672 | 0.087122 | 0.082583 | 0.079319 | 0.078384 | 0.05966 | 0.057474 | 0.05583 | 0.053661 | 0.052351 | 0.047799 | 0.043887 | 0.034077 | 0.032357 | 0.030653 | 0.029211 | 0.029021 | 0.026985 | 0.026617 | 0.024003 | 0.019241
SA1 | Pumped Hydro Pump | 0 | 0 | 0 | 0 | 0 | 0 | 0 | 0 | 0 | 0 | 0 | 0 | 0 | 0 | 0 | 0 | 0 | 0 | 0 | 0 | 0 | 0 | 0 | 0 | 0 | 0 | 0 | 0 | 0
SA1 | VPP pump | 0.02775 | 0.042389 | 0.064609 | 0.07888 | 0.096878 | 0.11123 | 0.12641 | 0.13342 | 0.13562 | 0.13987 | 0.14105 | 0.14522 | 0.15025 | 0.15162 | 0.15215 | 0.15379 | 0.15736 | 0.1583 | 0.14838 | 0.14593 | 0.10915 | 0.1097 | 0.10755 | 0.10566 | 0.10992 | 0.1052 | 0.10602 | 0.086354 | 0.069292
Region | Technology | 2021-22 | 2022-23 | 2023-24 | 2024-25 | 2025-26 | 2026-27 | 2027-28 | 2028-29 | 2029-30 | 2030-31 | 2031-32 | 2032-33 | 2033-34 | 2034-35 | 2035-36 | 2036-37 | 2037-38 | 2038-39 | 2039-40 | 2040-41 | 2041-42 | 2042-43 | 2043-44 | 2044-45 | 2045-46 | 2046-47 | 2047-48 | 2048-49 | 2049-50
TAS1 | Grid Battery pump | 0 | 0 | 0 | 0 | 0 | 0 | 0 | 0 | 0 | 0 | 0 | 0 | 0 | 0 | 0 | 0 | 0 | 0 | 0 | 0 | 0 | 0 | 0 | 0 | 0 | 0 | 0 | 0 | 0
TAS1 | Pumped Hydro Pump | 0 | 0 | 0 | 0 | 0 | 0 | 0 | 0 | 0 | 0 | 0 | 0 | 0 | 0 | 0 | 0 | 0 | 0 | 0 | 0 | 0 | 0 | 0 | 0 | 0 | 0 | 0 | 0 | 0
TAS1 | VPP pump | 0.00052431 | 0.0013845 | 0.0011899 | 0.0010248 | 0.0029298 | 0.0055427 | 0.008474 | 0.0093785 | 0.010551 | 0.012194 | 0.019707 | 0.020125 | 0.021977 | 0.021158 | 0.020455 | 0.020234 | 0.018508 | 0.018722 | 0.018273 | 0.0168 | 0.017352 | 0.016628 | 0.015612 | 0.01473 | 0.014766 | 0.015557 | 0.016092 | 0.013951 | 0.011541

## BaseCase_FOM Cost
FOM cost by technology ($000s) - Base Case, Slow Change Scenario
FOM | Real June 2020 dollars discounted to 1 July 2020. For new entrant capacity, the FOM is incurred annually in modelling. For existing capacity, FOM is considered to be a sunk cost, since the fixed retirement dates are assumed to be the same in the Base Case and the case with Marinus Link. As such, early retirements are presented as an annual FOM saving, or negative cost, that continues until the assumed fixed date retirement.
Explicitly modelled generation
Region | Technology | 2021-22 | 2022-23 | 2023-24 | 2024-25 | 2025-26 | 2026-27 | 2027-28 | 2028-29 | 2029-30 | 2030-31 | 2031-32 | 2032-33 | 2033-34 | 2034-35 | 2035-36 | 2036-37 | 2037-38 | 2038-39 | 2039-40 | 2040-41 | 2041-42 | 2042-43 | 2043-44 | 2044-45 | 2045-46 | 2046-47 | 2047-48 | 2048-49 | 2049-50
NEM | Black Coal | 0 | 0 | 0 | -153888.3511 | -251368.003 | -276543.3922 | -136623.2049 | -256762.6632 | -277103.3129 | -289909.7714 | 122947.244 | 312228.3396 | 133680.4327 | -181689.7277 | -51192.8041 | -30776.6147 | -2230.1377 | -2148.4949 | -2075.4057 | -1993.8627 | 291447.2575 | -1850.548 | -3.9414e-05 | -1.6385e-05 | -6.4464e-06 | 0 | 0 | 0 | 0
NEM | Brown Coal | 0 | 0 | 0 | -221940.7287 | -213815.7311 | -205988.1806 | 127027.0074 | 348613.7684 | -147268.3365 | -106331.5944 | -65925.5326 | -27991.9552 | -26967.2016 | -25979.963 | -25096.1562 | -24110.1241 | 201223.355 | 349287.8707 | -21615.9049 | -20766.6125 | -20006.3704 | -19273.9599 | -18618.2832 | -17886.7678 | -17231.9536 | -16601.1114 | -16036.3604 | 0 | 0
NEM | CCGT | 1.376e-05 | 1.3256e-05 | 1.2805e-05 | 1.2302e-05 | 1.1851e-05 | 1.1418e-05 | 1.1029e-05 | 1.0596e-05 | 1.0208e-05 | 9.8342e-06 | 9.4997e-06 | 9.1264e-06 | 8.7923e-06 | 8.4705e-06 | 8.1823e-06 | 7.8608e-06 | 1.0744e-05 | 1.1088e-05 | 1.1953e-05 | 1.1484e-05 | 1.1654e-05 | 1.2305e-05 | 1.5124e-05 | 1.453e-05 | 1.5983e-05 | 1.7043e-05 | 1.6975e-05 | 2.0364e-05 | 1.9619e-05
NEM | Gas - Steam | 0 | 0 | 0 | 0 | 0 | 0 | 0 | 0 | 0 | 0 | 0 | 0 | 0 | 0 | 0 | 0 | 0 | 0 | 0 | 0 | 0 | 0 | 0 | 0 | 0 | 0 | 0 | 0 | 0
NEM | OCGT / Diesel | 7.2375e-05 | 6.9726e-05 | 6.7354e-05 | 6.4707e-05 | 6.2339e-05 | 6.0056e-05 | 5.8013e-05 | 5.5734e-05 | 5.3694e-05 | 5.1728e-05 | 4.9968e-05 | 4.8005e-05 | 4.6248e-05 | 4.4555e-05 | 4.3039e-05 | 4.6743e-05 | 4.5032e-05 | 4.3383e-05 | 5.3604e-05 | 5.3804e-05 | 9.278e-05 | 9.0878e-05 | 0.00013626 | 2937.3158 | 2829.784 | 5014.3544 | 4843.7721 | 9519.7057 | 9171.2001
NEM | Hydro | 0 | 0 | 0 | 0 | 0 | 0 | 0 | 0 | 0 | 0 | 0 | 0 | 0 | 0 | 0 | 0 | 0 | 0 | 0 | 0 | 0 | 0 | 0 | 0 | 0 | 0 | 0 | 0 | 0
NEM | Wind | 0.0015557 | 15773.1207 | 33690.1175 | 63408.0867 | 78169.4425 | 90204.8005 | 108575.9922 | 118563.9768 | 116829.997 | 115022.8623 | 138720.1084 | 135573.6103 | 132829.9151 | 130105.4064 | 127744.8811 | 124710.1167 | 159968.813 | 167325.3372 | 172870.7843 | 170120.2432 | 193472.9105 | 223409.9266 | 231912.7521 | 223270.0876 | 230818.4951 | 239530.3875 | 254251.4547 | 268243.8756 | 268645.1845
NEM | Solar PV | 0.000119 | 0.00018576 | 0.00018679 | 0.00020057 | 0.00020124 | 1596.3479 | 5995.9296 | 10090.9328 | 20182.2707 | 29521.2199 | 61817.0896 | 59388.2861 | 57214.1486 | 55119.6037 | 53244.5016 | 51152.5165 | 49279.8812 | 47475.8009 | 45860.7318 | 44058.8565 | 42445.9119 | 57768.6993 | 59910.716 | 57556.8143 | 62994.1131 | 88724.8294 | 95138.8876 | 105275.9203 | 115419.6398
NEM | Grid Battery | 0.00013792 | 0.00013287 | 0.00012835 | 0.00012331 | 0.0001188 | 0.00011445 | 0.00012806 | 0.00015747 | 0.00035789 | 0.00034832 | 0.00033647 | 0.00037384 | 0.0003753 | 0.00039314 | 0.00045053 | 0.00069284 | 2515.7831 | 2423.6831 | 3531.1729 | 4006.2022 | 16749.5127 | 18729.9482 | 19249.0472 | 28857.1541 | 28155.7518 | 27125.0018 | 26202.2421 | 30960.9387 | 32490.0115
NEM | Pumped Hydro | 0 | 0 | 0.00016621 | 0.00017268 | 0.00017201 | 0.00017346 | 0.0001762 | 0.00018189 | 25199.0206 | 24276.5131 | 23450.6556 | 22529.2756 | 21704.5044 | 20909.9272 | 20198.5969 | 19404.9907 | 18694.5977 | 18112.0052 | 19905.1325 | 19123.0566 | 18979.5409 | 20684.601 | 19980.936 | 19195.8818 | 23049.0698 | 29379.6466 | 29280.7915 | 33551.2614 | 32322.9879
NEM | VPP | 0 | 0 | 0 | 0 | 0 | 0 | 0 | 0 | 0 | 0 | 0 | 0 | 0 | 0 | 0 | 0 | 0 | 0 | 0 | 0 | 0 | 0 | 0 | 0 | 0 | 0 | 0 | 0 | 0
Total excluding storage |  | 0.0017608 | 15773.121 | 33690.1178 | -312420.9927 | -387014.2914 | -390730.4244 | 104975.7243 | 220506.0149 | -287359.3816 | -251697.2835 | 257558.9094 | 479198.2809 | 296757.2948 | -22444.6805 | 104700.4225 | 120975.8944 | 408241.9116 | 561940.514 | 195040.2056 | 191418.6247 | 507359.7097 | 260054.118 | 273205.1851 | 265877.4498 | 279410.4386 | 316668.4599 | 338197.754 | 383039.5016 | 393236.0244
Region | Technology | 2021-22 | 2022-23 | 2023-24 | 2024-25 | 2025-26 | 2026-27 | 2027-28 | 2028-29 | 2029-30 | 2030-31 | 2031-32 | 2032-33 | 2033-34 | 2034-35 | 2035-36 | 2036-37 | 2037-38 | 2038-39 | 2039-40 | 2040-41 | 2041-42 | 2042-43 | 2043-44 | 2044-45 | 2045-46 | 2046-47 | 2047-48 | 2048-49 | 2049-50
NSW1 | Black Coal | 0 | 0 | 0 | -53277.5684 | -154440.4666 | -148786.5768 | -143725.0379 | -138078.0578 | -159757.546 | -176859.8995 | -193956.6049 | 236652.8733 | -87521.2902 | -84317.2354 | -0.00064094 | -0.00061575 | -0.00059321 | -0.0005715 | -0.00055205 | -0.00053036 | -0.00051095 | 0 | 0 | 0 | 0 | 0 | 0 | 0 | 0
NSW1 | Brown Coal | 0 | 0 | 0 | 0 | 0 | 0 | 0 | 0 | 0 | 0 | 0 | 0 | 0 | 0 | 0 | 0 | 0 | 0 | 0 | 0 | 0 | 0 | 0 | 0 | 0 | 0 | 0 | 0 | 0
NSW1 | CCGT | 3.1751e-06 | 3.0589e-06 | 2.9548e-06 | 2.8387e-06 | 2.7348e-06 | 2.6347e-06 | 2.5451e-06 | 2.4451e-06 | 2.3556e-06 | 2.2693e-06 | 2.1921e-06 | 2.106e-06 | 2.0289e-06 | 1.9546e-06 | 1.8881e-06 | 1.8139e-06 | 2.69e-06 | 3.3289e-06 | 3.2156e-06 | 3.0893e-06 | 3.567e-06 | 3.4364e-06 | 4.9835e-06 | 4.7877e-06 | 4.6125e-06 | 6.0881e-06 | 5.881e-06 | 5.6499e-06 | 5.4431e-06
NSW1 | Gas - Steam | 0 | 0 | 0 | 0 | 0 | 0 | 0 | 0 | 0 | 0 | 0 | 0 | 0 | 0 | 0 | 0 | 0 | 0 | 0 | 0 | 0 | 0 | 0 | 0 | 0 | 0 | 0 | 0 | 0
NSW1 | OCGT / Diesel | 1.5055e-05 | 1.4504e-05 | 1.401e-05 | 1.346e-05 | 1.2967e-05 | 1.2492e-05 | 1.2068e-05 | 1.1593e-05 | 1.1169e-05 | 1.076e-05 | 1.0394e-05 | 9.9856e-06 | 9.6201e-06 | 9.2679e-06 | 8.9526e-06 | 8.6009e-06 | 8.286e-06 | 7.9827e-06 | 1.0593e-05 | 1.0177e-05 | 2.6452e-05 | 2.5484e-05 | 6.6325e-05 | 2650.3993 | 2553.3712 | 2459.8952 | 2376.2125 | 3575.1953 | 3444.3115
NSW1 | Hydro | 0 | 0 | 0 | 0 | 0 | 0 | 0 | 0 | 0 | 0 | 0 | 0 | 0 | 0 | 0 | 0 | 0 | 0 | 0 | 0 | 0 | 0 | 0 | 0 | 0 | 0 | 0 | 0 | 0
NSW1 | Wind | 0.0002794 | 15773.1195 | 30478.3767 | 43918.8306 | 56417.9345 | 66334.19 | 72467.4202 | 77597.3161 | 74756.5667 | 72019.8138 | 94794.7649 | 91070.2632 | 87736.2845 | 84524.359 | 81648.9428 | 78440.9425 | 75569.3089 | 74303.7748 | 71776.0504 | 69047.3389 | 92800.9921 | 113778.2667 | 112842.3314 | 108408.7378 | 104440.0176 | 104708.6362 | 102261.7103 | 98243.8311 | 94647.2387
NSW1 | Solar PV | 2.8204e-05 | 6.3052e-05 | 6.2786e-05 | 7.0913e-05 | 7.6332e-05 | 1596.3478 | 5995.9295 | 10090.9326 | 20182.2706 | 29521.2197 | 61817.0894 | 59388.2859 | 57214.1484 | 55119.6035 | 53244.5014 | 51152.5163 | 49279.8809 | 47475.8005 | 45860.7314 | 44058.8558 | 42445.9112 | 48927.0606 | 47817.1579 | 45938.414 | 46846.4115 | 62078.2983 | 64357.3185 | 61828.709 | 62557.3565
NSW1 | Grid Battery | 4.7604e-05 | 4.5861e-05 | 4.4301e-05 | 4.2561e-05 | 4.1003e-05 | 3.9502e-05 | 4.1563e-05 | 3.993e-05 | 0.00020707 | 0.00019949 | 0.0001927 | 0.0001934 | 0.00018632 | 0.00018349 | 0.00017725 | 0.00017334 | 0.00017451 | 0.00017163 | 0.00018152 | 0.00017438 | 0.00035978 | 0.00034661 | 1156.2694 | 2908.9593 | 3157.4909 | 3041.8988 | 2938.417 | 2822.9662 | 2719.6206
NSW1 | Pumped Hydro | 0 | 0 | 4.9198e-05 | 5.0645e-05 | 4.8791e-05 | 4.7004e-05 | 4.5405e-05 | 4.5696e-05 | 25199.0205 | 24276.513 | 23450.6554 | 22529.2754 | 21704.5043 | 20909.9271 | 20198.5967 | 19404.9905 | 18694.5959 | 18010.208 | 17397.5226 | 16713.9711 | 16102.0917 | 15512.6124 | 14984.8922 | 14396.1334 | 13869.1073 | 13361.3751 | 12906.8373 | 12399.7256 | 11945.7857
NSW1 | VPP | 0 | 0 | 0 | 0 | 0 | 0 | 0 | 0 | 0 | 0 | 0 | 0 | 0 | 0 | 0 | 0 | 0 | 0 | 0 | 0 | 0 | 0 | 0 | 0 | 0 | 0 | 0 | 0 | 0
Total excluding storage |  | 0.00032584 | 15773.1196 | 30478.3768 | -9358.7377 | -98022.532 | -80856.0391 | -65261.6882 | -50389.8091 | -64818.7087 | -75318.8659 | -37344.7505 | 387111.4225 | 57429.1427 | 55326.7271 | 134893.4435 | 129593.4583 | 124849.1892 | 121779.5747 | 117636.7812 | 113106.1942 | 135246.9029 | 162705.3273 | 160659.4893 | 156997.5511 | 153839.8003 | 169246.8296 | 168995.2412 | 163647.7353 | 160648.9067
Region | Technology | 2021-22 | 2022-23 | 2023-24 | 2024-25 | 2025-26 | 2026-27 | 2027-28 | 2028-29 | 2029-30 | 2030-31 | 2031-32 | 2032-33 | 2033-34 | 2034-35 | 2035-36 | 2036-37 | 2037-38 | 2038-39 | 2039-40 | 2040-41 | 2041-42 | 2042-43 | 2043-44 | 2044-45 | 2045-46 | 2046-47 | 2047-48 | 2048-49 | 2049-50
QLD1 | Black Coal | 0 | 0 | 0 | -100610.7827 | -96927.5364 | -127756.8153 | 7101.833 | -118684.6054 | -117345.7669 | -113049.8719 | 316903.8489 | 75575.4663 | 221201.7229 | -97372.4923 | -51192.8035 | -30776.6141 | -2230.1371 | -2148.4943 | -2075.4051 | -1993.8621 | 291447.258 | -1850.548 | -3.9414e-05 | -1.6385e-05 | -6.4464e-06 | 0 | 0 | 0 | 0
QLD1 | Brown Coal | 0 | 0 | 0 | 0 | 0 | 0 | 0 | 0 | 0 | 0 | 0 | 0 | 0 | 0 | 0 | 0 | 0 | 0 | 0 | 0 | 0 | 0 | 0 | 0 | 0 | 0 | 0 | 0 | 0
QLD1 | CCGT | 3.374e-06 | 3.2505e-06 | 3.1399e-06 | 3.0166e-06 | 2.9061e-06 | 2.7997e-06 | 2.7045e-06 | 2.5982e-06 | 2.5031e-06 | 2.4115e-06 | 2.3295e-06 | 2.2379e-06 | 2.156e-06 | 2.0771e-06 | 2.0064e-06 | 1.9276e-06 | 2.5916e-06 | 2.4967e-06 | 2.4118e-06 | 2.317e-06 | 2.2322e-06 | 3.228e-06 | 3.1182e-06 | 2.9957e-06 | 4.8713e-06 | 4.693e-06 | 4.5334e-06 | 4.3552e-06 | 4.1958e-06
QLD1 | Gas - Steam | 0 | 0 | 0 | 0 | 0 | 0 | 0 | 0 | 0 | 0 | 0 | 0 | 0 | 0 | 0 | 0 | 0 | 0 | 0 | 0 | 0 | 0 | 0 | 0 | 0 | 0 | 0 | 0 | 0
QLD1 | OCGT / Diesel | 1.5011e-05 | 1.4462e-05 | 1.397e-05 | 1.3421e-05 | 1.2929e-05 | 1.2456e-05 | 1.2032e-05 | 1.156e-05 | 1.1136e-05 | 1.0729e-05 | 1.0364e-05 | 9.9566e-06 | 9.5921e-06 | 9.2409e-06 | 8.9266e-06 | 8.5758e-06 | 8.2619e-06 | 7.9594e-06 | 9.9406e-06 | 9.5501e-06 | 9.2004e-06 | 1.0359e-05 | 1.0006e-05 | 9.613e-06 | 2.5856e-05 | 2288.1656 | 2210.325 | 4558.049 | 4391.184
QLD1 | Hydro | 0 | 0 | 0 | 0 | 0 | 0 | 0 | 0 | 0 | 0 | 0 | 0 | 0 | 0 | 0 | 0 | 0 | 0 | 0 | 0 | 0 | 0 | 0 | 0 | 0 | 0 | 0 | 0 | 0
QLD1 | Wind | 0.00072225 | 0.00070271 | 0.00069395 | 13318.1506 | 12830.5884 | 12360.8884 | 22174.1827 | 24874.196 | 23963.58 | 23086.3006 | 22300.9326 | 21424.7253 | 20640.3905 | 19884.7693 | 19208.3136 | 18453.6158 | 42049.4813 | 40510.0976 | 39131.9932 | 38066.9208 | 39972.5123 | 47610.7229 | 52283.8457 | 50229.6049 | 51226.5094 | 58682.1696 | 56685.8733 | 54458.6761 | 56997.5445
QLD1 | Solar PV | 3.9887e-05 | 5.6842e-05 | 5.4909e-05 | 5.4282e-05 | 5.2295e-05 | 5.038e-05 | 5.1834e-05 | 7.7445e-05 | 0.00012013 | 0.00011573 | 0.0001118 | 0.0001074 | 0.00010347 | 9.9684e-05 | 9.6293e-05 | 9.251e-05 | 0.0001078 | 0.00010385 | 0.00010032 | 0.00010336 | 0.00010914 | 8473.6295 | 8944.1472 | 8592.7302 | 12105.1272 | 22751.9466 | 21977.953 | 21114.4356 | 26619.0879
QLD1 | Grid Battery | 2.2638e-05 | 2.1809e-05 | 2.1067e-05 | 2.024e-05 | 1.9499e-05 | 1.8785e-05 | 2.5297e-05 | 4.7453e-05 | 4.5715e-05 | 4.4042e-05 | 4.2544e-05 | 5.4131e-05 | 6.7293e-05 | 6.483e-05 | 6.2624e-05 | 6.0164e-05 | 2515.7825 | 2423.6825 | 2341.2318 | 2863.0141 | 7659.7357 | 9972.9376 | 9633.6704 | 13357.3824 | 12868.3839 | 12397.287 | 11975.5463 | 11505.0251 | 13746.3569
QLD1 | Pumped Hydro | 0 | 0 | 2.1688e-05 | 2.5423e-05 | 2.4492e-05 | 2.7453e-05 | 2.6519e-05 | 3.6013e-05 | 3.4694e-05 | 3.3424e-05 | 3.2287e-05 | 3.9911e-05 | 4.0393e-05 | 3.8915e-05 | 3.7591e-05 | 3.6114e-05 | 0.0012035 | 0.0011595 | 0.00112 | 0.001076 | 556.5586 | 2936.0631 | 2836.1818 | 2724.7477 | 6211.77 | 13158.7412 | 12711.0968 | 12211.6757 | 11764.6202
QLD1 | VPP | 0 | 0 | 0 | 0 | 0 | 0 | 0 | 0 | 0 | 0 | 0 | 0 | 0 | 0 | 0 | 0 | 0 | 0 | 0 | 0 | 0 | 0 | 0 | 0 | 0 | 0 | 0 | 0 | 0
Total excluding storage |  | 0.00078052 | 0.00077726 | 0.00076596 | -87292.632 | -84096.948 | -115395.9269 | 29276.0157 | -93810.4093 | -93382.1868 | -89963.5712 | 339204.7816 | 97000.1918 | 241842.1136 | -77487.7229 | -31984.4898 | -12322.9981 | 39819.3443 | 38361.6034 | 37056.5882 | 36073.0588 | 331419.7705 | 54233.8044 | 61227.9929 | 58822.3352 | 63331.6366 | 83722.2818 | 80874.1513 | 80131.1608 | 88007.8164
Region | Technology | 2021-22 | 2022-23 | 2023-24 | 2024-25 | 2025-26 | 2026-27 | 2027-28 | 2028-29 | 2029-30 | 2030-31 | 2031-32 | 2032-33 | 2033-34 | 2034-35 | 2035-36 | 2036-37 | 2037-38 | 2038-39 | 2039-40 | 2040-41 | 2041-42 | 2042-43 | 2043-44 | 2044-45 | 2045-46 | 2046-47 | 2047-48 | 2048-49 | 2049-50
VIC1 | Black Coal | 0 | 0 | 0 | 0 | 0 | 0 | 0 | 0 | 0 | 0 | 0 | 0 | 0 | 0 | 0 | 0 | 0 | 0 | 0 | 0 | 0 | 0 | 0 | 0 | 0 | 0 | 0 | 0 | 0
VIC1 | Brown Coal | 0 | 0 | 0 | -221940.7287 | -213815.7311 | -205988.1806 | 127027.0074 | 348613.7684 | -147268.3365 | -106331.5944 | -65925.5326 | -27991.9552 | -26967.2016 | -25979.963 | -25096.1562 | -24110.1241 | 201223.355 | 349287.8707 | -21615.9049 | -20766.6125 | -20006.3704 | -19273.9599 | -18618.2832 | -17886.7678 | -17231.9536 | -16601.1114 | -16036.3604 | 0 | 0
VIC1 | CCGT | 2.516e-06 | 2.4239e-06 | 2.3414e-06 | 2.2494e-06 | 2.1671e-06 | 2.0877e-06 | 2.0167e-06 | 1.9375e-06 | 1.8666e-06 | 1.7982e-06 | 1.7371e-06 | 1.6688e-06 | 1.6077e-06 | 1.5489e-06 | 1.4962e-06 | 1.4374e-06 | 2.1945e-06 | 2.1142e-06 | 2.5991e-06 | 2.497e-06 | 2.4056e-06 | 2.3175e-06 | 2.7764e-06 | 2.6673e-06 | 2.5697e-06 | 2.4756e-06 | 2.9034e-06 | 5.4255e-06 | 5.2269e-06
VIC1 | Gas - Steam | 0 | 0 | 0 | 0 | 0 | 0 | 0 | 0 | 0 | 0 | 0 | 0 | 0 | 0 | 0 | 0 | 0 | 0 | 0 | 0 | 0 | 0 | 0 | 0 | 0 | 0 | 0 | 0 | 0
VIC1 | OCGT / Diesel | 1.405e-05 | 1.3536e-05 | 1.3075e-05 | 1.2562e-05 | 1.2102e-05 | 1.1659e-05 | 1.1262e-05 | 1.082e-05 | 1.0424e-05 | 1.0042e-05 | 9.7003e-06 | 9.3192e-06 | 8.978e-06 | 8.6493e-06 | 8.3551e-06 | 1.0022e-05 | 9.6553e-06 | 9.3019e-06 | 1.2064e-05 | 1.2109e-05 | 2.2237e-05 | 2.1423e-05 | 2.0694e-05 | 3.7336e-05 | 3.597e-05 | 3.4653e-05 | 3.3474e-05 | 555.2618 | 534.9343
VIC1 | Hydro | 0 | 0 | 0 | 0 | 0 | 0 | 0 | 0 | 0 | 0 | 0 | 0 | 0 | 0 | 0 | 0 | 0 | 0 | 0 | 0 | 0 | 0 | 0 | 0 | 0 | 0 | 0 | 0 | 0
VIC1 | Wind | 0.00016114 | 0.00015524 | 0.00014996 | 0.00016509 | 0.00015904 | 0.00015322 | 0.00014801 | 0.00014659 | 0.00014123 | 0.00013606 | 0.00013143 | 0.00013869 | 0.00013361 | 0.00015197 | 0.0001468 | 0.0001673 | 0.00034989 | 43.9728 | 3808.6637 | 5365.6719 | 5169.2408 | 6376.5706 | 13035.1625 | 12523.0089 | 24950.8737 | 26241.3743 | 46430.5498 | 67374.173 | 70117.8285
VIC1 | Solar PV | 1.0778e-05 | 1.231e-05 | 1.1891e-05 | 2.0417e-05 | 1.9669e-05 | 1.8949e-05 | 1.8304e-05 | 1.7585e-05 | 1.6941e-05 | 1.6321e-05 | 1.5766e-05 | 2.1604e-05 | 2.0813e-05 | 2.0051e-05 | 1.9369e-05 | 2.2283e-05 | 3.686e-05 | 4.4544e-05 | 6.8461e-05 | 7.016e-05 | 6.7591e-05 | 9.5007e-05 | 0.00014776 | 0.00014195 | 0.00020139 | 0.0043005 | 2345.2447 | 14900.1586 | 19082.678
VIC1 | Grid Battery | 2.1948e-05 | 2.1145e-05 | 2.0425e-05 | 1.9623e-05 | 1.8905e-05 | 1.8212e-05 | 2.0168e-05 | 2.3398e-05 | 3.4761e-05 | 3.5094e-05 | 3.39e-05 | 4.489e-05 | 4.3247e-05 | 5.316e-05 | 8.7968e-05 | 8.4512e-05 | 8.1418e-05 | 9.5148e-05 | 1189.9401 | 1143.1871 | 3945.3107 | 3800.8774 | 3671.5762 | 6354.7017 | 6122.0633 | 5897.9415 | 5697.3007 | 11261.6397 | 10849.3639
VIC1 | Pumped Hydro | 0 | 0 | 2.1784e-05 | 2.5961e-05 | 2.7338e-05 | 2.6337e-05 | 3.122e-05 | 2.9994e-05 | 2.8896e-05 | 2.7838e-05 | 2.6891e-05 | 3.9968e-05 | 3.8505e-05 | 4.8985e-05 | 5.0739e-05 | 4.8746e-05 | 0.00045826 | 101.7959 | 2507.6087 | 2409.0843 | 2320.8905 | 2235.9253 | 2159.8619 | 2075.0006 | 2968.1924 | 2859.5302 | 3662.8573 | 8939.86 | 8612.5819
VIC1 | VPP | 0 | 0 | 0 | 0 | 0 | 0 | 0 | 0 | 0 | 0 | 0 | 0 | 0 | 0 | 0 | 0 | 0 | 0 | 0 | 0 | 0 | 0 | 0 | 0 | 0 | 0 | 0 | 0 | 0
Total excluding storage |  | 0.00018848 | 0.00018351 | 0.00017727 | -221940.7285 | -213815.7309 | -205988.1805 | 127027.0076 | 348613.7686 | -147268.3363 | -106331.5942 | -65925.5324 | -27991.9551 | -26967.2014 | -25979.9629 | -25096.156 | -24110.1239 | 201223.3554 | 349331.8436 | -17807.2411 | -15400.9404 | -14837.1295 | -12897.3893 | -5583.1205 | -5363.7588 | 7718.9203 | 9640.2672 | 32739.434 | 82829.5934 | 89735.4408
Region | Technology | 2021-22 | 2022-23 | 2023-24 | 2024-25 | 2025-26 | 2026-27 | 2027-28 | 2028-29 | 2029-30 | 2030-31 | 2031-32 | 2032-33 | 2033-34 | 2034-35 | 2035-36 | 2036-37 | 2037-38 | 2038-39 | 2039-40 | 2040-41 | 2041-42 | 2042-43 | 2043-44 | 2044-45 | 2045-46 | 2046-47 | 2047-48 | 2048-49 | 2049-50
SA1 | Black Coal | 0 | 0 | 0 | 0 | 0 | 0 | 0 | 0 | 0 | 0 | 0 | 0 | 0 | 0 | 0 | 0 | 0 | 0 | 0 | 0 | 0 | 0 | 0 | 0 | 0 | 0 | 0 | 0 | 0
SA1 | Brown Coal | 0 | 0 | 0 | 0 | 0 | 0 | 0 | 0 | 0 | 0 | 0 | 0 | 0 | 0 | 0 | 0 | 0 | 0 | 0 | 0 | 0 | 0 | 0 | 0 | 0 | 0 | 0 | 0 | 0
SA1 | CCGT | 2.449e-06 | 2.3593e-06 | 2.2791e-06 | 2.1895e-06 | 2.1094e-06 | 2.0321e-06 | 1.963e-06 | 1.8859e-06 | 1.8168e-06 | 1.7503e-06 | 1.6908e-06 | 1.6244e-06 | 1.5649e-06 | 1.5076e-06 | 1.4563e-06 | 1.3991e-06 | 2.0318e-06 | 1.9574e-06 | 2.5768e-06 | 2.4755e-06 | 2.3849e-06 | 2.2976e-06 | 3.2552e-06 | 3.1273e-06 | 3.0128e-06 | 2.9025e-06 | 2.8038e-06 | 4.114e-06 | 3.9634e-06
SA1 | Gas - Steam | 0 | 0 | 0 | 0 | 0 | 0 | 0 | 0 | 0 | 0 | 0 | 0 | 0 | 0 | 0 | 0 | 0 | 0 | 0 | 0 | 0 | 0 | 0 | 0 | 0 | 0 | 0 | 0 | 0
SA1 | OCGT / Diesel | 1.4094e-05 | 1.3578e-05 | 1.3116e-05 | 1.2601e-05 | 1.214e-05 | 1.1695e-05 | 1.1297e-05 | 1.0853e-05 | 1.0456e-05 | 1.0073e-05 | 9.7306e-06 | 9.3483e-06 | 9.0061e-06 | 8.6764e-06 | 8.3812e-06 | 1.1452e-05 | 1.1032e-05 | 1.0629e-05 | 1.3752e-05 | 1.4998e-05 | 2.8175e-05 | 2.7144e-05 | 3.2981e-05 | 286.9164 | 276.4127 | 266.2936 | 257.2346 | 831.1996 | 800.7703
SA1 | Hydro | 0 | 0 | 0 | 0 | 0 | 0 | 0 | 0 | 0 | 0 | 0 | 0 | 0 | 0 | 0 | 0 | 0 | 0 | 0 | 0 | 0 | 0 | 0 | 0 | 0 | 0 | 0 | 0 | 0
SA1 | Wind | 0.00026528 | 0.00025556 | 0.00030828 | 0.00029617 | 0.00028533 | 0.00027488 | 0.00026553 | 0.00027658 | 0.00026646 | 0.0002567 | 0.00024797 | 0.00028231 | 0.00027197 | 0.00030356 | 0.00029324 | 0.00054871 | 13641.0566 | 22965.7348 | 27812.3796 | 26719.6267 | 25741.4516 | 26946.1835 | 26029.5071 | 25476.0287 | 24543.3803 | 25179.793 | 24995.7974 | 25227.8231 | 24782.985
SA1 | Solar PV | 3.565e-05 | 4.7156e-05 | 4.7218e-05 | 4.5363e-05 | 4.3702e-05 | 4.2102e-05 | 4.067e-05 | 3.9072e-05 | 3.7642e-05 | 3.6264e-05 | 3.503e-05 | 5.5008e-05 | 5.2995e-05 | 5.7888e-05 | 5.5919e-05 | 6.4212e-05 | 0.00017121 | 0.00017373 | 0.0002356 | 0.00052627 | 0.000507 | 368.0091 | 3149.4108 | 3025.6699 | 4042.5742 | 3894.5802 | 6458.3714 | 7432.617 | 7160.5174
SA1 | Grid Battery | 2.3512e-05 | 2.2651e-05 | 2.1881e-05 | 2.1021e-05 | 2.0252e-05 | 1.951e-05 | 2.1492e-05 | 2.439e-05 | 3.8733e-05 | 3.7315e-05 | 3.6046e-05 | 4.825e-05 | 4.6484e-05 | 5.7458e-05 | 8.8025e-05 | 0.00033882 | 0.00032642 | 0.00031447 | 0.00076685 | 0.00074287 | 5144.4658 | 4956.1328 | 4787.5311 | 6236.1107 | 6007.8137 | 5787.8745 | 5590.978 | 5371.3076 | 5174.6701
SA1 | Pumped Hydro | 0 | 0 | 1.837e-05 | 1.7648e-05 | 1.7002e-05 | 1.638e-05 | 1.5822e-05 | 1.5201e-05 | 1.4644e-05 | 1.4108e-05 | 1.3628e-05 | 1.7869e-05 | 1.7215e-05 | 1.8738e-05 | 2.0236e-05 | 3.282e-05 | 3.1618e-05 | 3.0461e-05 | 3.3141e-05 | 3.1839e-05 | 3.6857e-05 | 3.5508e-05 | 3.43e-05 | 3.9583e-05 | 4.4282e-05 | 4.2661e-05 | 4.1209e-05 | 3.959e-05 | 3.8141e-05
SA1 | VPP | 0 | 0 | 0 | 0 | 0 | 0 | 0 | 0 | 0 | 0 | 0 | 0 | 0 | 0 | 0 | 0 | 0 | 0 | 0 | 0 | 0 | 0 | 0 | 0 | 0 | 0 | 0 | 0 | 0
Total excluding storage |  | 0.00031747 | 0.00031866 | 0.00037089 | 0.00035632 | 0.00034328 | 0.00033071 | 0.00031946 | 0.00032839 | 0.00031637 | 0.00030479 | 0.00029442 | 0.00034829 | 0.00033554 | 0.00037164 | 0.00035899 | 0.00062577 | 13641.0568 | 22965.735 | 27812.3798 | 26719.6272 | 25741.4521 | 27314.1927 | 29178.9179 | 28788.615 | 28862.3672 | 29340.6668 | 31711.4034 | 33491.6398 | 32744.2727
Region | Technology | 2021-22 | 2022-23 | 2023-24 | 2024-25 | 2025-26 | 2026-27 | 2027-28 | 2028-29 | 2029-30 | 2030-31 | 2031-32 | 2032-33 | 2033-34 | 2034-35 | 2035-36 | 2036-37 | 2037-38 | 2038-39 | 2039-40 | 2040-41 | 2041-42 | 2042-43 | 2043-44 | 2044-45 | 2045-46 | 2046-47 | 2047-48 | 2048-49 | 2049-50
TAS1 | Black Coal | 0 | 0 | 0 | 0 | 0 | 0 | 0 | 0 | 0 | 0 | 0 | 0 | 0 | 0 | 0 | 0 | 0 | 0 | 0 | 0 | 0 | 0 | 0 | 0 | 0 | 0 | 0 | 0 | 0
TAS1 | Brown Coal | 0 | 0 | 0 | 0 | 0 | 0 | 0 | 0 | 0 | 0 | 0 | 0 | 0 | 0 | 0 | 0 | 0 | 0 | 0 | 0 | 0 | 0 | 0 | 0 | 0 | 0 | 0 | 0 | 0
TAS1 | CCGT | 2.2454e-06 | 2.1632e-06 | 2.0897e-06 | 2.0075e-06 | 1.9341e-06 | 1.8633e-06 | 1.7999e-06 | 1.7291e-06 | 1.6658e-06 | 1.6049e-06 | 1.5503e-06 | 1.4894e-06 | 1.4348e-06 | 1.3823e-06 | 1.3353e-06 | 1.2828e-06 | 1.2359e-06 | 1.1906e-06 | 1.1501e-06 | 1.1049e-06 | 1.0645e-06 | 1.0255e-06 | 9.9062e-07 | 9.5169e-07 | 9.1685e-07 | 8.8329e-07 | 8.5324e-07 | 8.1972e-07 | 7.8971e-07
TAS1 | Gas - Steam | 0 | 0 | 0 | 0 | 0 | 0 | 0 | 0 | 0 | 0 | 0 | 0 | 0 | 0 | 0 | 0 | 0 | 0 | 0 | 0 | 0 | 0 | 0 | 0 | 0 | 0 | 0 | 0 | 0
TAS1 | OCGT / Diesel | 1.4165e-05 | 1.3646e-05 | 1.3182e-05 | 1.2664e-05 | 1.2201e-05 | 1.1754e-05 | 1.1354e-05 | 1.0908e-05 | 1.0509e-05 | 1.0124e-05 | 9.7796e-06 | 9.3953e-06 | 9.0514e-06 | 8.72e-06 | 8.4234e-06 | 8.0924e-06 | 7.7961e-06 | 7.5107e-06 | 7.2552e-06 | 6.9702e-06 | 6.715e-06 | 6.4692e-06 | 6.2491e-06 | 6.0036e-06 | 5.7838e-06 | 5.5721e-06 | 5.3825e-06 | 5.171e-06 | 4.9817e-06
TAS1 | Hydro | 0 | 0 | 0 | 0 | 0 | 0 | 0 | 0 | 0 | 0 | 0 | 0 | 0 | 0 | 0 | 0 | 0 | 0 | 0 | 0 | 0 | 0 | 0 | 0 | 0 | 0 | 0 | 0 | 0
TAS1 | Wind | 0.0001276 | 0.00012293 | 3211.7397 | 6171.105 | 8920.9192 | 11509.7217 | 13934.3889 | 16092.4644 | 18109.85 | 19916.7475 | 21624.4105 | 23078.6213 | 24453.2396 | 25696.2777 | 26887.6243 | 27815.5576 | 28708.9659 | 29501.7573 | 30341.6974 | 30920.6849 | 29788.7138 | 28698.1829 | 27721.9055 | 26632.7073 | 25657.7142 | 24718.4145 | 23877.524 | 22939.3722 | 22099.5879
TAS1 | Solar PV | 4.4834e-06 | 6.4024e-06 | 9.9889e-06 | 9.5964e-06 | 9.2451e-06 | 8.9067e-06 | 1.058e-05 | 1.0164e-05 | 1.3084e-05 | 1.6872e-05 | 2.4858e-05 | 2.3882e-05 | 2.3007e-05 | 2.2165e-05 | 2.1411e-05 | 2.057e-05 | 2.3835e-05 | 2.6773e-05 | 2.8049e-05 | 3.901e-05 | 3.7582e-05 | 3.6206e-05 | 3.4974e-05 | 3.36e-05 | 3.237e-05 | 3.1185e-05 | 3.0124e-05 | 2.894e-05 | 2.7881e-05
TAS1 | Grid Battery | 2.222e-05 | 2.1407e-05 | 2.0679e-05 | 1.9866e-05 | 1.9139e-05 | 1.8438e-05 | 1.9543e-05 | 2.2298e-05 | 3.1612e-05 | 3.2377e-05 | 3.1276e-05 | 3.3168e-05 | 3.1954e-05 | 3.4205e-05 | 3.4665e-05 | 3.6001e-05 | 3.6778e-05 | 3.7178e-05 | 3.8792e-05 | 4.1691e-05 | 5.1957e-05 | 5.2466e-05 | 5.384e-05 | 5.4105e-05 | 5.4097e-05 | 5.5382e-05 | 5.6935e-05 | 5.8755e-05 | 6.4636e-05
TAS1 | Pumped Hydro | 0 | 0 | 5.517e-05 | 5.3002e-05 | 5.439e-05 | 5.6289e-05 | 5.7233e-05 | 5.4984e-05 | 5.5748e-05 | 5.6053e-05 | 5.7392e-05 | 5.7517e-05 | 5.814e-05 | 5.8614e-05 | 5.9549e-05 | 5.9797e-05 | 5.9861e-05 | 6.0288e-05 | 6.0577e-05 | 6.0918e-05 | 6.0979e-05 | 6.1254e-05 | 6.1904e-05 | 6.2054e-05 | 6.2483e-05 | 6.247e-05 | 6.3273e-05 | 6.3378e-05 | 6.4022e-05
TAS1 | VPP | 0 | 0 | 0 | 0 | 0 | 0 | 0 | 0 | 0 | 0 | 0 | 0 | 0 | 0 | 0 | 0 | 0 | 0 | 0 | 0 | 0 | 0 | 0 | 0 | 0 | 0 | 0 | 0 | 0
Total excluding storage |  | 0.0001485 | 0.00014514 | 3211.7397 | 6171.105 | 8920.9193 | 11509.7217 | 13934.3889 | 16092.4644 | 18109.85 | 19916.7476 | 21624.4105 | 23078.6213 | 24453.2396 | 25696.2777 | 26887.6244 | 27815.5576 | 28708.9659 | 29501.7574 | 30341.6974 | 30920.6849 | 29788.7138 | 28698.1829 | 27721.9055 | 26632.7073 | 25657.7142 | 24718.4145 | 23877.524 | 22939.3722 | 22099.5879

## BaseCase_Fuel Cost
Fuel cost by technology ($000s) - Base Case, Slow Change Scenario
Fuel | Real June 2020 dollars discounted to 1 July 2020
Explicitly modelled generation
Region | Technology | 2021-22 | 2022-23 | 2023-24 | 2024-25 | 2025-26 | 2026-27 | 2027-28 | 2028-29 | 2029-30 | 2030-31 | 2031-32 | 2032-33 | 2033-34 | 2034-35 | 2035-36 | 2036-37 | 2037-38 | 2038-39 | 2039-40 | 2040-41 | 2041-42 | 2042-43 | 2043-44 | 2044-45 | 2045-46 | 2046-47 | 2047-48 | 2048-49 | 2049-50
NEM | Black Coal | 1579899.1413 | 1399110.279 | 1333566.4802 | 1221747.0982 | 1163812.4098 | 1005009.8545 | 927163.7891 | 939594.8725 | 634221.335 | 526992.2459 | 358289.04 | 374770.0223 | 389292.1561 | 354338.9924 | 304144.0595 | 317133.2043 | 318748.6857 | 303302.2906 | 270654.934 | 248514.4725 | 225750.2915 | 157904.894 | 122154.691 | 90752.3982 | 73709.8674 | 49821.8202 | 45953.9645 | 41602.178 | 37716.273
NEM | Brown Coal | 205786.7499 | 173251.0959 | 182107.2011 | 116840.3577 | 118382.5404 | 115355.2011 | 101621.9941 | 100727.2697 | 95737.9488 | 98047.3728 | 88716.6937 | 86981.149 | 86920.296 | 83260.1317 | 81583.0963 | 77035.3288 | 71001.5711 | 70464.9242 | 60544.2926 | 61536.875 | 63746.063 | 61011.3564 | 56504.1077 | 54558.4074 | 50408.8274 | 51565.0555 | 30249.3627 | 0 | 0
NEM | CCGT | 203162.7756 | 201897.9325 | 155430.8799 | 160059.6345 | 157954.6499 | 163978.4192 | 142766.5724 | 186003.6875 | 118846.6739 | 123529.1546 | 130032.7552 | 140070.1387 | 124875.619 | 126601.9804 | 107876.2042 | 103001.2799 | 85618.2121 | 120075.9804 | 143606.294 | 140987.3491 | 111959.7834 | 156240.1101 | 104361.0309 | 102142.269 | 59578.1851 | 46147.8972 | 44991.7572 | 43665.4054 | 42505.6853
NEM | Gas - Steam | 90124.4015 | 91789.7245 | 86344.2035 | 15176.525 | 14423.1626 | 14332.8568 | 13176.1724 | 15986.522 | 11610.4055 | 11862.6396 | 11987.0148 | 12292.7566 | 11504.6117 | 10588.267 | 4984.4478 | 4530.1534 | 5645.2343 | 4533.1861 | 3123.6212 | 3078.4892 | 2912.4305 | 4257.868 | 4830.394 | 4526.1015 | 6270.2225 | 0 | 0 | 0 | 0
NEM | OCGT / Diesel | 2150.4629 | 1288.7985 | 6374.8791 | 6558.1859 | 1618.0054 | 5081.1981 | 2534.38 | 17095.7489 | 322.4311 | 196.0189 | 306.2456 | 4860.0379 | 2728.9665 | 1051.2542 | 6094.7687 | 5552.4739 | 12557.997 | 14181.3508 | 41100.1089 | 46157.1929 | 32724.1434 | 26725.1897 | 105158.6817 | 55816.5992 | 80730.5171 | 94016.9115 | 159643.5062 | 279541.6048 | 273967.4844
NEM | Hydro | 0 | 0 | 0 | 0 | 0 | 0 | 0 | 0 | 0 | 0 | 0 | 0 | 0 | 0 | 0 | 0 | 0 | 0 | 0 | 0 | 0 | 0 | 0 | 0 | 0 | 0 | 0 | 0 | 0
NEM | Wind | 0 | 0 | 0 | 0 | 0 | 0 | 0 | 0 | 0 | 0 | 0 | 0 | 0 | 0 | 0 | 0 | 0 | 0 | 0 | 0 | 0 | 0 | 0 | 0 | 0 | 0 | 0 | 0 | 0
NEM | Solar PV | 0 | 0 | 0 | 0 | 0 | 0 | 0 | 0 | 0 | 0 | 0 | 0 | 0 | 0 | 0 | 0 | 0 | 0 | 0 | 0 | 0 | 0 | 0 | 0 | 0 | 0 | 0 | 0 | 0
NEM | Grid Battery | 0 | 0 | 0 | 0 | 0 | 0 | 0 | 0 | 0 | 0 | 0 | 0 | 0 | 0 | 0 | 0 | 0 | 0 | 0 | 0 | 0 | 0 | 0 | 0 | 0 | 0 | 0 | 0 | 0
NEM | Pumped Hydro | 0 | 0 | 0 | 0 | 0 | 0 | 0 | 0 | 0 | 0 | 0 | 0 | 0 | 0 | 0 | 0 | 0 | 0 | 0 | 0 | 0 | 0 | 0 | 0 | 0 | 0 | 0 | 0 | 0
NEM | VPP | 0 | 0 | 0 | 0 | 0 | 0 | 0 | 0 | 0 | 0 | 0 | 0 | 0 | 0 | 0 | 0 | 0 | 0 | 0 | 0 | 0 | 0 | 0 | 0 | 0 | 0 | 0 | 0 | 0
Total excluding storage |  | 2081123.5313 | 1867337.8305 | 1763823.6438 | 1520381.8014 | 1456190.768 | 1303757.5297 | 1187262.9079 | 1259408.1005 | 860738.7942 | 760627.4319 | 589331.7493 | 618974.1045 | 615321.6493 | 575840.6257 | 504682.5764 | 507252.4403 | 493571.7002 | 512557.7321 | 519029.2508 | 500274.3787 | 437092.7118 | 406139.4181 | 393008.9053 | 307795.7753 | 270697.6195 | 241551.6843 | 280838.5906 | 364809.1882 | 354189.4427
Region | Technology | 2021-22 | 2022-23 | 2023-24 | 2024-25 | 2025-26 | 2026-27 | 2027-28 | 2028-29 | 2029-30 | 2030-31 | 2031-32 | 2032-33 | 2033-34 | 2034-35 | 2035-36 | 2036-37 | 2037-38 | 2038-39 | 2039-40 | 2040-41 | 2041-42 | 2042-43 | 2043-44 | 2044-45 | 2045-46 | 2046-47 | 2047-48 | 2048-49 | 2049-50
NSW1 | Black Coal | 826738.417 | 732629.37 | 643114.8333 | 673917.2182 | 596275.918 | 531516.4671 | 484407.3572 | 528219.6678 | 283223.1944 | 203211.2257 | 90980.4105 | 84499.3963 | 110213.6061 | 92104.3972 | 70395.4857 | 89763.841 | 101323.4762 | 96350.736 | 81791.812 | 68150.9286 | 55964.3776 | 0 | 0 | 0 | 0 | 0 | 0 | 0 | 0
NSW1 | Brown Coal | 0 | 0 | 0 | 0 | 0 | 0 | 0 | 0 | 0 | 0 | 0 | 0 | 0 | 0 | 0 | 0 | 0 | 0 | 0 | 0 | 0 | 0 | 0 | 0 | 0 | 0 | 0 | 0 | 0
NSW1 | CCGT | 2480.8384 | 2468.5554 | 7330.7272 | 4653.1532 | 4433.0987 | 4332.7437 | 4223.6437 | 4110.178 | 3896.3564 | 3841.4644 | 3732.6522 | 3629.1797 | 3553.864 | 4865.6507 | 3369.792 | 3180.2874 | 3148.1575 | 27446.2303 | 48330.8233 | 49722.7779 | 31321.7293 | 48945.5478 | 50.3271 | 0.0002815 | 0.00027907 | 0.00035172 | 0.00035233 | 0.00033266 | 0.00031469
NSW1 | Gas - Steam | 0 | 0 | 0 | 0 | 0 | 0 | 0 | 0 | 0 | 0 | 0 | 0 | 0 | 0 | 0 | 0 | 0 | 0 | 0 | 0 | 0 | 0 | 0 | 0 | 0 | 0 | 0 | 0 | 0
NSW1 | OCGT / Diesel | 0.00022054 | 0.00021606 | 376.1068 | 3914.7279 | 644.2263 | 1390.959 | 596.5263 | 1167.9314 | 0.00023367 | 0.00023372 | 0.00021784 | 1238.1976 | 236.0846 | 332.0829 | 1066.8985 | 565.5197 | 1602.6539 | 491.5688 | 8778.6125 | 9697.8807 | 7370.0573 | 5421.3405 | 49161.3931 | 27697.6122 | 37995.6472 | 31604.6157 | 93118.1724 | 104779.2106 | 127064.6685
NSW1 | Hydro | 0 | 0 | 0 | 0 | 0 | 0 | 0 | 0 | 0 | 0 | 0 | 0 | 0 | 0 | 0 | 0 | 0 | 0 | 0 | 0 | 0 | 0 | 0 | 0 | 0 | 0 | 0 | 0 | 0
NSW1 | Wind | 0 | 0 | 0 | 0 | 0 | 0 | 0 | 0 | 0 | 0 | 0 | 0 | 0 | 0 | 0 | 0 | 0 | 0 | 0 | 0 | 0 | 0 | 0 | 0 | 0 | 0 | 0 | 0 | 0
NSW1 | Solar PV | 0 | 0 | 0 | 0 | 0 | 0 | 0 | 0 | 0 | 0 | 0 | 0 | 0 | 0 | 0 | 0 | 0 | 0 | 0 | 0 | 0 | 0 | 0 | 0 | 0 | 0 | 0 | 0 | 0
NSW1 | Grid Battery | 0 | 0 | 0 | 0 | 0 | 0 | 0 | 0 | 0 | 0 | 0 | 0 | 0 | 0 | 0 | 0 | 0 | 0 | 0 | 0 | 0 | 0 | 0 | 0 | 0 | 0 | 0 | 0 | 0
NSW1 | Pumped Hydro | 0 | 0 | 0 | 0 | 0 | 0 | 0 | 0 | 0 | 0 | 0 | 0 | 0 | 0 | 0 | 0 | 0 | 0 | 0 | 0 | 0 | 0 | 0 | 0 | 0 | 0 | 0 | 0 | 0
NSW1 | VPP | 0 | 0 | 0 | 0 | 0 | 0 | 0 | 0 | 0 | 0 | 0 | 0 | 0 | 0 | 0 | 0 | 0 | 0 | 0 | 0 | 0 | 0 | 0 | 0 | 0 | 0 | 0 | 0 | 0
Total excluding storage |  | 829219.2556 | 735097.9256 | 650821.6673 | 682485.0993 | 601353.243 | 537240.1698 | 489227.5272 | 533497.7771 | 287119.551 | 207052.6903 | 94713.0629 | 89366.7736 | 114003.5547 | 97302.1308 | 74832.1761 | 93509.648 | 106074.2876 | 124288.5351 | 138901.2478 | 127571.5873 | 94656.1642 | 54366.8884 | 49211.7202 | 27697.6125 | 37995.6475 | 31604.6161 | 93118.1727 | 104779.2109 | 127064.6689
Region | Technology | 2021-22 | 2022-23 | 2023-24 | 2024-25 | 2025-26 | 2026-27 | 2027-28 | 2028-29 | 2029-30 | 2030-31 | 2031-32 | 2032-33 | 2033-34 | 2034-35 | 2035-36 | 2036-37 | 2037-38 | 2038-39 | 2039-40 | 2040-41 | 2041-42 | 2042-43 | 2043-44 | 2044-45 | 2045-46 | 2046-47 | 2047-48 | 2048-49 | 2049-50
QLD1 | Black Coal | 753160.7243 | 666480.909 | 690451.6469 | 547829.88 | 567536.4917 | 473493.3874 | 442756.4318 | 411375.2047 | 350998.1405 | 323781.0203 | 267308.6295 | 290270.626 | 279078.55 | 262234.5953 | 233748.5738 | 227369.3633 | 217425.2095 | 206951.5546 | 188863.122 | 180363.5439 | 169785.9139 | 157904.894 | 122154.691 | 90752.3982 | 73709.8674 | 49821.8202 | 45953.9645 | 41602.178 | 37716.273
QLD1 | Brown Coal | 0 | 0 | 0 | 0 | 0 | 0 | 0 | 0 | 0 | 0 | 0 | 0 | 0 | 0 | 0 | 0 | 0 | 0 | 0 | 0 | 0 | 0 | 0 | 0 | 0 | 0 | 0 | 0 | 0
QLD1 | CCGT | 99873.8649 | 100156.4048 | 110068.9763 | 119608.8649 | 119232.2348 | 126309.4111 | 106379.7723 | 150579.4971 | 84762.6092 | 90296.5559 | 97579.4127 | 108515.3906 | 93895.3266 | 95381.2533 | 78904.8038 | 75327.9121 | 82470.0542 | 92629.7497 | 95275.4702 | 91264.5707 | 80638.0537 | 107294.5617 | 104310.7032 | 102142.2682 | 59578.1843 | 46147.8963 | 44991.7563 | 43665.4042 | 42505.6842
QLD1 | Gas - Steam | 2551.867 | 2563.7765 | 5130.1595 | 5465.0845 | 5657.1155 | 5409.367 | 4669.5685 | 7375.2 | 3978.9855 | 4278.687 | 4545.3785 | 4459.439 | 4145.5628 | 3803.6642 | 3612.9578 | 3418.2578 | 3285.1335 | 3162.8782 | 3123.6212 | 3078.4892 | 2912.4305 | 4257.868 | 4830.394 | 4526.1015 | 6270.2225 | 0 | 0 | 0 | 0
QLD1 | OCGT / Diesel | 0.00038743 | 0.00038062 | 0.00038288 | 1933.9845 | 616.5944 | 2913.6098 | 1344.3915 | 14969.9897 | 322.4295 | 54.1664 | 122.7483 | 2341.0875 | 2022.3197 | 414.7474 | 1711.4803 | 1741.3415 | 3946.577 | 2109.2055 | 7558.3902 | 4716.4365 | 6856.3072 | 4900.0407 | 13234.4756 | 17831.9457 | 33334.1014 | 54126.1213 | 51995.8409 | 80281.0088 | 57926.6597
QLD1 | Hydro | 0 | 0 | 0 | 0 | 0 | 0 | 0 | 0 | 0 | 0 | 0 | 0 | 0 | 0 | 0 | 0 | 0 | 0 | 0 | 0 | 0 | 0 | 0 | 0 | 0 | 0 | 0 | 0 | 0
QLD1 | Wind | 0 | 0 | 0 | 0 | 0 | 0 | 0 | 0 | 0 | 0 | 0 | 0 | 0 | 0 | 0 | 0 | 0 | 0 | 0 | 0 | 0 | 0 | 0 | 0 | 0 | 0 | 0 | 0 | 0
QLD1 | Solar PV | 0 | 0 | 0 | 0 | 0 | 0 | 0 | 0 | 0 | 0 | 0 | 0 | 0 | 0 | 0 | 0 | 0 | 0 | 0 | 0 | 0 | 0 | 0 | 0 | 0 | 0 | 0 | 0 | 0
QLD1 | Grid Battery | 0 | 0 | 0 | 0 | 0 | 0 | 0 | 0 | 0 | 0 | 0 | 0 | 0 | 0 | 0 | 0 | 0 | 0 | 0 | 0 | 0 | 0 | 0 | 0 | 0 | 0 | 0 | 0 | 0
QLD1 | Pumped Hydro | 0 | 0 | 0 | 0 | 0 | 0 | 0 | 0 | 0 | 0 | 0 | 0 | 0 | 0 | 0 | 0 | 0 | 0 | 0 | 0 | 0 | 0 | 0 | 0 | 0 | 0 | 0 | 0 | 0
QLD1 | VPP | 0 | 0 | 0 | 0 | 0 | 0 | 0 | 0 | 0 | 0 | 0 | 0 | 0 | 0 | 0 | 0 | 0 | 0 | 0 | 0 | 0 | 0 | 0 | 0 | 0 | 0 | 0 | 0 | 0
Total excluding storage |  | 855586.4566 | 769201.0907 | 805650.7831 | 674837.814 | 693042.4364 | 608125.7754 | 555150.1642 | 584299.8915 | 440062.1647 | 418410.4296 | 369556.169 | 405586.5431 | 379141.7591 | 361834.2602 | 317977.8157 | 307856.8747 | 307126.9742 | 304853.3879 | 294820.6035 | 279423.0403 | 260192.7053 | 274357.3644 | 244530.2637 | 215252.7135 | 172892.3756 | 150095.8378 | 142941.5616 | 165548.591 | 138148.617
Region | Technology | 2021-22 | 2022-23 | 2023-24 | 2024-25 | 2025-26 | 2026-27 | 2027-28 | 2028-29 | 2029-30 | 2030-31 | 2031-32 | 2032-33 | 2033-34 | 2034-35 | 2035-36 | 2036-37 | 2037-38 | 2038-39 | 2039-40 | 2040-41 | 2041-42 | 2042-43 | 2043-44 | 2044-45 | 2045-46 | 2046-47 | 2047-48 | 2048-49 | 2049-50
VIC1 | Black Coal | 0 | 0 | 0 | 0 | 0 | 0 | 0 | 0 | 0 | 0 | 0 | 0 | 0 | 0 | 0 | 0 | 0 | 0 | 0 | 0 | 0 | 0 | 0 | 0 | 0 | 0 | 0 | 0 | 0
VIC1 | Brown Coal | 205786.7499 | 173251.0959 | 182107.2011 | 116840.3577 | 118382.5404 | 115355.2011 | 101621.9941 | 100727.2697 | 95737.9488 | 98047.3728 | 88716.6937 | 86981.149 | 86920.296 | 83260.1317 | 81583.0963 | 77035.3288 | 71001.5711 | 70464.9242 | 60544.2926 | 61536.875 | 63746.063 | 61011.3564 | 56504.1077 | 54558.4074 | 50408.8274 | 51565.0555 | 30249.3627 | 0 | 0
VIC1 | CCGT | 0.00010686 | 0.00010958 | 0.00011362 | 0.00012792 | 0.00012595 | 0.00011977 | 0.00012295 | 0.00012577 | 0.00012168 | 0.00011994 | 0.00011659 | 0.00013267 | 0.00012679 | 0.00013085 | 0.00012368 | 0.00012394 | 0.00016674 | 0.00017445 | 0.00020193 | 0.00019466 | 0.00019586 | 0.00019125 | 0.00022138 | 0.00020122 | 0.00020292 | 0.00020984 | 0.00023578 | 0.00038515 | 0.0003701
VIC1 | Gas - Steam | 164.5115 | 3.72e-05 | 382.474 | 672.0081 | 126.7455 | 596.8423 | 528.2924 | 722.7182 | 4.4976e-05 | 147.2138 | 251.74 | 830.1389 | 462.7903 | 176.7849 | 1371.49 | 1111.8956 | 2360.1008 | 1370.3079 | 0 | 0 | 0 | 0 | 0 | 0 | 0 | 0 | 0 | 0 | 0
VIC1 | OCGT / Diesel | 4.9839 | 0.00032065 | 205.0174 | 61.8262 | 0.00041842 | 11.1018 | 91.1615 | 0.00042896 | 0.00039982 | 3.4474 | 47.7143 | 432.2057 | 156.0555 | 0.00042046 | 832.2922 | 1105.3583 | 1058.908 | 1106.4241 | 2230.893 | 2655.2653 | 1914.2669 | 525.5339 | 1427.6127 | 4296.6267 | 4300.2458 | 1859.2719 | 2741.7368 | 60543.2801 | 58152.1867
VIC1 | Hydro | 0 | 0 | 0 | 0 | 0 | 0 | 0 | 0 | 0 | 0 | 0 | 0 | 0 | 0 | 0 | 0 | 0 | 0 | 0 | 0 | 0 | 0 | 0 | 0 | 0 | 0 | 0 | 0 | 0
VIC1 | Wind | 0 | 0 | 0 | 0 | 0 | 0 | 0 | 0 | 0 | 0 | 0 | 0 | 0 | 0 | 0 | 0 | 0 | 0 | 0 | 0 | 0 | 0 | 0 | 0 | 0 | 0 | 0 | 0 | 0
VIC1 | Solar PV | 0 | 0 | 0 | 0 | 0 | 0 | 0 | 0 | 0 | 0 | 0 | 0 | 0 | 0 | 0 | 0 | 0 | 0 | 0 | 0 | 0 | 0 | 0 | 0 | 0 | 0 | 0 | 0 | 0
VIC1 | Grid Battery | 0 | 0 | 0 | 0 | 0 | 0 | 0 | 0 | 0 | 0 | 0 | 0 | 0 | 0 | 0 | 0 | 0 | 0 | 0 | 0 | 0 | 0 | 0 | 0 | 0 | 0 | 0 | 0 | 0
VIC1 | Pumped Hydro | 0 | 0 | 0 | 0 | 0 | 0 | 0 | 0 | 0 | 0 | 0 | 0 | 0 | 0 | 0 | 0 | 0 | 0 | 0 | 0 | 0 | 0 | 0 | 0 | 0 | 0 | 0 | 0 | 0
VIC1 | VPP | 0 | 0 | 0 | 0 | 0 | 0 | 0 | 0 | 0 | 0 | 0 | 0 | 0 | 0 | 0 | 0 | 0 | 0 | 0 | 0 | 0 | 0 | 0 | 0 | 0 | 0 | 0 | 0 | 0
Total excluding storage |  | 205956.2455 | 173251.0964 | 182694.6926 | 117574.192 | 118509.2864 | 115963.1453 | 102241.4481 | 101449.9884 | 95737.9493 | 98198.0342 | 89016.1482 | 88243.4938 | 87539.1419 | 83436.9171 | 83786.8786 | 79252.5829 | 74420.5801 | 72941.6564 | 62775.1859 | 64192.1405 | 65660.3301 | 61536.8905 | 57931.7206 | 58855.0342 | 54709.0735 | 53424.3276 | 32991.0997 | 60543.2805 | 58152.1871
Region | Technology | 2021-22 | 2022-23 | 2023-24 | 2024-25 | 2025-26 | 2026-27 | 2027-28 | 2028-29 | 2029-30 | 2030-31 | 2031-32 | 2032-33 | 2033-34 | 2034-35 | 2035-36 | 2036-37 | 2037-38 | 2038-39 | 2039-40 | 2040-41 | 2041-42 | 2042-43 | 2043-44 | 2044-45 | 2045-46 | 2046-47 | 2047-48 | 2048-49 | 2049-50
SA1 | Black Coal | 0 | 0 | 0 | 0 | 0 | 0 | 0 | 0 | 0 | 0 | 0 | 0 | 0 | 0 | 0 | 0 | 0 | 0 | 0 | 0 | 0 | 0 | 0 | 0 | 0 | 0 | 0 | 0 | 0
SA1 | Brown Coal | 0 | 0 | 0 | 0 | 0 | 0 | 0 | 0 | 0 | 0 | 0 | 0 | 0 | 0 | 0 | 0 | 0 | 0 | 0 | 0 | 0 | 0 | 0 | 0 | 0 | 0 | 0 | 0 | 0
SA1 | CCGT | 100808.0721 | 99272.9721 | 38031.1761 | 35797.6161 | 34289.3161 | 33336.2641 | 32163.1561 | 31314.0121 | 30187.7081 | 29391.1341 | 28720.6901 | 27925.5681 | 27426.4281 | 26355.0761 | 25601.6081 | 24493.0801 | 0.00017137 | 0.00018464 | 0.00021522 | 0.0002152 | 0.00021903 | 0.00021496 | 0.00026969 | 0.00024254 | 0.00024827 | 0.00025737 | 0.00025945 | 0.0003271 | 0.00031071
SA1 | Gas - Steam | 87408.023 | 89225.948 | 80831.57 | 9039.4325 | 8639.3016 | 8326.6475 | 7978.3115 | 7888.6038 | 7631.42 | 7436.7388 | 7189.8963 | 7003.1786 | 6896.2586 | 6607.8179 | 0 | 0 | 0 | 0 | 0 | 0 | 0 | 0 | 0 | 0 | 0 | 0 | 0 | 0 | 0
SA1 | OCGT / Diesel | 2145.4782 | 1288.7975 | 5793.7544 | 647.6472 | 357.1841 | 765.5274 | 502.3006 | 957.8273 | 0.00079579 | 138.4047 | 135.7827 | 848.547 | 314.5066 | 304.4234 | 2484.0976 | 2140.2544 | 5949.8579 | 10474.1523 | 22532.2131 | 29087.6102 | 16583.5118 | 15878.2745 | 41335.2003 | 5990.4145 | 5100.5225 | 6426.9024 | 11787.7561 | 33938.1052 | 30823.9692
SA1 | Hydro | 0 | 0 | 0 | 0 | 0 | 0 | 0 | 0 | 0 | 0 | 0 | 0 | 0 | 0 | 0 | 0 | 0 | 0 | 0 | 0 | 0 | 0 | 0 | 0 | 0 | 0 | 0 | 0 | 0
SA1 | Wind | 0 | 0 | 0 | 0 | 0 | 0 | 0 | 0 | 0 | 0 | 0 | 0 | 0 | 0 | 0 | 0 | 0 | 0 | 0 | 0 | 0 | 0 | 0 | 0 | 0 | 0 | 0 | 0 | 0
SA1 | Solar PV | 0 | 0 | 0 | 0 | 0 | 0 | 0 | 0 | 0 | 0 | 0 | 0 | 0 | 0 | 0 | 0 | 0 | 0 | 0 | 0 | 0 | 0 | 0 | 0 | 0 | 0 | 0 | 0 | 0
SA1 | Grid Battery | 0 | 0 | 0 | 0 | 0 | 0 | 0 | 0 | 0 | 0 | 0 | 0 | 0 | 0 | 0 | 0 | 0 | 0 | 0 | 0 | 0 | 0 | 0 | 0 | 0 | 0 | 0 | 0 | 0
SA1 | Pumped Hydro | 0 | 0 | 0 | 0 | 0 | 0 | 0 | 0 | 0 | 0 | 0 | 0 | 0 | 0 | 0 | 0 | 0 | 0 | 0 | 0 | 0 | 0 | 0 | 0 | 0 | 0 | 0 | 0 | 0
SA1 | VPP | 0 | 0 | 0 | 0 | 0 | 0 | 0 | 0 | 0 | 0 | 0 | 0 | 0 | 0 | 0 | 0 | 0 | 0 | 0 | 0 | 0 | 0 | 0 | 0 | 0 | 0 | 0 | 0 | 0
Total excluding storage |  | 190361.5733 | 189787.7176 | 124656.5006 | 45484.6958 | 43285.8018 | 42428.4389 | 40643.7683 | 40160.4432 | 37819.1289 | 36966.2776 | 36046.3691 | 35777.2937 | 34637.1934 | 33267.3174 | 28085.7057 | 26633.3345 | 5949.8581 | 10474.1524 | 22532.2133 | 29087.6104 | 16583.512 | 15878.2747 | 41335.2006 | 5990.4148 | 5100.5228 | 6426.9027 | 11787.7564 | 33938.1056 | 30823.9696
Region | Technology | 2021-22 | 2022-23 | 2023-24 | 2024-25 | 2025-26 | 2026-27 | 2027-28 | 2028-29 | 2029-30 | 2030-31 | 2031-32 | 2032-33 | 2033-34 | 2034-35 | 2035-36 | 2036-37 | 2037-38 | 2038-39 | 2039-40 | 2040-41 | 2041-42 | 2042-43 | 2043-44 | 2044-45 | 2045-46 | 2046-47 | 2047-48 | 2048-49 | 2049-50
TAS1 | Black Coal | 0 | 0 | 0 | 0 | 0 | 0 | 0 | 0 | 0 | 0 | 0 | 0 | 0 | 0 | 0 | 0 | 0 | 0 | 0 | 0 | 0 | 0 | 0 | 0 | 0 | 0 | 0 | 0 | 0
TAS1 | Brown Coal | 0 | 0 | 0 | 0 | 0 | 0 | 0 | 0 | 0 | 0 | 0 | 0 | 0 | 0 | 0 | 0 | 0 | 0 | 0 | 0 | 0 | 0 | 0 | 0 | 0 | 0 | 0 | 0 | 0
TAS1 | CCGT | 0.00010711 | 0.00010849 | 0.00011106 | 0.00011043 | 0.00010679 | 0.0001033 | 0.00010144 | 0.0001009 | 0.00010104 | 0.00010107 | 0.00010102 | 0.0001009 | 0.00010081 | 0.00010063 | 0.00010097 | 0.00010051 | 0.00010074 | 0.00010063 | 0.00010111 | 0.0001005 | 0.00010083 | 0.0001009 | 0.00010098 | 0.00010078 | 0.00010068 | 0.00010097 | 0.00010116 | 0.00010087 | 0.00010084
TAS1 | Gas - Steam | 0 | 0 | 0 | 0 | 0 | 0 | 0 | 0 | 0 | 0 | 0 | 0 | 0 | 0 | 0 | 0 | 0 | 0 | 0 | 0 | 0 | 0 | 0 | 0 | 0 | 0 | 0 | 0 | 0
TAS1 | OCGT / Diesel | 0.00013307 | 0.00013198 | 0.00013302 | 0.00013323 | 0.0001292 | 0.00012892 | 0.0001281 | 0.00012787 | 0.00012885 | 0.00012835 | 0.00012768 | 0.00012762 | 0.0001279 | 0.00012734 | 0.00012752 | 0.00012659 | 0.00012772 | 0.00012592 | 0.00012645 | 0.00010071 | 0.00010091 | 0.00010156 | 0.00010053 | 0.00010053 | 9.9852e-05 | 0.00010121 | 0.00010122 | 0.0001013 | 0.00010035
TAS1 | Hydro | 0 | 0 | 0 | 0 | 0 | 0 | 0 | 0 | 0 | 0 | 0 | 0 | 0 | 0 | 0 | 0 | 0 | 0 | 0 | 0 | 0 | 0 | 0 | 0 | 0 | 0 | 0 | 0 | 0
TAS1 | Wind | 0 | 0 | 0 | 0 | 0 | 0 | 0 | 0 | 0 | 0 | 0 | 0 | 0 | 0 | 0 | 0 | 0 | 0 | 0 | 0 | 0 | 0 | 0 | 0 | 0 | 0 | 0 | 0 | 0
TAS1 | Solar PV | 0 | 0 | 0 | 0 | 0 | 0 | 0 | 0 | 0 | 0 | 0 | 0 | 0 | 0 | 0 | 0 | 0 | 0 | 0 | 0 | 0 | 0 | 0 | 0 | 0 | 0 | 0 | 0 | 0
TAS1 | Grid Battery | 0 | 0 | 0 | 0 | 0 | 0 | 0 | 0 | 0 | 0 | 0 | 0 | 0 | 0 | 0 | 0 | 0 | 0 | 0 | 0 | 0 | 0 | 0 | 0 | 0 | 0 | 0 | 0 | 0
TAS1 | Pumped Hydro | 0 | 0 | 0 | 0 | 0 | 0 | 0 | 0 | 0 | 0 | 0 | 0 | 0 | 0 | 0 | 0 | 0 | 0 | 0 | 0 | 0 | 0 | 0 | 0 | 0 | 0 | 0 | 0 | 0
TAS1 | VPP | 0 | 0 | 0 | 0 | 0 | 0 | 0 | 0 | 0 | 0 | 0 | 0 | 0 | 0 | 0 | 0 | 0 | 0 | 0 | 0 | 0 | 0 | 0 | 0 | 0 | 0 | 0 | 0 | 0
Total excluding storage |  | 0.00024018 | 0.00024047 | 0.00024408 | 0.00024367 | 0.00023599 | 0.00023221 | 0.00022954 | 0.00022877 | 0.00022989 | 0.00022942 | 0.0002287 | 0.00022852 | 0.00022871 | 0.00022797 | 0.00022849 | 0.0002271 | 0.00022846 | 0.00022655 | 0.00022756 | 0.0002012 | 0.00020173 | 0.00020246 | 0.00020151 | 0.00020132 | 0.00020054 | 0.00020219 | 0.00020239 | 0.00020217 | 0.00020119

## BaseCase_Build Cost
New generation build cost (CAPEX) by technology ($000s) - Base Case, Slow Change Scenario
CAPEX (Install) | Real June 2020 dollars discounted to 1 July 2020. The total capital costs are annualised for modelling purposes.
Explicitly modelled generation
Region | Technology | 2021-22 | 2022-23 | 2023-24 | 2024-25 | 2025-26 | 2026-27 | 2027-28 | 2028-29 | 2029-30 | 2030-31 | 2031-32 | 2032-33 | 2033-34 | 2034-35 | 2035-36 | 2036-37 | 2037-38 | 2038-39 | 2039-40 | 2040-41 | 2041-42 | 2042-43 | 2043-44 | 2044-45 | 2045-46 | 2046-47 | 2047-48 | 2048-49 | 2049-50
NEM | Black Coal | 0 | 0 | 0 | 0 | 0 | 0 | 0 | 0 | 0 | 0 | 0 | 0 | 0 | 0 | 0 | 0 | 0 | 0 | 0 | 0 | 0 | 0 | 0 | 0 | 0 | 0 | 0 | 0 | 0
NEM | Brown Coal | 0 | 0 | 0 | 0 | 0 | 0 | 0 | 0 | 0 | 0 | 0 | 0 | 0 | 0 | 0 | 0 | 0 | 0 | 0 | 0 | 0 | 0 | 0 | 0 | 0 | 0 | 0 | 0 | 0
NEM | CCGT | 0.00015049 | 0.00014498 | 0.00014005 | 0.00013455 | 0.00012962 | 0.00012488 | 0.00012063 | 0.00011589 | 0.00011165 | 0.00010756 | 0.0001039 | 9.9819e-05 | 9.6165e-05 | 9.2645e-05 | 8.9493e-05 | 8.5977e-05 | 0.00011649 | 0.00011973 | 0.00012917 | 0.0001241 | 0.00012554 | 0.00013218 | 0.00016146 | 0.00015512 | 0.00017003 | 0.0001211 | 0.00012247 | 0.00016101 | 0.00015512
NEM | Gas - Steam | 0 | 0 | 0 | 0 | 0 | 0 | 0 | 0 | 0 | 0 | 0 | 0 | 0 | 0 | 0 | 0 | 0 | 0 | 0 | 0 | 0 | 0 | 0 | 0 | 0 | 0 | 0 | 0 | 0
NEM | OCGT / Diesel | 0.00052314 | 0.00050399 | 0.00048685 | 0.00046772 | 0.0004506 | 0.0004341 | 0.00041933 | 0.00040286 | 0.00038811 | 0.0003739 | 0.00036118 | 0.00034699 | 0.00033429 | 0.00032205 | 0.00031109 | 0.00033713 | 0.00032479 | 0.0003129 | 0.00038315 | 0.00038413 | 0.00063936 | 0.00062632 | 0.0009137 | 17561.3436 | 16918.4429 | 30238.6695 | 29209.9867 | 57631.0902 | 55521.2816
NEM | Hydro | 0 | 0 | 0 | 0 | 0 | 0 | 0 | 0 | 0 | 0 | 0 | 0 | 0 | 0 | 0 | 0 | 0 | 0 | 0 | 0 | 0 | 0 | 0 | 0 | 0 | 0 | 0 | 0 | 0
NEM | Wind | 0.0069025 | 66811.4596 | 142863.4828 | 270083.2715 | 331737.3758 | 381693.8169 | 459418.1935 | 500731.7252 | 493462.9662 | 485938.8803 | 581206.9735 | 568073.7164 | 556524.6743 | 544924.1475 | 534765.6527 | 521717.5867 | 660585.2242 | 688854.1145 | 710828.6541 | 698799.7982 | 780585.1384 | 889607.2092 | 920477.9854 | 886080.7253 | 913624.4039 | 943755.8474 | 972433.3013 | 995576.7926 | 945136.3553
NEM | Solar PV | 0.00058817 | 0.00088839 | 0.00089018 | 0.0009436 | 0.00094015 | 5976.6485 | 21860.243 | 36310.2203 | 70937.6213 | 102026.0521 | 206809.1377 | 198683.5732 | 191409.9936 | 184402.6916 | 178129.5356 | 171130.7973 | 164865.894 | 158830.3413 | 153427.1259 | 147398.9502 | 142002.8424 | 183378.2504 | 188663.6103 | 181250.9865 | 194260.2516 | 256677.7078 | 271852.7332 | 297523.2505 | 321573.8886
NEM | Grid Battery | 0.0010634 | 0.0010244 | 0.00098958 | 0.0009507 | 0.0009159 | 0.00088237 | 0.00095621 | 0.0011101 | 0.0020423 | 0.001986 | 0.0019184 | 0.0020952 | 0.0020914 | 0.0021686 | 0.0024385 | 0.0035764 | 11231.6413 | 10820.4638 | 15838.3998 | 17806.4595 | 72607.4522 | 80630.316 | 82388.7444 | 121381.7908 | 118290.4244 | 113959.9468 | 110083.1675 | 129078.1501 | 134384.178
NEM | Pumped Hydro | 0 | 0 | 0.0015424 | 0.0016071 | 0.0015961 | 0.001604 | 0.0016284 | 0.0016868 | 230474.5377 | 222037.1272 | 214483.6933 | 206056.5946 | 198513.0972 | 191245.7587 | 184739.81 | 177481.3531 | 170983.9781 | 165728.7291 | 183823.0875 | 176600.6485 | 175474.6454 | 192037.2699 | 185504.3949 | 178215.8976 | 215305.2917 | 275658.2989 | 275031.4916 | 316794.3159 | 305196.8365
NEM | VPP | 0 | 0 | 0 | 0 | 0 | 0 | 0 | 0 | 0 | 0 | 0 | 0 | 0 | 0 | 0 | 0 | 0 | 0 | 0 | 0 | 0 | 0 | 0 | 0 | 0 | 0 | 0 | 0 | 0
Total excluding storage |  | 0.0081644 | 66811.4611 | 142863.4843 | 270083.273 | 331737.3773 | 387670.466 | 481278.437 | 537041.9461 | 564400.5879 | 587964.9329 | 788016.1117 | 766757.29 | 747934.6684 | 729326.8395 | 712895.1887 | 692848.3845 | 825451.1186 | 847684.4563 | 864255.7806 | 846198.7489 | 922587.9816 | 1072985.4603 | 1109141.5968 | 1084893.0556 | 1124803.0986 | 1230672.2248 | 1273496.0213 | 1350731.1334 | 1322231.5257
Region | Technology | 2021-22 | 2022-23 | 2023-24 | 2024-25 | 2025-26 | 2026-27 | 2027-28 | 2028-29 | 2029-30 | 2030-31 | 2031-32 | 2032-33 | 2033-34 | 2034-35 | 2035-36 | 2036-37 | 2037-38 | 2038-39 | 2039-40 | 2040-41 | 2041-42 | 2042-43 | 2043-44 | 2044-45 | 2045-46 | 2046-47 | 2047-48 | 2048-49 | 2049-50
NSW1 | Black Coal | 0 | 0 | 0 | 0 | 0 | 0 | 0 | 0 | 0 | 0 | 0 | 0 | 0 | 0 | 0 | 0 | 0 | 0 | 0 | 0 | 0 | 0 | 0 | 0 | 0 | 0 | 0 | 0 | 0
NSW1 | Brown Coal | 0 | 0 | 0 | 0 | 0 | 0 | 0 | 0 | 0 | 0 | 0 | 0 | 0 | 0 | 0 | 0 | 0 | 0 | 0 | 0 | 0 | 0 | 0 | 0 | 0 | 0 | 0 | 0 | 0
NSW1 | CCGT | 3.3407e-05 | 3.2184e-05 | 3.1089e-05 | 2.9867e-05 | 2.8774e-05 | 2.7721e-05 | 2.6778e-05 | 2.5726e-05 | 2.4784e-05 | 2.3876e-05 | 2.3064e-05 | 2.2158e-05 | 2.1347e-05 | 2.0565e-05 | 1.9866e-05 | 1.9085e-05 | 2.8002e-05 | 3.4486e-05 | 3.3313e-05 | 3.2004e-05 | 3.6814e-05 | 3.5466e-05 | 5.105e-05 | 4.9044e-05 | 4.7249e-05 | 4.8869e-05 | 4.7207e-05 | 4.5352e-05 | 4.3692e-05
NSW1 | Gas - Steam | 0 | 0 | 0 | 0 | 0 | 0 | 0 | 0 | 0 | 0 | 0 | 0 | 0 | 0 | 0 | 0 | 0 | 0 | 0 | 0 | 0 | 0 | 0 | 0 | 0 | 0 | 0 | 0 | 0
NSW1 | OCGT / Diesel | 0.00010474 | 0.0001009 | 9.7468e-05 | 9.3639e-05 | 9.0211e-05 | 8.6908e-05 | 8.3952e-05 | 8.0653e-05 | 7.7701e-05 | 7.4856e-05 | 7.231e-05 | 6.9469e-05 | 6.6925e-05 | 6.4475e-05 | 6.2282e-05 | 5.9835e-05 | 5.7644e-05 | 5.5534e-05 | 7.2859e-05 | 6.9996e-05 | 0.00017323 | 0.00016689 | 0.00042139 | 15741.6749 | 15165.3901 | 14610.2024 | 14113.181 | 21180.4689 | 20405.0761
NSW1 | Hydro | 0 | 0 | 0 | 0 | 0 | 0 | 0 | 0 | 0 | 0 | 0 | 0 | 0 | 0 | 0 | 0 | 0 | 0 | 0 | 0 | 0 | 0 | 0 | 0 | 0 | 0 | 0 | 0 | 0
NSW1 | Wind | 0.001182 | 66811.454 | 128556.0321 | 184507.5148 | 236222.9135 | 277117.3467 | 302322.8365 | 322996.2477 | 311171.7226 | 299780.0799 | 391243.0242 | 375871.0223 | 362110.8118 | 348854.3471 | 336986.7451 | 323746.4812 | 311894.491 | 305981.3516 | 295572.237 | 284290.8163 | 368624.8132 | 444039.9297 | 439393.3764 | 422129.5393 | 406675.8583 | 406426.7037 | 370213.0773 | 330554.9758 | 294457.2742
NSW1 | Solar PV | 0.00013199 | 0.00028401 | 0.00028221 | 0.00031278 | 0.00033242 | 5976.648 | 21860.2424 | 36310.2197 | 70937.6205 | 102026.0513 | 206809.1369 | 198683.5723 | 191409.9928 | 184402.6908 | 178129.5348 | 171130.7965 | 164865.8928 | 158830.34 | 153427.1244 | 147398.9478 | 142002.84 | 158146.2671 | 154200.6884 | 148142.1183 | 149084.4316 | 184424.7564 | 188546.8187 | 181138.7835 | 181568.939
NSW1 | Grid Battery | 0.00034223 | 0.0003297 | 0.00031848 | 0.00030597 | 0.00029477 | 0.00028398 | 0.00029353 | 0.000282 | 0.001042 | 0.0010039 | 0.00096974 | 0.0009704 | 0.00093488 | 0.00091866 | 0.00088741 | 0.00086586 | 0.00086632 | 0.00084941 | 0.00088531 | 0.00085053 | 0.0014252 | 0.0013731 | 4501.3752 | 11249.0681 | 12189.5354 | 11743.2906 | 11343.7981 | 10898.0984 | 10499.1311
NSW1 | Pumped Hydro | 0 | 0 | 0.00042457 | 0.00043697 | 0.00042097 | 0.00040556 | 0.00039177 | 0.00039539 | 230474.5364 | 222037.1259 | 214483.6921 | 206056.5931 | 198513.0957 | 191245.7571 | 184739.8083 | 177481.3513 | 170983.961 | 164724.4328 | 159120.7073 | 152868.8289 | 147272.4754 | 141880.9976 | 137054.3782 | 131669.4898 | 126849.2196 | 122205.414 | 118048.134 | 113410.0037 | 109258.1925
NSW1 | VPP | 0 | 0 | 0 | 0 | 0 | 0 | 0 | 0 | 0 | 0 | 0 | 0 | 0 | 0 | 0 | 0 | 0 | 0 | 0 | 0 | 0 | 0 | 0 | 0 | 0 | 0 | 0 | 0 | 0
Total excluding storage |  | 0.0014521 | 66811.4545 | 128556.0325 | 184507.5153 | 236222.9139 | 283093.9948 | 324183.079 | 359306.4674 | 382109.3432 | 401806.1313 | 598052.1611 | 574554.5946 | 553520.8047 | 533257.038 | 515116.28 | 494877.2778 | 476760.3838 | 464811.6917 | 448999.3615 | 431689.7642 | 510627.6535 | 602186.197 | 593594.0653 | 586013.3326 | 570925.68 | 605461.6625 | 572873.077 | 532874.2283 | 496431.2893
Region | Technology | 2021-22 | 2022-23 | 2023-24 | 2024-25 | 2025-26 | 2026-27 | 2027-28 | 2028-29 | 2029-30 | 2030-31 | 2031-32 | 2032-33 | 2033-34 | 2034-35 | 2035-36 | 2036-37 | 2037-38 | 2038-39 | 2039-40 | 2040-41 | 2041-42 | 2042-43 | 2043-44 | 2044-45 | 2045-46 | 2046-47 | 2047-48 | 2048-49 | 2049-50
QLD1 | Black Coal | 0 | 0 | 0 | 0 | 0 | 0 | 0 | 0 | 0 | 0 | 0 | 0 | 0 | 0 | 0 | 0 | 0 | 0 | 0 | 0 | 0 | 0 | 0 | 0 | 0 | 0 | 0 | 0 | 0
QLD1 | Brown Coal | 0 | 0 | 0 | 0 | 0 | 0 | 0 | 0 | 0 | 0 | 0 | 0 | 0 | 0 | 0 | 0 | 0 | 0 | 0 | 0 | 0 | 0 | 0 | 0 | 0 | 0 | 0 | 0 | 0
QLD1 | CCGT | 3.6636e-05 | 3.5295e-05 | 3.4094e-05 | 3.2755e-05 | 3.1555e-05 | 3.04e-05 | 2.9366e-05 | 2.8212e-05 | 2.7179e-05 | 2.6184e-05 | 2.5294e-05 | 2.43e-05 | 2.341e-05 | 2.2553e-05 | 2.1786e-05 | 2.093e-05 | 2.7897e-05 | 2.6876e-05 | 2.5962e-05 | 2.4942e-05 | 2.4029e-05 | 3.4388e-05 | 3.3218e-05 | 3.1913e-05 | 5.1336e-05 | 3.5045e-05 | 3.3853e-05 | 3.2523e-05 | 3.1332e-05
QLD1 | Gas - Steam | 0 | 0 | 0 | 0 | 0 | 0 | 0 | 0 | 0 | 0 | 0 | 0 | 0 | 0 | 0 | 0 | 0 | 0 | 0 | 0 | 0 | 0 | 0 | 0 | 0 | 0 | 0 | 0 | 0
QLD1 | OCGT / Diesel | 0.00010766 | 0.00010372 | 0.00010019 | 9.6253e-05 | 9.2729e-05 | 8.9334e-05 | 8.6295e-05 | 8.2905e-05 | 7.987e-05 | 7.6946e-05 | 7.4328e-05 | 7.1408e-05 | 6.8794e-05 | 6.6275e-05 | 6.4021e-05 | 6.1505e-05 | 5.9253e-05 | 5.7084e-05 | 7.0553e-05 | 6.7781e-05 | 6.53e-05 | 7.3269e-05 | 7.0776e-05 | 6.7996e-05 | 0.00017466 | 13939.5919 | 13465.3839 | 27722.8872 | 26707.9839
QLD1 | Hydro | 0 | 0 | 0 | 0 | 0 | 0 | 0 | 0 | 0 | 0 | 0 | 0 | 0 | 0 | 0 | 0 | 0 | 0 | 0 | 0 | 0 | 0 | 0 | 0 | 0 | 0 | 0 | 0 | 0
QLD1 | Wind | 0.0032339 | 0.0031461 | 0.0031058 | 58185.2409 | 56055.1457 | 54003.0881 | 96169.1274 | 107665.2862 | 103723.7826 | 99926.573 | 96527.1921 | 92734.6231 | 89339.714 | 86069.0888 | 83141.1227 | 79874.4945 | 172559.6967 | 166242.4826 | 160587.1148 | 156097.7759 | 163009.2593 | 191659.47 | 209152.6532 | 200935.0115 | 204212.5911 | 231549.4885 | 223672.4556 | 214884.3285 | 200679.765
QLD1 | Solar PV | 0.00019803 | 0.00027624 | 0.00026684 | 0.00026292 | 0.0002533 | 0.00024403 | 0.00024794 | 0.00034129 | 0.00049374 | 0.00047566 | 0.00045948 | 0.00044143 | 0.00042527 | 0.0004097 | 0.00039576 | 0.00038021 | 0.00042405 | 0.00040853 | 0.00039463 | 0.00040002 | 0.0004134 | 24176.606 | 25463.7518 | 24463.2768 | 33691.524 | 61189.0714 | 59107.4933 | 56785.1503 | 70329.1466
QLD1 | Grid Battery | 0.00017578 | 0.00016934 | 0.00016358 | 0.00015715 | 0.0001514 | 0.00014586 | 0.00018297 | 0.00030285 | 0.00029176 | 0.00028108 | 0.00027152 | 0.00032568 | 0.00038661 | 0.00037246 | 0.00035979 | 0.00034565 | 11231.6382 | 10820.4607 | 10452.3617 | 12632.0397 | 32641.2648 | 42127.2453 | 40694.1276 | 55569.486 | 53535.1503 | 51575.2894 | 49820.7606 | 47863.2947 | 56142.5065
QLD1 | Pumped Hydro | 0 | 0 | 0.00021454 | 0.00025142 | 0.00024221 | 0.00027132 | 0.00026209 | 0.00035514 | 0.00034214 | 0.00032962 | 0.0003184 | 0.00039253 | 0.00039706 | 0.00038252 | 0.00036951 | 0.00035499 | 0.011628 | 0.011202 | 0.010821 | 0.010396 | 5339.1552 | 28130.2464 | 27173.2895 | 26105.6465 | 59317.1505 | 125380.706 | 121115.4064 | 116356.7624 | 112097.0738
QLD1 | VPP | 0 | 0 | 0 | 0 | 0 | 0 | 0 | 0 | 0 | 0 | 0 | 0 | 0 | 0 | 0 | 0 | 0 | 0 | 0 | 0 | 0 | 0 | 0 | 0 | 0 | 0 | 0 | 0 | 0
Total excluding storage |  | 0.0035762 | 0.0035614 | 0.0035069 | 58185.2413 | 56055.1461 | 54003.0884 | 96169.1277 | 107665.2867 | 103723.7832 | 99926.5735 | 96527.1927 | 92734.6236 | 89339.7145 | 86069.0893 | 83141.1232 | 79874.495 | 172559.6972 | 166242.483 | 160587.1153 | 156097.7764 | 163009.2598 | 215836.0761 | 234616.405 | 225398.2884 | 237904.1154 | 306678.1518 | 296245.3329 | 299392.3661 | 297716.8956
Region | Technology | 2021-22 | 2022-23 | 2023-24 | 2024-25 | 2025-26 | 2026-27 | 2027-28 | 2028-29 | 2029-30 | 2030-31 | 2031-32 | 2032-33 | 2033-34 | 2034-35 | 2035-36 | 2036-37 | 2037-38 | 2038-39 | 2039-40 | 2040-41 | 2041-42 | 2042-43 | 2043-44 | 2044-45 | 2045-46 | 2046-47 | 2047-48 | 2048-49 | 2049-50
VIC1 | Black Coal | 0 | 0 | 0 | 0 | 0 | 0 | 0 | 0 | 0 | 0 | 0 | 0 | 0 | 0 | 0 | 0 | 0 | 0 | 0 | 0 | 0 | 0 | 0 | 0 | 0 | 0 | 0 | 0 | 0
VIC1 | Brown Coal | 0 | 0 | 0 | 0 | 0 | 0 | 0 | 0 | 0 | 0 | 0 | 0 | 0 | 0 | 0 | 0 | 0 | 0 | 0 | 0 | 0 | 0 | 0 | 0 | 0 | 0 | 0 | 0 | 0
VIC1 | CCGT | 2.8331e-05 | 2.7294e-05 | 2.6365e-05 | 2.5329e-05 | 2.4402e-05 | 2.3509e-05 | 2.2709e-05 | 2.1817e-05 | 2.1018e-05 | 2.0249e-05 | 1.956e-05 | 1.8791e-05 | 1.8103e-05 | 1.7441e-05 | 1.6847e-05 | 1.6185e-05 | 2.4433e-05 | 2.3539e-05 | 2.8794e-05 | 2.7663e-05 | 2.665e-05 | 2.5674e-05 | 3.0606e-05 | 2.9404e-05 | 2.8327e-05 | 1.6146e-05 | 2.1081e-05 | 4.8429e-05 | 4.6656e-05
VIC1 | Gas - Steam | 0 | 0 | 0 | 0 | 0 | 0 | 0 | 0 | 0 | 0 | 0 | 0 | 0 | 0 | 0 | 0 | 0 | 0 | 0 | 0 | 0 | 0 | 0 | 0 | 0 | 0 | 0 | 0 | 0
VIC1 | OCGT / Diesel | 0.00010415 | 0.00010034 | 9.6927e-05 | 9.3118e-05 | 8.9709e-05 | 8.6425e-05 | 8.3485e-05 | 8.0205e-05 | 7.7269e-05 | 7.444e-05 | 7.1908e-05 | 6.9083e-05 | 6.6553e-05 | 6.4117e-05 | 6.1936e-05 | 7.3678e-05 | 7.0981e-05 | 6.8383e-05 | 8.7686e-05 | 8.7541e-05 | 0.00015592 | 0.00015021 | 0.0001451 | 0.00025482 | 0.0002455 | 0.00019554 | 0.00018889 | 3482.162 | 3354.6841
VIC1 | Hydro | 0 | 0 | 0 | 0 | 0 | 0 | 0 | 0 | 0 | 0 | 0 | 0 | 0 | 0 | 0 | 0 | 0 | 0 | 0 | 0 | 0 | 0 | 0 | 0 | 0 | 0 | 0 | 0 | 0
VIC1 | Wind | 0.00069479 | 0.00066935 | 0.00064658 | 0.00071635 | 0.00069013 | 0.00066486 | 0.00064225 | 0.0006366 | 0.00061329 | 0.00059084 | 0.00057074 | 0.0006021 | 0.00058006 | 0.00065622 | 0.0006339 | 0.00071669 | 0.0014585 | 179.052 | 15413.6674 | 21647.3977 | 20854.9111 | 25616.6823 | 51407.0157 | 49387.2257 | 96927.7184 | 101775.9199 | 178873.5742 | 259283.0977 | 269685.7629
VIC1 | Solar PV | 5.5766e-05 | 6.2993e-05 | 6.085e-05 | 9.8631e-05 | 9.502e-05 | 9.1542e-05 | 8.8427e-05 | 8.4953e-05 | 8.1843e-05 | 7.8847e-05 | 7.6165e-05 | 9.5905e-05 | 9.2394e-05 | 8.9012e-05 | 8.5983e-05 | 9.4684e-05 | 0.00014081 | 0.00016449 | 0.00023914 | 0.00024341 | 0.0002345 | 0.00031466 | 0.00046603 | 0.00044772 | 0.00060934 | 0.011647 | 6231.5209 | 39064.7362 | 49892.9701
VIC1 | Grid Battery | 0.00017944 | 0.00017287 | 0.00016699 | 0.00016043 | 0.00015456 | 0.0001489 | 0.00015979 | 0.00017676 | 0.00023697 | 0.00023688 | 0.00022882 | 0.00028326 | 0.00027289 | 0.00031991 | 0.00048756 | 0.0004684 | 0.00045125 | 0.00051192 | 5386.0334 | 5174.4153 | 17492.695 | 16852.3074 | 16279.0123 | 27595.9069 | 26585.6521 | 25612.3817 | 24741.0795 | 47089.1666 | 45365.2857
VIC1 | Pumped Hydro | 0 | 0 | 0.00022049 | 0.00026269 | 0.00027655 | 0.00026643 | 0.00031547 | 0.00030307 | 0.00029198 | 0.00028129 | 0.00027172 | 0.00040194 | 0.00038723 | 0.00049117 | 0.00050838 | 0.0004884 | 0.0045345 | 1004.2842 | 24702.3684 | 23731.8083 | 22863.0138 | 22026.0249 | 21276.7262 | 20440.7602 | 29138.9205 | 28072.1778 | 35867.9501 | 87027.5488 | 83841.5692
VIC1 | VPP | 0 | 0 | 0 | 0 | 0 | 0 | 0 | 0 | 0 | 0 | 0 | 0 | 0 | 0 | 0 | 0 | 0 | 0 | 0 | 0 | 0 | 0 | 0 | 0 | 0 | 0 | 0 | 0 | 0
Total excluding storage |  | 0.00088304 | 0.00085998 | 0.00083073 | 0.00093343 | 0.00089926 | 0.00086634 | 0.00083687 | 0.00082357 | 0.00079342 | 0.00076438 | 0.00073837 | 0.00078588 | 0.00075711 | 0.00082679 | 0.00079866 | 0.00090124 | 0.0016947 | 179.0522 | 15413.6678 | 21647.398 | 20854.9115 | 25616.6828 | 51407.0164 | 49387.2265 | 96927.7193 | 101775.9318 | 185105.0953 | 301829.996 | 322933.4171
Region | Technology | 2021-22 | 2022-23 | 2023-24 | 2024-25 | 2025-26 | 2026-27 | 2027-28 | 2028-29 | 2029-30 | 2030-31 | 2031-32 | 2032-33 | 2033-34 | 2034-35 | 2035-36 | 2036-37 | 2037-38 | 2038-39 | 2039-40 | 2040-41 | 2041-42 | 2042-43 | 2043-44 | 2044-45 | 2045-46 | 2046-47 | 2047-48 | 2048-49 | 2049-50
SA1 | Black Coal | 0 | 0 | 0 | 0 | 0 | 0 | 0 | 0 | 0 | 0 | 0 | 0 | 0 | 0 | 0 | 0 | 0 | 0 | 0 | 0 | 0 | 0 | 0 | 0 | 0 | 0 | 0 | 0 | 0
SA1 | Brown Coal | 0 | 0 | 0 | 0 | 0 | 0 | 0 | 0 | 0 | 0 | 0 | 0 | 0 | 0 | 0 | 0 | 0 | 0 | 0 | 0 | 0 | 0 | 0 | 0 | 0 | 0 | 0 | 0 | 0
SA1 | CCGT | 2.7577e-05 | 2.6568e-05 | 2.5664e-05 | 2.4655e-05 | 2.3753e-05 | 2.2883e-05 | 2.2105e-05 | 2.1236e-05 | 2.0459e-05 | 1.971e-05 | 1.9039e-05 | 1.8291e-05 | 1.7622e-05 | 1.6977e-05 | 1.6399e-05 | 1.5755e-05 | 2.2646e-05 | 2.1817e-05 | 2.8535e-05 | 2.7414e-05 | 2.641e-05 | 2.5443e-05 | 3.5763e-05 | 3.4358e-05 | 3.31e-05 | 2.104e-05 | 2.0325e-05 | 3.4711e-05 | 3.344e-05
SA1 | Gas - Steam | 0 | 0 | 0 | 0 | 0 | 0 | 0 | 0 | 0 | 0 | 0 | 0 | 0 | 0 | 0 | 0 | 0 | 0 | 0 | 0 | 0 | 0 | 0 | 0 | 0 | 0 | 0 | 0 | 0
SA1 | OCGT / Diesel | 0.00010472 | 0.00010089 | 9.7455e-05 | 9.3626e-05 | 9.0198e-05 | 8.6896e-05 | 8.394e-05 | 8.0642e-05 | 7.769e-05 | 7.4846e-05 | 7.2299e-05 | 6.9459e-05 | 6.6916e-05 | 6.4466e-05 | 6.2273e-05 | 8.391e-05 | 8.0838e-05 | 7.7879e-05 | 9.9871e-05 | 0.00010868 | 0.00019661 | 0.00018942 | 0.00023149 | 1819.6683 | 1753.0524 | 1688.8751 | 1631.4216 | 5245.572 | 5053.5376
SA1 | Hydro | 0 | 0 | 0 | 0 | 0 | 0 | 0 | 0 | 0 | 0 | 0 | 0 | 0 | 0 | 0 | 0 | 0 | 0 | 0 | 0 | 0 | 0 | 0 | 0 | 0 | 0 | 0 | 0 | 0
SA1 | Wind | 0.0012175 | 0.0011729 | 0.0014102 | 0.0013548 | 0.0013052 | 0.0012574 | 0.0012146 | 0.0012598 | 0.0012137 | 0.0011693 | 0.0011295 | 0.0012745 | 0.0012278 | 0.0013563 | 0.0013101 | 0.0023365 | 54733.8939 | 92190.6886 | 111960.7545 | 107561.7983 | 103624.0833 | 108375.8366 | 104689.0222 | 102344.243 | 98597.5367 | 100717.8978 | 99902.0157 | 100614.7156 | 98745.0501
SA1 | Solar PV | 0.00018035 | 0.00023438 | 0.00023385 | 0.00022466 | 0.00021643 | 0.00020851 | 0.00020142 | 0.0001935 | 0.00018642 | 0.00017959 | 0.00017348 | 0.0002403 | 0.00023151 | 0.0002459 | 0.00023754 | 0.00026199 | 0.00059585 | 0.00060187 | 0.00078932 | 0.0016626 | 0.0016017 | 1055.3769 | 8999.1696 | 8645.5908 | 11484.2953 | 11063.8682 | 17966.9002 | 20534.5803 | 19782.8327
SA1 | Grid Battery | 0.00019094 | 0.00018395 | 0.00017769 | 0.00017071 | 0.00016446 | 0.00015844 | 0.00016933 | 0.00018416 | 0.00026 | 0.00025048 | 0.00024196 | 0.00030211 | 0.00029105 | 0.00034282 | 0.00048867 | 0.0016775 | 0.0016161 | 0.0015569 | 0.0035859 | 0.0034722 | 22473.4907 | 21650.7618 | 20914.2291 | 26967.3296 | 25980.0863 | 25028.9849 | 24177.5292 | 23227.5902 | 22377.2545
SA1 | Pumped Hydro | 0 | 0 | 0.00027772 | 0.00026681 | 0.00025704 | 0.00024763 | 0.00023921 | 0.00022981 | 0.0002214 | 0.00021329 | 0.00020603 | 0.00026905 | 0.0002592 | 0.00028167 | 0.00030371 | 0.00048962 | 0.0004717 | 0.00045443 | 0.00049365 | 0.00047425 | 0.00054756 | 0.00052751 | 0.00050957 | 0.00058626 | 0.00065431 | 0.00063035 | 0.00060891 | 0.00058499 | 0.00056357
SA1 | VPP | 0 | 0 | 0 | 0 | 0 | 0 | 0 | 0 | 0 | 0 | 0 | 0 | 0 | 0 | 0 | 0 | 0 | 0 | 0 | 0 | 0 | 0 | 0 | 0 | 0 | 0 | 0 | 0 | 0
Total excluding storage |  | 0.0015301 | 0.0015347 | 0.0017671 | 0.0016977 | 0.0016355 | 0.0015757 | 0.0015221 | 0.0015552 | 0.0014983 | 0.0014434 | 0.0013943 | 0.0016025 | 0.0015439 | 0.0016836 | 0.0016263 | 0.0026981 | 54733.8946 | 92190.6893 | 111960.7554 | 107561.8001 | 103624.0851 | 109431.2137 | 113688.1921 | 112809.5021 | 111834.8844 | 113470.6411 | 119500.3376 | 126394.868 | 123581.4205
Region | Technology | 2021-22 | 2022-23 | 2023-24 | 2024-25 | 2025-26 | 2026-27 | 2027-28 | 2028-29 | 2029-30 | 2030-31 | 2031-32 | 2032-33 | 2033-34 | 2034-35 | 2035-36 | 2036-37 | 2037-38 | 2038-39 | 2039-40 | 2040-41 | 2041-42 | 2042-43 | 2043-44 | 2044-45 | 2045-46 | 2046-47 | 2047-48 | 2048-49 | 2049-50
TAS1 | Black Coal | 0 | 0 | 0 | 0 | 0 | 0 | 0 | 0 | 0 | 0 | 0 | 0 | 0 | 0 | 0 | 0 | 0 | 0 | 0 | 0 | 0 | 0 | 0 | 0 | 0 | 0 | 0 | 0 | 0
TAS1 | Brown Coal | 0 | 0 | 0 | 0 | 0 | 0 | 0 | 0 | 0 | 0 | 0 | 0 | 0 | 0 | 0 | 0 | 0 | 0 | 0 | 0 | 0 | 0 | 0 | 0 | 0 | 0 | 0 | 0 | 0
TAS1 | CCGT | 2.4543e-05 | 2.3644e-05 | 2.284e-05 | 2.1943e-05 | 2.1139e-05 | 2.0365e-05 | 1.9673e-05 | 1.89e-05 | 1.8208e-05 | 1.7541e-05 | 1.6945e-05 | 1.6279e-05 | 1.5683e-05 | 1.5109e-05 | 1.4595e-05 | 1.4021e-05 | 1.3508e-05 | 1.3013e-05 | 1.2571e-05 | 1.2077e-05 | 1.1635e-05 | 1.1209e-05 | 1.0828e-05 | 1.0402e-05 | 1.0021e-05 | 0 | 0 | 0 | 0
TAS1 | Gas - Steam | 0 | 0 | 0 | 0 | 0 | 0 | 0 | 0 | 0 | 0 | 0 | 0 | 0 | 0 | 0 | 0 | 0 | 0 | 0 | 0 | 0 | 0 | 0 | 0 | 0 | 0 | 0 | 0 | 0
TAS1 | OCGT / Diesel | 0.00010188 | 9.8147e-05 | 9.4808e-05 | 9.1083e-05 | 8.7749e-05 | 8.4536e-05 | 8.166e-05 | 7.8452e-05 | 7.558e-05 | 7.2813e-05 | 7.0336e-05 | 6.7573e-05 | 6.5099e-05 | 6.2716e-05 | 6.0582e-05 | 5.8202e-05 | 5.6071e-05 | 5.4018e-05 | 5.2181e-05 | 5.0131e-05 | 4.8295e-05 | 4.6527e-05 | 4.4944e-05 | 4.3179e-05 | 4.1598e-05 | 0 | 0 | 0 | 0
TAS1 | Hydro | 0 | 0 | 0 | 0 | 0 | 0 | 0 | 0 | 0 | 0 | 0 | 0 | 0 | 0 | 0 | 0 | 0 | 0 | 0 | 0 | 0 | 0 | 0 | 0 | 0 | 0 | 0 | 0 | 0
TAS1 | Wind | 0.00057443 | 0.0005534 | 14307.4455 | 27390.5137 | 39459.3146 | 50573.3802 | 60926.2278 | 70070.1894 | 78567.4591 | 86232.2257 | 93436.7556 | 99468.0692 | 105074.1467 | 110000.7096 | 114637.783 | 118096.608 | 121397.1411 | 124260.5398 | 127294.8804 | 129202.0101 | 124472.0715 | 119915.2906 | 115835.9178 | 111284.7058 | 107210.6994 | 103285.8374 | 99772.1785 | 90239.6749 | 81568.5031
TAS1 | Solar PV | 2.2035e-05 | 3.076e-05 | 4.6436e-05 | 4.4611e-05 | 4.2978e-05 | 4.1405e-05 | 4.7515e-05 | 4.5648e-05 | 5.575e-05 | 6.8556e-05 | 9.533e-05 | 9.1584e-05 | 8.8231e-05 | 8.5001e-05 | 8.211e-05 | 7.8884e-05 | 8.8268e-05 | 9.6562e-05 | 9.9823e-05 | 0.00013148 | 0.00012666 | 0.00012203 | 0.00011788 | 0.00011324 | 0.0001091 | 9.6436e-05 | 8.9396e-05 | 7.9324e-05 | 7.642e-05
TAS1 | Grid Battery | 0.00017498 | 0.00016857 | 0.00016284 | 0.00015644 | 0.00015071 | 0.0001452 | 0.00015059 | 0.00016428 | 0.00021151 | 0.00021367 | 0.0002064 | 0.00021377 | 0.00020594 | 0.00021474 | 0.00021506 | 0.00021904 | 0.00022051 | 0.00022021 | 0.00022526 | 0.00023534 | 0.00019373 | 0.00019671 | 0.00020302 | 0.00020474 | 0.00020519 | 0.00021064 | 0.00021207 | 0.00021018 | 0.00020794
TAS1 | Pumped Hydro | 0 | 0 | 0.00040511 | 0.00038919 | 0.00039929 | 0.00041311 | 0.00041986 | 0.00040336 | 0.00040878 | 0.00041084 | 0.00042035 | 0.00042107 | 0.00042535 | 0.00042857 | 0.00043505 | 0.0004366 | 0.00043672 | 0.00043949 | 0.00044131 | 0.00044334 | 0.00044343 | 0.00044506 | 0.00044931 | 0.00044998 | 0.00045257 | 0.00045207 | 0.00045734 | 0.00045759 | 0.00046166
TAS1 | VPP | 0 | 0 | 0 | 0 | 0 | 0 | 0 | 0 | 0 | 0 | 0 | 0 | 0 | 0 | 0 | 0 | 0 | 0 | 0 | 0 | 0 | 0 | 0 | 0 | 0 | 0 | 0 | 0 | 0
Total excluding storage |  | 0.00072288 | 0.00070595 | 14307.4456 | 27390.5138 | 39459.3147 | 50573.3804 | 60926.2279 | 70070.1896 | 78567.4593 | 86232.2258 | 93436.7557 | 99468.0694 | 105074.1468 | 110000.7098 | 114637.7831 | 118096.6081 | 121397.1413 | 124260.54 | 127294.8806 | 129202.0103 | 124472.0717 | 119915.2908 | 115835.918 | 111284.706 | 107210.6995 | 103285.8375 | 99772.1786 | 90239.675 | 81568.5032

## BaseCase_REHAB Cost
Rehabilition cost by technology ($000s) - Base Case, Slow Change Scenario
REHAB | Real June 2020 dollars discounted to 1 July 2020
Explicitly modelled generation
Region | Technology | 2021-22 | 2022-23 | 2023-24 | 2024-25 | 2025-26 | 2026-27 | 2027-28 | 2028-29 | 2029-30 | 2030-31 | 2031-32 | 2032-33 | 2033-34 | 2034-35 | 2035-36 | 2036-37 | 2037-38 | 2038-39 | 2039-40 | 2040-41 | 2041-42 | 2042-43 | 2043-44 | 2044-45 | 2045-46 | 2046-47 | 2047-48 | 2048-49 | 2049-50
NEM | Black Coal | 0 | 0 | 0 | 144338.3256 | 100254.5053 | 35381.4603 | 123.9203 | 0 | 23049.8945 | 5156.6897 | 2641.5167 | 0 | 0 | 0 | 1584.759 | 181.2267 | 0 | 0 | 0 | 0 | 0 | 0 | 0 | 0 | 0 | 0 | 0 | 0 | 0
NEM | Brown Coal | 0 | 0 | 0 | 69106.4732 | 0 | 2.0699e-05 | 0 | 0 | 4.9032e-06 | 1.3087e-06 | 5.3182e-06 | 0 | 0 | 0 | 0 | 0 | 0 | 0 | 0 | 0 | 0 | 0 | 0 | 0 | 0 | 0 | 0 | 0 | 0
NEM | CCGT | 0 | 0 | 0 | 0 | 0 | 0 | 0 | 0 | 0 | 0 | 0 | 0 | 0 | 0 | 0 | 0 | 0 | 0 | 0 | 0 | 0 | 0 | 0 | 0 | 0 | 0 | 0 | 0 | 0
NEM | Gas - Steam | 0 | 0 | 0 | 0 | 0 | 0 | 0 | 0 | 0 | 0 | 0 | 0 | 0 | 0 | 0 | 0 | 0 | 0 | 0 | 0 | 0 | 0 | 0 | 0 | 0 | 0 | 0 | 0 | 0
NEM | OCGT / Diesel | 0 | 0 | 0 | 0 | 0 | 0 | 0 | 0 | 0 | 0 | 0 | 0 | 0 | 0 | 0 | 0 | 0 | 0 | 0 | 0 | 0 | 0 | 0 | 0 | 0 | 0 | 0 | 0 | 0
NEM | Hydro | 0 | 0 | 0 | 0 | 0 | 0 | 0 | 0 | 0 | 0 | 0 | 0 | 0 | 0 | 0 | 0 | 0 | 0 | 0 | 0 | 0 | 0 | 0 | 0 | 0 | 0 | 0 | 0 | 0
NEM | Wind | 0 | 0 | 0 | 0 | 0 | 0 | 0 | 0 | 0 | 0 | 0 | 0 | 0 | 0 | 0 | 0 | 0 | 0 | 0 | 0 | 0 | 0 | 0 | 0 | 0 | 0 | 0 | 0 | 0
NEM | Solar PV | 0 | 0 | 0 | 0 | 0 | 0 | 0 | 0 | 0 | 0 | 0 | 0 | 0 | 0 | 0 | 0 | 0 | 0 | 0 | 0 | 0 | 0 | 0 | 0 | 0 | 0 | 0 | 0 | 0
NEM | Grid Battery | 0 | 0 | 0 | 0 | 0 | 0 | 0 | 0 | 0 | 0 | 0 | 0 | 0 | 0 | 0 | 0 | 0 | 0 | 0 | 0 | 0 | 0 | 0 | 0 | 0 | 0 | 0 | 0 | 0
NEM | Pumped Hydro | 0 | 0 | 0 | 0 | 0 | 0 | 0 | 0 | 0 | 0 | 0 | 0 | 0 | 0 | 0 | 0 | 0 | 0 | 0 | 0 | 0 | 0 | 0 | 0 | 0 | 0 | 0 | 0 | 0
NEM | VPP | 0 | 0 | 0 | 0 | 0 | 0 | 0 | 0 | 0 | 0 | 0 | 0 | 0 | 0 | 0 | 0 | 0 | 0 | 0 | 0 | 0 | 0 | 0 | 0 | 0 | 0 | 0 | 0 | 0
Total excluding storage |  | 0 | 0 | 0 | 213444.7988 | 100254.5053 | 35381.4603 | 123.9203 | 0 | 23049.8945 | 5156.6897 | 2641.5167 | 0 | 0 | 0 | 1584.759 | 181.2267 | 0 | 0 | 0 | 0 | 0 | 0 | 0 | 0 | 0 | 0 | 0 | 0 | 0
Region | Technology | 2021-22 | 2022-23 | 2023-24 | 2024-25 | 2025-26 | 2026-27 | 2027-28 | 2028-29 | 2029-30 | 2030-31 | 2031-32 | 2032-33 | 2033-34 | 2034-35 | 2035-36 | 2036-37 | 2037-38 | 2038-39 | 2039-40 | 2040-41 | 2041-42 | 2042-43 | 2043-44 | 2044-45 | 2045-46 | 2046-47 | 2047-48 | 2048-49 | 2049-50
NSW1 | Black Coal | 0 | 0 | 0 | 36323.9035 | 100254.5053 | 0 | 0 | 0 | 19231.0897 | 5156.6897 | 2641.5167 | 0 | 0 | 0 | 0 | 0 | 0 | 0 | 0 | 0 | 0 | 0 | 0 | 0 | 0 | 0 | 0 | 0 | 0
NSW1 | Brown Coal | 0 | 0 | 0 | 0 | 0 | 0 | 0 | 0 | 0 | 0 | 0 | 0 | 0 | 0 | 0 | 0 | 0 | 0 | 0 | 0 | 0 | 0 | 0 | 0 | 0 | 0 | 0 | 0 | 0
NSW1 | CCGT | 0 | 0 | 0 | 0 | 0 | 0 | 0 | 0 | 0 | 0 | 0 | 0 | 0 | 0 | 0 | 0 | 0 | 0 | 0 | 0 | 0 | 0 | 0 | 0 | 0 | 0 | 0 | 0 | 0
NSW1 | Gas - Steam | 0 | 0 | 0 | 0 | 0 | 0 | 0 | 0 | 0 | 0 | 0 | 0 | 0 | 0 | 0 | 0 | 0 | 0 | 0 | 0 | 0 | 0 | 0 | 0 | 0 | 0 | 0 | 0 | 0
NSW1 | OCGT / Diesel | 0 | 0 | 0 | 0 | 0 | 0 | 0 | 0 | 0 | 0 | 0 | 0 | 0 | 0 | 0 | 0 | 0 | 0 | 0 | 0 | 0 | 0 | 0 | 0 | 0 | 0 | 0 | 0 | 0
NSW1 | Hydro | 0 | 0 | 0 | 0 | 0 | 0 | 0 | 0 | 0 | 0 | 0 | 0 | 0 | 0 | 0 | 0 | 0 | 0 | 0 | 0 | 0 | 0 | 0 | 0 | 0 | 0 | 0 | 0 | 0
NSW1 | Wind | 0 | 0 | 0 | 0 | 0 | 0 | 0 | 0 | 0 | 0 | 0 | 0 | 0 | 0 | 0 | 0 | 0 | 0 | 0 | 0 | 0 | 0 | 0 | 0 | 0 | 0 | 0 | 0 | 0
NSW1 | Solar PV | 0 | 0 | 0 | 0 | 0 | 0 | 0 | 0 | 0 | 0 | 0 | 0 | 0 | 0 | 0 | 0 | 0 | 0 | 0 | 0 | 0 | 0 | 0 | 0 | 0 | 0 | 0 | 0 | 0
NSW1 | Grid Battery | 0 | 0 | 0 | 0 | 0 | 0 | 0 | 0 | 0 | 0 | 0 | 0 | 0 | 0 | 0 | 0 | 0 | 0 | 0 | 0 | 0 | 0 | 0 | 0 | 0 | 0 | 0 | 0 | 0
NSW1 | Pumped Hydro | 0 | 0 | 0 | 0 | 0 | 0 | 0 | 0 | 0 | 0 | 0 | 0 | 0 | 0 | 0 | 0 | 0 | 0 | 0 | 0 | 0 | 0 | 0 | 0 | 0 | 0 | 0 | 0 | 0
NSW1 | VPP | 0 | 0 | 0 | 0 | 0 | 0 | 0 | 0 | 0 | 0 | 0 | 0 | 0 | 0 | 0 | 0 | 0 | 0 | 0 | 0 | 0 | 0 | 0 | 0 | 0 | 0 | 0 | 0 | 0
Total excluding storage |  | 0 | 0 | 0 | 36323.9035 | 100254.5053 | 0 | 0 | 0 | 19231.0897 | 5156.6897 | 2641.5167 | 0 | 0 | 0 | 0 | 0 | 0 | 0 | 0 | 0 | 0 | 0 | 0 | 0 | 0 | 0 | 0 | 0 | 0
Region | Technology | 2021-22 | 2022-23 | 2023-24 | 2024-25 | 2025-26 | 2026-27 | 2027-28 | 2028-29 | 2029-30 | 2030-31 | 2031-32 | 2032-33 | 2033-34 | 2034-35 | 2035-36 | 2036-37 | 2037-38 | 2038-39 | 2039-40 | 2040-41 | 2041-42 | 2042-43 | 2043-44 | 2044-45 | 2045-46 | 2046-47 | 2047-48 | 2048-49 | 2049-50
QLD1 | Black Coal | 0 | 0 | 0 | 108014.4221 | 0 | 35381.4603 | 123.9203 | 0 | 3818.8048 | 0 | 0 | 0 | 0 | 0 | 1584.759 | 181.2267 | 0 | 0 | 0 | 0 | 0 | 0 | 0 | 0 | 0 | 0 | 0 | 0 | 0
QLD1 | Brown Coal | 0 | 0 | 0 | 0 | 0 | 0 | 0 | 0 | 0 | 0 | 0 | 0 | 0 | 0 | 0 | 0 | 0 | 0 | 0 | 0 | 0 | 0 | 0 | 0 | 0 | 0 | 0 | 0 | 0
QLD1 | CCGT | 0 | 0 | 0 | 0 | 0 | 0 | 0 | 0 | 0 | 0 | 0 | 0 | 0 | 0 | 0 | 0 | 0 | 0 | 0 | 0 | 0 | 0 | 0 | 0 | 0 | 0 | 0 | 0 | 0
QLD1 | Gas - Steam | 0 | 0 | 0 | 0 | 0 | 0 | 0 | 0 | 0 | 0 | 0 | 0 | 0 | 0 | 0 | 0 | 0 | 0 | 0 | 0 | 0 | 0 | 0 | 0 | 0 | 0 | 0 | 0 | 0
QLD1 | OCGT / Diesel | 0 | 0 | 0 | 0 | 0 | 0 | 0 | 0 | 0 | 0 | 0 | 0 | 0 | 0 | 0 | 0 | 0 | 0 | 0 | 0 | 0 | 0 | 0 | 0 | 0 | 0 | 0 | 0 | 0
QLD1 | Hydro | 0 | 0 | 0 | 0 | 0 | 0 | 0 | 0 | 0 | 0 | 0 | 0 | 0 | 0 | 0 | 0 | 0 | 0 | 0 | 0 | 0 | 0 | 0 | 0 | 0 | 0 | 0 | 0 | 0
QLD1 | Wind | 0 | 0 | 0 | 0 | 0 | 0 | 0 | 0 | 0 | 0 | 0 | 0 | 0 | 0 | 0 | 0 | 0 | 0 | 0 | 0 | 0 | 0 | 0 | 0 | 0 | 0 | 0 | 0 | 0
QLD1 | Solar PV | 0 | 0 | 0 | 0 | 0 | 0 | 0 | 0 | 0 | 0 | 0 | 0 | 0 | 0 | 0 | 0 | 0 | 0 | 0 | 0 | 0 | 0 | 0 | 0 | 0 | 0 | 0 | 0 | 0
QLD1 | Grid Battery | 0 | 0 | 0 | 0 | 0 | 0 | 0 | 0 | 0 | 0 | 0 | 0 | 0 | 0 | 0 | 0 | 0 | 0 | 0 | 0 | 0 | 0 | 0 | 0 | 0 | 0 | 0 | 0 | 0
QLD1 | Pumped Hydro | 0 | 0 | 0 | 0 | 0 | 0 | 0 | 0 | 0 | 0 | 0 | 0 | 0 | 0 | 0 | 0 | 0 | 0 | 0 | 0 | 0 | 0 | 0 | 0 | 0 | 0 | 0 | 0 | 0
QLD1 | VPP | 0 | 0 | 0 | 0 | 0 | 0 | 0 | 0 | 0 | 0 | 0 | 0 | 0 | 0 | 0 | 0 | 0 | 0 | 0 | 0 | 0 | 0 | 0 | 0 | 0 | 0 | 0 | 0 | 0
Total excluding storage |  | 0 | 0 | 0 | 108014.4221 | 0 | 35381.4603 | 123.9203 | 0 | 3818.8048 | 0 | 0 | 0 | 0 | 0 | 1584.759 | 181.2267 | 0 | 0 | 0 | 0 | 0 | 0 | 0 | 0 | 0 | 0 | 0 | 0 | 0
Region | Technology | 2021-22 | 2022-23 | 2023-24 | 2024-25 | 2025-26 | 2026-27 | 2027-28 | 2028-29 | 2029-30 | 2030-31 | 2031-32 | 2032-33 | 2033-34 | 2034-35 | 2035-36 | 2036-37 | 2037-38 | 2038-39 | 2039-40 | 2040-41 | 2041-42 | 2042-43 | 2043-44 | 2044-45 | 2045-46 | 2046-47 | 2047-48 | 2048-49 | 2049-50
VIC1 | Black Coal | 0 | 0 | 0 | 0 | 0 | 0 | 0 | 0 | 0 | 0 | 0 | 0 | 0 | 0 | 0 | 0 | 0 | 0 | 0 | 0 | 0 | 0 | 0 | 0 | 0 | 0 | 0 | 0 | 0
VIC1 | Brown Coal | 0 | 0 | 0 | 69106.4732 | 0 | 2.0699e-05 | 0 | 0 | 4.9032e-06 | 1.3087e-06 | 5.3182e-06 | 0 | 0 | 0 | 0 | 0 | 0 | 0 | 0 | 0 | 0 | 0 | 0 | 0 | 0 | 0 | 0 | 0 | 0
VIC1 | CCGT | 0 | 0 | 0 | 0 | 0 | 0 | 0 | 0 | 0 | 0 | 0 | 0 | 0 | 0 | 0 | 0 | 0 | 0 | 0 | 0 | 0 | 0 | 0 | 0 | 0 | 0 | 0 | 0 | 0
VIC1 | Gas - Steam | 0 | 0 | 0 | 0 | 0 | 0 | 0 | 0 | 0 | 0 | 0 | 0 | 0 | 0 | 0 | 0 | 0 | 0 | 0 | 0 | 0 | 0 | 0 | 0 | 0 | 0 | 0 | 0 | 0
VIC1 | OCGT / Diesel | 0 | 0 | 0 | 0 | 0 | 0 | 0 | 0 | 0 | 0 | 0 | 0 | 0 | 0 | 0 | 0 | 0 | 0 | 0 | 0 | 0 | 0 | 0 | 0 | 0 | 0 | 0 | 0 | 0
VIC1 | Hydro | 0 | 0 | 0 | 0 | 0 | 0 | 0 | 0 | 0 | 0 | 0 | 0 | 0 | 0 | 0 | 0 | 0 | 0 | 0 | 0 | 0 | 0 | 0 | 0 | 0 | 0 | 0 | 0 | 0
VIC1 | Wind | 0 | 0 | 0 | 0 | 0 | 0 | 0 | 0 | 0 | 0 | 0 | 0 | 0 | 0 | 0 | 0 | 0 | 0 | 0 | 0 | 0 | 0 | 0 | 0 | 0 | 0 | 0 | 0 | 0
VIC1 | Solar PV | 0 | 0 | 0 | 0 | 0 | 0 | 0 | 0 | 0 | 0 | 0 | 0 | 0 | 0 | 0 | 0 | 0 | 0 | 0 | 0 | 0 | 0 | 0 | 0 | 0 | 0 | 0 | 0 | 0
VIC1 | Grid Battery | 0 | 0 | 0 | 0 | 0 | 0 | 0 | 0 | 0 | 0 | 0 | 0 | 0 | 0 | 0 | 0 | 0 | 0 | 0 | 0 | 0 | 0 | 0 | 0 | 0 | 0 | 0 | 0 | 0
VIC1 | Pumped Hydro | 0 | 0 | 0 | 0 | 0 | 0 | 0 | 0 | 0 | 0 | 0 | 0 | 0 | 0 | 0 | 0 | 0 | 0 | 0 | 0 | 0 | 0 | 0 | 0 | 0 | 0 | 0 | 0 | 0
VIC1 | VPP | 0 | 0 | 0 | 0 | 0 | 0 | 0 | 0 | 0 | 0 | 0 | 0 | 0 | 0 | 0 | 0 | 0 | 0 | 0 | 0 | 0 | 0 | 0 | 0 | 0 | 0 | 0 | 0 | 0
Total excluding storage |  | 0 | 0 | 0 | 69106.4732 | 0 | 2.0699e-05 | 0 | 0 | 4.9032e-06 | 1.3087e-06 | 5.3182e-06 | 0 | 0 | 0 | 0 | 0 | 0 | 0 | 0 | 0 | 0 | 0 | 0 | 0 | 0 | 0 | 0 | 0 | 0
Region | Technology | 2021-22 | 2022-23 | 2023-24 | 2024-25 | 2025-26 | 2026-27 | 2027-28 | 2028-29 | 2029-30 | 2030-31 | 2031-32 | 2032-33 | 2033-34 | 2034-35 | 2035-36 | 2036-37 | 2037-38 | 2038-39 | 2039-40 | 2040-41 | 2041-42 | 2042-43 | 2043-44 | 2044-45 | 2045-46 | 2046-47 | 2047-48 | 2048-49 | 2049-50
SA1 | Black Coal | 0 | 0 | 0 | 0 | 0 | 0 | 0 | 0 | 0 | 0 | 0 | 0 | 0 | 0 | 0 | 0 | 0 | 0 | 0 | 0 | 0 | 0 | 0 | 0 | 0 | 0 | 0 | 0 | 0
SA1 | Brown Coal | 0 | 0 | 0 | 0 | 0 | 0 | 0 | 0 | 0 | 0 | 0 | 0 | 0 | 0 | 0 | 0 | 0 | 0 | 0 | 0 | 0 | 0 | 0 | 0 | 0 | 0 | 0 | 0 | 0
SA1 | CCGT | 0 | 0 | 0 | 0 | 0 | 0 | 0 | 0 | 0 | 0 | 0 | 0 | 0 | 0 | 0 | 0 | 0 | 0 | 0 | 0 | 0 | 0 | 0 | 0 | 0 | 0 | 0 | 0 | 0
SA1 | Gas - Steam | 0 | 0 | 0 | 0 | 0 | 0 | 0 | 0 | 0 | 0 | 0 | 0 | 0 | 0 | 0 | 0 | 0 | 0 | 0 | 0 | 0 | 0 | 0 | 0 | 0 | 0 | 0 | 0 | 0
SA1 | OCGT / Diesel | 0 | 0 | 0 | 0 | 0 | 0 | 0 | 0 | 0 | 0 | 0 | 0 | 0 | 0 | 0 | 0 | 0 | 0 | 0 | 0 | 0 | 0 | 0 | 0 | 0 | 0 | 0 | 0 | 0
SA1 | Hydro | 0 | 0 | 0 | 0 | 0 | 0 | 0 | 0 | 0 | 0 | 0 | 0 | 0 | 0 | 0 | 0 | 0 | 0 | 0 | 0 | 0 | 0 | 0 | 0 | 0 | 0 | 0 | 0 | 0
SA1 | Wind | 0 | 0 | 0 | 0 | 0 | 0 | 0 | 0 | 0 | 0 | 0 | 0 | 0 | 0 | 0 | 0 | 0 | 0 | 0 | 0 | 0 | 0 | 0 | 0 | 0 | 0 | 0 | 0 | 0
SA1 | Solar PV | 0 | 0 | 0 | 0 | 0 | 0 | 0 | 0 | 0 | 0 | 0 | 0 | 0 | 0 | 0 | 0 | 0 | 0 | 0 | 0 | 0 | 0 | 0 | 0 | 0 | 0 | 0 | 0 | 0
SA1 | Grid Battery | 0 | 0 | 0 | 0 | 0 | 0 | 0 | 0 | 0 | 0 | 0 | 0 | 0 | 0 | 0 | 0 | 0 | 0 | 0 | 0 | 0 | 0 | 0 | 0 | 0 | 0 | 0 | 0 | 0
SA1 | Pumped Hydro | 0 | 0 | 0 | 0 | 0 | 0 | 0 | 0 | 0 | 0 | 0 | 0 | 0 | 0 | 0 | 0 | 0 | 0 | 0 | 0 | 0 | 0 | 0 | 0 | 0 | 0 | 0 | 0 | 0
SA1 | VPP | 0 | 0 | 0 | 0 | 0 | 0 | 0 | 0 | 0 | 0 | 0 | 0 | 0 | 0 | 0 | 0 | 0 | 0 | 0 | 0 | 0 | 0 | 0 | 0 | 0 | 0 | 0 | 0 | 0
Total excluding storage |  | 0 | 0 | 0 | 0 | 0 | 0 | 0 | 0 | 0 | 0 | 0 | 0 | 0 | 0 | 0 | 0 | 0 | 0 | 0 | 0 | 0 | 0 | 0 | 0 | 0 | 0 | 0 | 0 | 0
Region | Technology | 2021-22 | 2022-23 | 2023-24 | 2024-25 | 2025-26 | 2026-27 | 2027-28 | 2028-29 | 2029-30 | 2030-31 | 2031-32 | 2032-33 | 2033-34 | 2034-35 | 2035-36 | 2036-37 | 2037-38 | 2038-39 | 2039-40 | 2040-41 | 2041-42 | 2042-43 | 2043-44 | 2044-45 | 2045-46 | 2046-47 | 2047-48 | 2048-49 | 2049-50
TAS1 | Black Coal | 0 | 0 | 0 | 0 | 0 | 0 | 0 | 0 | 0 | 0 | 0 | 0 | 0 | 0 | 0 | 0 | 0 | 0 | 0 | 0 | 0 | 0 | 0 | 0 | 0 | 0 | 0 | 0 | 0
TAS1 | Brown Coal | 0 | 0 | 0 | 0 | 0 | 0 | 0 | 0 | 0 | 0 | 0 | 0 | 0 | 0 | 0 | 0 | 0 | 0 | 0 | 0 | 0 | 0 | 0 | 0 | 0 | 0 | 0 | 0 | 0
TAS1 | CCGT | 0 | 0 | 0 | 0 | 0 | 0 | 0 | 0 | 0 | 0 | 0 | 0 | 0 | 0 | 0 | 0 | 0 | 0 | 0 | 0 | 0 | 0 | 0 | 0 | 0 | 0 | 0 | 0 | 0
TAS1 | Gas - Steam | 0 | 0 | 0 | 0 | 0 | 0 | 0 | 0 | 0 | 0 | 0 | 0 | 0 | 0 | 0 | 0 | 0 | 0 | 0 | 0 | 0 | 0 | 0 | 0 | 0 | 0 | 0 | 0 | 0
TAS1 | OCGT / Diesel | 0 | 0 | 0 | 0 | 0 | 0 | 0 | 0 | 0 | 0 | 0 | 0 | 0 | 0 | 0 | 0 | 0 | 0 | 0 | 0 | 0 | 0 | 0 | 0 | 0 | 0 | 0 | 0 | 0
TAS1 | Hydro | 0 | 0 | 0 | 0 | 0 | 0 | 0 | 0 | 0 | 0 | 0 | 0 | 0 | 0 | 0 | 0 | 0 | 0 | 0 | 0 | 0 | 0 | 0 | 0 | 0 | 0 | 0 | 0 | 0
TAS1 | Wind | 0 | 0 | 0 | 0 | 0 | 0 | 0 | 0 | 0 | 0 | 0 | 0 | 0 | 0 | 0 | 0 | 0 | 0 | 0 | 0 | 0 | 0 | 0 | 0 | 0 | 0 | 0 | 0 | 0
TAS1 | Solar PV | 0 | 0 | 0 | 0 | 0 | 0 | 0 | 0 | 0 | 0 | 0 | 0 | 0 | 0 | 0 | 0 | 0 | 0 | 0 | 0 | 0 | 0 | 0 | 0 | 0 | 0 | 0 | 0 | 0
TAS1 | Grid Battery | 0 | 0 | 0 | 0 | 0 | 0 | 0 | 0 | 0 | 0 | 0 | 0 | 0 | 0 | 0 | 0 | 0 | 0 | 0 | 0 | 0 | 0 | 0 | 0 | 0 | 0 | 0 | 0 | 0
TAS1 | Pumped Hydro | 0 | 0 | 0 | 0 | 0 | 0 | 0 | 0 | 0 | 0 | 0 | 0 | 0 | 0 | 0 | 0 | 0 | 0 | 0 | 0 | 0 | 0 | 0 | 0 | 0 | 0 | 0 | 0 | 0
TAS1 | VPP | 0 | 0 | 0 | 0 | 0 | 0 | 0 | 0 | 0 | 0 | 0 | 0 | 0 | 0 | 0 | 0 | 0 | 0 | 0 | 0 | 0 | 0 | 0 | 0 | 0 | 0 | 0 | 0 | 0
Total excluding storage |  | 0 | 0 | 0 | 0 | 0 | 0 | 0 | 0 | 0 | 0 | 0 | 0 | 0 | 0 | 0 | 0 | 0 | 0 | 0 | 0 | 0 | 0 | 0 | 0 | 0 | 0 | 0 | 0 | 0

## BaseCase_REZ Tx Cost
REZ transmission expansion cost by region ($000s) - Base Case, Slow Change Scenario
REZ Expansion | Real June 2020 dollars discounted to 1 July 2020. As with the total capital costs, the REZ transmission expansion costs are annualised for modelling purposes.
Explicitly modelled generation
Region | Technology | 2021-22 | 2022-23 | 2023-24 | 2024-25 | 2025-26 | 2026-27 | 2027-28 | 2028-29 | 2029-30 | 2030-31 | 2031-32 | 2032-33 | 2033-34 | 2034-35 | 2035-36 | 2036-37 | 2037-38 | 2038-39 | 2039-40 | 2040-41 | 2041-42 | 2042-43 | 2043-44 | 2044-45 | 2045-46 | 2046-47 | 2047-48 | 2048-49 | 2049-50
NSW1 | Transmission | 9.7595e-05 | 1908.3135 | 8879.2578 | 15289.813 | 21242.0382 | 27427.9761 | 32446.1997 | 37756.3267 | 43533.427 | 48836.9399 | 80136.8576 | 76988.2675 | 74169.8146 | 71454.5421 | 69023.7452 | 66311.791 | 63884.1918 | 62141.7489 | 60027.762 | 57705.5641 | 66033.7254 | 85603.266 | 84181.1463 | 80873.6554 | 79426.8225 | 86883.4235 | 87285.4753 | 83856.0148 | 83909.2282
QLD1 | Transmission | 0.00010279 | 0.00010718 | 0.00011401 | 0.00013401 | 0.00013696 | 0.00015434 | 0.0001699 | 0.00026527 | 0.00026336 | 0.00025372 | 0.00024509 | 0.00023546 | 0.00022684 | 0.00021854 | 0.0002111 | 0.00020281 | 14957.0426 | 14409.4823 | 13919.2892 | 13372.3981 | 12882.8498 | 15146.4211 | 26764.6821 | 25713.0934 | 26744.0499 | 68062.4898 | 65747.0864 | 63163.8727 | 74630.3778
VIC1 | Transmission | 1.8924e-05 | 1.8231e-05 | 1.7611e-05 | 1.6919e-05 | 1.63e-05 | 1.5703e-05 | 1.5169e-05 | 1.4573e-05 | 1.4039e-05 | 1.3525e-05 | 1.3065e-05 | 1.2552e-05 | 1.2092e-05 | 1.165e-05 | 1.1253e-05 | 1.0811e-05 | 1.0415e-05 | 1.0034e-05 | 342.5901 | 1110.3716 | 1069.7222 | 1669.859 | 2171.8919 | 2086.5579 | 5395.2189 | 5805.9766 | 9861.489 | 24680.4521 | 33187.5447
SA1 | Transmission | 8.5545e-05 | 8.6986e-05 | 0.00010149 | 9.7498e-05 | 9.3929e-05 | 9.049e-05 | 8.7412e-05 | 9.9231e-05 | 9.5598e-05 | 9.2098e-05 | 8.8965e-05 | 9.7479e-05 | 9.391e-05 | 0.00010024 | 9.6828e-05 | 0.00016808 | 5005.6156 | 4822.3658 | 7942.3959 | 7630.3378 | 7350.9999 | 8334.7937 | 8051.2542 | 7734.9191 | 7451.7525 | 9947.0853 | 10001.1772 | 11022.7433 | 11176.9541
TAS1 | Transmission | 0 | 0 | 0 | 0 | 0 | 0 | 0 | 0 | 0 | 523.684 | 1254.4323 | 2223.5712 | 3123.3128 | 3954.1957 | 4732.7472 | 5423.9921 | 6070.5067 | 6663.3331 | 7251.6092 | 7749.6259 | 7465.9209 | 7192.6021 | 6947.9185 | 6674.9336 | 6430.5719 | 6195.156 | 5984.4043 | 5749.2761 | 5538.8016
NEM | Total | 0.00030486 | 1908.3137 | 8879.258 | 15289.8132 | 21242.0384 | 27427.9763 | 32446.2 | 37756.3271 | 43533.4274 | 49360.6242 | 81391.2902 | 79211.839 | 77293.1277 | 75408.7381 | 73756.4927 | 71735.7835 | 89917.3568 | 88036.9301 | 89483.6463 | 87568.2975 | 94803.2181 | 117946.9418 | 128116.8929 | 123083.1594 | 125448.4157 | 176894.131 | 178879.6321 | 188472.359 | 208442.9064

## BaseCase_USE+DSP Cost
USE and USE / DSP cost by region ($000s) - Base Case, Slow Change Scenario
USE / DSP | Real June 2020 dollars discounted to 1 July 2020
Explicitly modelled generation
Region | Technology | 2021-22 | 2022-23 | 2023-24 | 2024-25 | 2025-26 | 2026-27 | 2027-28 | 2028-29 | 2029-30 | 2030-31 | 2031-32 | 2032-33 | 2033-34 | 2034-35 | 2035-36 | 2036-37 | 2037-38 | 2038-39 | 2039-40 | 2040-41 | 2041-42 | 2042-43 | 2043-44 | 2044-45 | 2045-46 | 2046-47 | 2047-48 | 2048-49 | 2049-50
NSW1 | USE / DSP | 0.00024924 | 0.00024853 | 0.00025008 | 0.00025119 | 0.00025439 | 0.00025235 | 0.00025339 | 0.00025506 | 0.0002524 | 0.00025236 | 0.00024975 | 0.00025546 | 0.00025246 | 0.00025716 | 0.00025097 | 0.00025119 | 0.00025961 | 0.00026365 | 470.5593 | 14.4488 | 14116.8642 | 0.00026621 | 7926.482 | 8608.196 | 8339.3983 | 5632.2583 | 234.277 | 6205.2252 | 10.859
QLD1 | USE / DSP | 0.0002488 | 0.00024819 | 0.00024908 | 0.00025124 | 0.00025292 | 46.8515 | 0.00025376 | 9126.6965 | 0.00025127 | 0.00025108 | 0.00025042 | 0.00025383 | 1454.8053 | 3.9906 | 2339.6974 | 15.9251 | 26396.1407 | 39.6196 | 236.8435 | 2454.3743 | 2627.0188 | 3064.3178 | 4203.2123 | 7021.5729 | 2223.5776 | 34253.8546 | 44.2338 | 914.1618 | 5029.8512
VIC1 | USE / DSP | 0.00024423 | 0.00024364 | 0.00024459 | 0.00024765 | 0.0002497 | 0.00024688 | 0.00024815 | 0.00024858 | 0.00024629 | 0.00024618 | 0.0002451 | 0.00024933 | 0.0002468 | 0.0002524 | 1763.1553 | 4261.4528 | 0.00025397 | 0.00025683 | 2349.4427 | 499.7734 | 5067.009 | 2.3726 | 1272.8974 | 12321.1105 | 5034.5974 | 140.0806 | 422.904 | 2761.4241 | 3955.4349
SA1 | USE / DSP | 0.00024637 | 0.00024528 | 0.0002526 | 0.00024975 | 0.00025261 | 0.00024949 | 0.00025092 | 0.00025241 | 0.00024991 | 0.00024997 | 0.00024846 | 0.00025425 | 0.00025074 | 0.00025695 | 38.0511 | 3751.6128 | 83.2983 | 1.2777 | 442.1914 | 587.119 | 3584.9845 | 0.00026163 | 1839.4411 | 2814.6561 | 2648.4281 | 1572.4277 | 221.7164 | 1203.3935 | 1.4394
TAS1 | USE / DSP | 0.0002038 | 0.00020348 | 0.00020419 | 0.00020363 | 0.00020307 | 0.00020286 | 0.00020336 | 0.00020278 | 0.00020274 | 0.00020269 | 0.00020312 | 0.00020254 | 0.00020249 | 0.00020241 | 0.0002029 | 0.00020229 | 0.00020229 | 0.00020225 | 0.00020279 | 0.00020215 | 0.00020217 | 0.00020215 | 0.00020264 | 0.00020206 | 0.00020201 | 0.00020203 | 0.00020253 | 0.00020194 | 0.00020188
NEM | Total | 0.0011924 | 0.0011891 | 0.0012005 | 0.0012035 | 0.0012127 | 46.8525 | 0.0012096 | 9126.6974 | 0.0012026 | 0.0012023 | 0.0011968 | 0.0012154 | 1454.8063 | 3.9916 | 4140.9043 | 8028.9912 | 26479.4397 | 40.898 | 3499.0371 | 3555.7157 | 25395.8766 | 3066.6911 | 15242.033 | 30765.5358 | 18246.0016 | 41598.6213 | 923.1314 | 11084.2049 | 8997.5848

## BaseCase_SyncCon Cost
Synchronous Condenser cost by region ($000s) - Base Case, Slow Change Scenario
SyncCon | Real June 2020 dollars discounted to 1 July 2020
Explicitly modelled generation
Region | Technology | 2021-22 | 2022-23 | 2023-24 | 2024-25 | 2025-26 | 2026-27 | 2027-28 | 2028-29 | 2029-30 | 2030-31 | 2031-32 | 2032-33 | 2033-34 | 2034-35 | 2035-36 | 2036-37 | 2037-38 | 2038-39 | 2039-40 | 2040-41 | 2041-42 | 2042-43 | 2043-44 | 2044-45 | 2045-46 | 2046-47 | 2047-48 | 2048-49 | 2049-50
NSW1 | SyncCon | 0 | 0 | 0 | 0 | 0 | 0 | 0 | 0 | 0 | 0 | 0 | 0 | 0 | 0 | 0 | 0 | 0 | 0 | 0 | 0 | 0 | 0 | 0 | 0 | 0 | 0 | 0 | 0 | 0
QLD1 | SyncCon | 0 | 0 | 0 | 0 | 0 | 0 | 0 | 0 | 0 | 0 | 0 | 0 | 0 | 0 | 0 | 0 | 0 | 0 | 0 | 0 | 0 | 0 | 0 | 0 | 0 | 0 | 0 | 0 | 0
VIC1 | SyncCon | 0 | 0 | 0 | 8045.8177 | 7751.2695 | 7467.5044 | 7381.1036 | 7091.0988 | 6831.5018 | 6581.4083 | 6357.5167 | 6107.7289 | 5884.1319 | 5668.7205 | 5475.8775 | 5260.7294 | 5068.1401 | 4882.6012 | 4716.501 | 4531.189 | 4365.3073 | 4205.4983 | 4062.4324 | 3902.8188 | 3759.941 | 3622.2938 | 3499.0678 | 3361.5889 | 3238.5249
SA1 | SyncCon | 0 | 0 | 0 | 0 | 0 | 0 | 0 | 0 | 0 | 0 | 0 | 0 | 0 | 0 | 0 | 0 | 0 | 0 | 0 | 0 | 0 | 0 | 0 | 0 | 0 | 0 | 0 | 0 | 0
TAS1 | SyncCon | 1050.1873 | 1533.8948 | 1511.1038 | 632.5069 | 684.2187 | 1821.7212 | 2232.897 | 2318.7823 | 2587.7355 | 2771.2672 | 3322.2305 | 3139.9807 | 3176.0259 | 3319.5566 | 3403.6403 | 3497.9111 | 3208.4153 | 3151.1254 | 3013.8111 | 3127.0362 | 2893.0514 | 2763.338 | 2768.3537 | 2662.541 | 2662.284 | 2384.8221 | 2328.2811 | 2095.9168 | 2012.9392
NEM | Total | 1050.1873 | 1533.8948 | 1511.1038 | 8678.3247 | 8435.4882 | 9289.2255 | 9614.0006 | 9409.8812 | 9419.2372 | 9352.6754 | 9679.7472 | 9247.7096 | 9060.1578 | 8988.2771 | 8879.5178 | 8758.6405 | 8276.5554 | 8033.7266 | 7730.3121 | 7658.2251 | 7258.3587 | 6968.8363 | 6830.7861 | 6565.3598 | 6422.225 | 6007.1159 | 5827.3489 | 5457.5057 | 5251.4641

## BaseCase_System Strength Cost
System Strength cost by region ($000s) - Base Case, Slow Change Scenario
System Strength | Real June 2020 dollars discounted to 1 July 2020
Explicitly modelled generation
Region | Technology | 2021-22 | 2022-23 | 2023-24 | 2024-25 | 2025-26 | 2026-27 | 2027-28 | 2028-29 | 2029-30 | 2030-31 | 2031-32 | 2032-33 | 2033-34 | 2034-35 | 2035-36 | 2036-37 | 2037-38 | 2038-39 | 2039-40 | 2040-41 | 2041-42 | 2042-43 | 2043-44 | 2044-45 | 2045-46 | 2046-47 | 2047-48 | 2048-49 | 2049-50
NSW1 | System Strength | 6.997e-06 | 214.1086 | 996.2333 | 1715.4835 | 2383.3101 | 3077.3588 | 3640.3925 | 4236.1771 | 4884.3551 | 5479.3976 | 9562 | 9186.3075 | 8850.0072 | 8526.0185 | 8235.9737 | 7912.381 | 7622.7177 | 7454.304 | 7200.7177 | 6923.1893 | 8219.6222 | 10555.8575 | 10417.945 | 10008.6222 | 9866.9449 | 11416.0397 | 11497.4481 | 11045.7115 | 10991.7443
QLD1 | System Strength | 4.6509e-05 | 4.7039e-05 | 4.6185e-05 | 1119.3875 | 1078.408 | 1038.9298 | 1003.5867 | 1124.847 | 1083.6676 | 1043.9958 | 1008.4803 | 968.857 | 933.3882 | 899.2179 | 868.6276 | 834.4991 | 2136.5415 | 2058.3251 | 1988.3034 | 1949.8903 | 1878.507 | 1809.738 | 2277.0794 | 2187.6125 | 2288.7455 | 3812.1598 | 3682.4747 | 3537.7897 | 4565.6219
VIC1 | System Strength | 1.0127e-05 | 1.0223e-05 | 1.0131e-05 | 1.2941e-05 | 1.2467e-05 | 1.2011e-05 | 1.1602e-05 | 1.2065e-05 | 1.1623e-05 | 1.1408e-05 | 1.102e-05 | 1.2295e-05 | 1.1845e-05 | 1.3161e-05 | 1.2713e-05 | 1.4438e-05 | 2.9999e-05 | 3.8394 | 332.549 | 468.4974 | 451.3463 | 556.7629 | 1138.1501 | 1093.432 | 2178.5565 | 2291.2356 | 3800.8549 | 6612.203 | 7121.9156
SA1 | System Strength | 1.8863e-05 | 1.9841e-05 | 2.3551e-05 | 2.2626e-05 | 2.1798e-05 | 2.1e-05 | 2.0285e-05 | 2.1981e-05 | 2.1177e-05 | 2.0401e-05 | 1.9707e-05 | 2.3266e-05 | 2.2414e-05 | 2.4561e-05 | 2.3725e-05 | 4.1335e-05 | 1149.1376 | 1890.8798 | 2327.6795 | 2236.2246 | 2154.359 | 2309.7709 | 2418.6265 | 2360.9424 | 2396.5749 | 2430.9985 | 2761.4613 | 2921.9663 | 2857.6234
TAS1 | System Strength | 7.3247e-06 | 7.3783e-06 | 165.0527 | 317.1358 | 458.0041 | 583.7318 | 701.5214 | 806.1976 | 904.0815 | 997.4517 | 1118.6313 | 1272.0054 | 1415.5405 | 1546.8613 | 1671.1508 | 1775.4522 | 1874.1937 | 1963.5039 | 2054.6096 | 2125.5812 | 2047.7661 | 1972.7997 | 1905.6874 | 1830.8127 | 1763.7887 | 1699.2184 | 1641.4131 | 1576.9217 | 1519.1924
NEM | Total | 8.982e-05 | 214.1087 | 1161.286 | 3152.0068 | 3919.7223 | 4700.0205 | 5345.5006 | 6167.2217 | 6872.1042 | 7520.8451 | 11689.1117 | 11427.1699 | 11198.936 | 10972.0978 | 10775.7522 | 10522.3323 | 12782.5905 | 13370.8523 | 13903.8592 | 13703.3828 | 14751.6006 | 17204.9289 | 18157.4884 | 17481.4219 | 18494.6105 | 21649.652 | 23383.6522 | 25694.5922 | 27056.0975

## Marinus_CF
Annual capacity factor by technology - Marinus Link, Slow Change Scenario
Explicitly modelled generation
Region | Technology | 2021-22 | 2022-23 | 2023-24 | 2024-25 | 2025-26 | 2026-27 | 2027-28 | 2028-29 | 2029-30 | 2030-31 | 2031-32 | 2032-33 | 2033-34 | 2034-35 | 2035-36 | 2036-37 | 2037-38 | 2038-39 | 2039-40 | 2040-41 | 2041-42 | 2042-43 | 2043-44 | 2044-45 | 2045-46 | 2046-47 | 2047-48 | 2048-49 | 2049-50
NEM | Black Coal | 49.82% | 45.97% | 49.3% | 61.84% | 71.35% | 71.1% | 66.32% | 72.69% | 71.39% | 69.49% | 57.25% | 61.03% | 67.24% | 63.71% | 59.83% | 65.12% | 69.37% | 69.76% | 65.21% | 61.33% | 57.86% | 68.92% | 60.29% | 59.84% | 62.3% | 59.48% | 55.5% | 52.59% | 48.04%
NEM | Brown Coal | 62.25% | 54.76% | 60.73% | 72.56% | 75.09% | 73.09% | 65.57% | 73.15% | 68.55% | 73.07% | 66.3% | 68.79% | 71.86% | 68.92% | 70.02% | 69.21% | 64.6% | 70.49% | 65.22% | 58.98% | 67.21% | 69.23% | 64.91% | 66.29% | 63.96% | 67.18% | 66.08% | - | -
NEM | CCGT | 8.417% | 8.417% | 7.129% | 7.104% | 6.804% | 7.7% | 7.379% | 11.45% | 6.863% | 6.819% | 7.085% | 7.41% | 7.18% | 6.842% | 6.974% | 7.88% | 8.417% | 9.823% | 13.95% | 17.54% | 13.75% | 20.08% | 20.35% | 22.13% | 26.42% | 28.26% | 28.34% | 28.26% | 28.26%
NEM | Gas - Steam | 5.537% | 5.734% | 5.693% | 1.362% | 1.294% | 1.372% | 1.32% | 1.829% | 1.273% | 1.273% | 1.287% | 1.333% | 1.287% | 1.282% | 1.637% | 1.62% | 1.739% | 1.559% | 9.921% | 9.906% | 9.894% | 10.61% | 17% | 14.37% | 20.33% | - | - | - | -
NEM | OCGT / Diesel | 0.03903% | 0.0236% | 0.1154% | 0.09037% | 0.02622% | 0.1088% | 0.04448% | 0.3201% | 0.008672% | 0.004503% | 0.007861% | 0.111% | 0.06543% | 0.02397% | 0.1283% | 0.1162% | 0.3539% | 0.2052% | 0.7383% | 1.091% | 0.8621% | 0.6977% | 3.262% | 1.991% | 3.279% | 3.833% | 8.011% | 8.656% | 9.703%
NEM | Hydro | 20.33% | 19.7% | 18.54% | 24.71% | 24.46% | 18.55% | 23.6% | 25.96% | 24.84% | 22.44% | 20.4% | 21.57% | 21.71% | 23.55% | 20.62% | 19.72% | 25.8% | 22.96% | 20.98% | 20.55% | 19.46% | 21.42% | 22.62% | 21.05% | 21.17% | 25% | 21.16% | 19.28% | 18.61%
NEM | Wind | 33.36% | 34.36% | 31.63% | 33.96% | 36.21% | 37.79% | 38.36% | 35.32% | 34.75% | 35.2% | 35.73% | 33.38% | 32.72% | 34.7% | 35.82% | 36.44% | 35.93% | 35.44% | 36.05% | 37.37% | 35.03% | 33.34% | 35.43% | 37.77% | 38.75% | 36.85% | 35.59% | 35.09% | 34.52%
NEM | Solar PV | 29.55% | 29.16% | 29.58% | 28.44% | 27.85% | 29.5% | 29.91% | 26.35% | 27.71% | 28.94% | 29.32% | 29.24% | 28.24% | 27.57% | 29.41% | 29.54% | 26.23% | 27.41% | 28.87% | 29.35% | 29.33% | 28.09% | 27.26% | 29.02% | 29.24% | 25.68% | 26.06% | 26.96% | 26.88%
NEM | Grid Battery | 6.424% | 4.302% | 4.927% | 6.721% | 6.79% | 7.049% | 6.867% | 6.339% | 5.698% | 6.135% | 6.055% | 6.452% | 6.214% | 6.209% | 6.333% | 6.434% | 10.25% | 10.3% | 11.5% | 11.23% | 13.19% | 14.67% | 14.65% | 14.53% | 14.54% | 14.06% | 13.96% | 13.74% | 13.15%
NEM | Pumped Hydro | 1.194% | 2.957% | 3.429% | 14.79% | 19.56% | 22.97% | 19.84% | 23.25% | 16.79% | 19.54% | 22.73% | 25.07% | 23% | 24.41% | 25.06% | 24.35% | 24.2% | 23.59% | 24.39% | 22.64% | 23.92% | 23.74% | 23.61% | 24.62% | 23.99% | 24.17% | 23.47% | 24.09% | 21.84%
NEM | VPP | 8.06% | 8.411% | 8.312% | 9.288% | 10.23% | 10.27% | 9.918% | 9.254% | 8.471% | 8.463% | 8.384% | 8.715% | 8.545% | 8.887% | 8.691% | 8.681% | 8.361% | 8.234% | 8.038% | 7.719% | 7.046% | 7.07% | 6.61% | 6.251% | 6.208% | 5.834% | 5.672% | 5.479% | 4.278%
Region | Technology | 2021-22 | 2022-23 | 2023-24 | 2024-25 | 2025-26 | 2026-27 | 2027-28 | 2028-29 | 2029-30 | 2030-31 | 2031-32 | 2032-33 | 2033-34 | 2034-35 | 2035-36 | 2036-37 | 2037-38 | 2038-39 | 2039-40 | 2040-41 | 2041-42 | 2042-43 | 2043-44 | 2044-45 | 2045-46 | 2046-47 | 2047-48 | 2048-49 | 2049-50
NSW1 | Black Coal | 44.53% | 41.82% | 42.82% | 56.23% | 69.45% | 67.31% | 62.22% | 69.22% | 70.5% | 70.02% | 50.39% | 48.5% | 67.22% | 58.07% | 46.25% | 62.4% | 70.5% | 70.5% | 67.05% | 54.57% | 48.71% | - | - | - | - | - | - | - | -
NSW1 | Brown Coal | bar: 2021-22 to 2049-50
NSW1 | CCGT | 0.6146% | 0.6146% | 1.849% | 1.161% | 1.161% | 1.161% | 1.164% | 1.161% | 1.161% | 1.161% | 1.164% | 1.161% | 1.161% | 1.161% | 1.164% | 1.161% | 1.161% | 3.611% | 9.678% | 17.24% | 10.25% | 18.73% | 0.05184% | - | - | - | - | - | -
NSW1 | Gas - Steam | bar: 2021-22 to 2049-50
NSW1 | OCGT / Diesel | 2.459e-08% | 2.436e-08% | 0.02518% | 0.2117% | 0.04254% | 0.1216% | 0.0411% | 0.0581% | 3.21e-08% | 3.301e-08% | 3.181e-08% | 0.1125% | 0.01284% | 0.02616% | 0.07997% | 0.03489% | 0.1563% | 0.03807% | 0.4608% | 0.5915% | 0.3355% | 0.4295% | 4.169% | 3.289% | 4.73% | 3.124% | 13.69% | 12.06% | 15.91%
NSW1 | Hydro | 9.058% | 9.588% | 8.662% | 11.61% | 12.55% | 11.5% | 10.42% | 14.47% | 10.48% | 9.398% | 10.35% | 10.32% | 11.8% | 13.24% | 11.93% | 11.49% | 15.13% | 13.06% | 11.31% | 10.78% | 9.88% | 12.91% | 13.41% | 12.88% | 12.6% | 16.56% | 13.49% | 11.84% | 10.44%
NSW1 | Wind | 32.12% | 36.75% | 35.1% | 34.72% | 37.84% | 38.96% | 38.67% | 34.56% | 31.99% | 34.06% | 34.46% | 33.98% | 33.24% | 35.59% | 36.8% | 36.76% | 33.95% | 30.83% | 33.23% | 34.44% | 33.79% | 32.41% | 34.7% | 36.44% | 36.6% | 32.62% | 29.71% | 31.25% | 31.33%
NSW1 | Solar PV | 28.63% | 28.53% | 28.72% | 27.65% | 26.32% | 28.48% | 28.93% | 26.13% | 27.1% | 28.75% | 29.2% | 28.77% | 27.96% | 26.93% | 29.06% | 29.06% | 26.11% | 26.95% | 28.67% | 29.33% | 28.91% | 27.95% | 26.91% | 28.88% | 29.01% | 25.74% | 26.05% | 27.54% | 27.52%
NSW1 | Grid Battery | - | - | - | - | - | - | - | - | - | - | - | - | - | - | - | - | - | - | - | - | - | - | 15.24% | 15.31% | 15.26% | 15.02% | 14.61% | 15.02% | 14.53%
NSW1 | Pumped Hydro | 2.079% | 4.588% | 5.459% | 31.54% | 21.68% | 25.74% | 22.51% | 25.74% | 18.04% | 21.04% | 24.52% | 26.72% | 24.61% | 25.94% | 26.81% | 26.06% | 25.62% | 24.81% | 25.94% | 23.91% | 25.46% | 24.89% | 25.01% | 26.59% | 25.87% | 27.75% | 25.75% | 27.17% | 25.48%
NSW1 | VPP | 10.17% | 10.31% | 8.89% | 8.451% | 9.662% | 9.811% | 9.505% | 8.975% | 8.309% | 8.106% | 7.946% | 8.22% | 8.159% | 8.174% | 8.12% | 8.172% | 7.935% | 7.732% | 7.608% | 7.17% | 7.347% | 7.44% | 6.906% | 6.588% | 6.436% | 6.277% | 5.936% | 6.012% | 4.669%
Region | Technology | 2021-22 | 2022-23 | 2023-24 | 2024-25 | 2025-26 | 2026-27 | 2027-28 | 2028-29 | 2029-30 | 2030-31 | 2031-32 | 2032-33 | 2033-34 | 2034-35 | 2035-36 | 2036-37 | 2037-38 | 2038-39 | 2039-40 | 2040-41 | 2041-42 | 2042-43 | 2043-44 | 2044-45 | 2045-46 | 2046-47 | 2047-48 | 2048-49 | 2049-50
QLD1 | Black Coal | 56.49% | 50.95% | 55.92% | 68.96% | 72.99% | 74.95% | 70.4% | 76.72% | 71.93% | 69.24% | 59.47% | 65.1% | 67.24% | 65.55% | 64.32% | 66.04% | 68.96% | 69.49% | 64.55% | 63.75% | 61.14% | 68.92% | 60.29% | 59.84% | 62.3% | 59.48% | 55.5% | 52.59% | 48.04%
QLD1 | Brown Coal | bar: 2021-22 to 2049-50
QLD1 | CCGT | 8.33% | 8.33% | 9.298% | 9.627% | 9.057% | 10.76% | 10.14% | 17.89% | 9.17% | 9.086% | 9.581% | 10.21% | 9.772% | 9.13% | 9.37% | 12.2% | 13.99% | 15.08% | 19.61% | 21.43% | 18.89% | 25.19% | 28.46% | 26.81% | 42.59% | 60.92% | 61.08% | 60.92% | 60.92%
QLD1 | Gas - Steam | 5.044% | 5.044% | 10.02% | 9.894% | 9.894% | 9.894% | 9.921% | 18.24% | 9.894% | 9.894% | 9.921% | 9.894% | 9.894% | 9.894% | 9.921% | 9.894% | 9.894% | 9.894% | 9.921% | 9.906% | 9.894% | 10.61% | 17% | 14.37% | 20.33% | - | - | - | -
QLD1 | OCGT / Diesel | 3.183e-08% | 3.181e-08% | 3.323e-08% | 0.08912% | 0.02883% | 0.1833% | 0.09064% | 1.044% | 0.03116% | 0.009561% | 0.01899% | 0.1998% | 0.2026% | 0.04626% | 0.1552% | 0.176% | 0.4675% | 0.2198% | 0.8769% | 0.3232% | 0.7993% | 0.5962% | 1.522% | 2.492% | 5.242% | 8.019% | 8.516% | 8.871% | 8.486%
QLD1 | Hydro | 50.69% | 50.42% | 50.38% | 49.89% | 49.62% | 49.37% | 49.29% | 48.86% | 48.57% | 47.78% | 48.17% | 47.75% | 47.46% | 47.2% | 47.1% | 46.67% | 40.26% | 40.1% | 39.92% | 39.59% | 39.4% | - | - | - | - | - | - | - | -
QLD1 | Wind | 35.91% | 34.66% | 34.5% | 36.08% | 42.99% | 44.45% | 46.26% | 44.07% | 43.6% | 44.44% | 41.44% | 39.25% | 34.55% | 41.54% | 40.73% | 43.53% | 44.06% | 43.8% | 44.58% | 42.26% | 39.66% | 34.68% | 40.33% | 41.72% | 44.52% | 44.92% | 44.84% | 44.98% | 40.79%
QLD1 | Solar PV | 31.43% | 30.43% | 30.98% | 29.65% | 30.07% | 31.49% | 31.87% | 26.62% | 28.83% | 29.98% | 30.46% | 30.91% | 29.57% | 30.04% | 31.52% | 31.76% | 26.5% | 28.76% | 29.97% | 30.27% | 30.85% | 28.67% | 28.65% | 30.12% | 30.36% | 25.51% | 26.91% | 27.91% | 27.74%
QLD1 | Grid Battery | - | 16.78% | 16.38% | 18.08% | 20.18% | 20.17% | 19.64% | 19.42% | 18.41% | 18.41% | 18.06% | 18.31% | 18.38% | 19.04% | 18.48% | 18.58% | 16.93% | 16.88% | 16.99% | 17% | 15.57% | 15.19% | 15.35% | 14.7% | 14.63% | 14.02% | 14.32% | 14.16% | 13.91%
QLD1 | Pumped Hydro | 0.8212% | 2.27% | 2.574% | 7.739% | 11.05% | 11.88% | 9.148% | 13.33% | 7.401% | 8.271% | 9.223% | 12.69% | 10.95% | 12.9% | 11.94% | 11.53% | 12.77% | 12.95% | 12.55% | 11.44% | 12.36% | 17.65% | 16.57% | 15.72% | 18.28% | 18.34% | 19.12% | 18.77% | 15.82%
QLD1 | VPP | 8.057% | 8.693% | 7.934% | 8.947% | 10.71% | 10.48% | 10.14% | 9.86% | 8.98% | 8.779% | 8.854% | 8.944% | 8.871% | 9.433% | 8.811% | 8.753% | 8.019% | 7.749% | 7.759% | 7.767% | 6.411% | 6.268% | 6.17% | 5.866% | 5.845% | 5.117% | 5.353% | 5.184% | 3.432%
Region | Technology | 2021-22 | 2022-23 | 2023-24 | 2024-25 | 2025-26 | 2026-27 | 2027-28 | 2028-29 | 2029-30 | 2030-31 | 2031-32 | 2032-33 | 2033-34 | 2034-35 | 2035-36 | 2036-37 | 2037-38 | 2038-39 | 2039-40 | 2040-41 | 2041-42 | 2042-43 | 2043-44 | 2044-45 | 2045-46 | 2046-47 | 2047-48 | 2048-49 | 2049-50
VIC1 | Black Coal | bar: 2021-22 to 2049-50
VIC1 | Brown Coal | 62.25% | 54.76% | 60.73% | 72.56% | 75.09% | 73.09% | 65.57% | 73.15% | 68.55% | 73.07% | 66.3% | 68.79% | 71.86% | 68.92% | 70.02% | 69.21% | 64.6% | 70.49% | 65.22% | 58.98% | 67.21% | 69.23% | 64.91% | 66.29% | 63.96% | 67.18% | 66.08% | - | -
VIC1 | CCGT | bar: 2021-22 to 2049-50
VIC1 | Gas - Steam | 0.03517% | 1.52e-08% | 0.07558% | 0.2448% | 0.05656% | 0.2728% | 0.1204% | 0.1363% | 2.083e-08% | 1.96e-08% | 0.02904% | 0.166% | 0.03902% | 0.02361% | 0.2457% | 0.2304% | 0.3693% | 0.1584% | - | - | - | - | - | - | - | - | - | - | -
VIC1 | OCGT / Diesel | 0.0002749% | 2.888e-08% | 0.01008% | 0.006849% | 0.0005012% | 0.02563% | 0.00727% | 4.096e-08% | 4.009e-08% | 4.044e-08% | 3.974e-08% | 0.02243% | 0.003464% | 4.714e-08% | 0.03184% | 0.03684% | 0.02369% | 0.009512% | 0.1192% | 0.243% | 0.2226% | 0.06946% | 0.1501% | 0.5036% | 0.4155% | 0.2574% | 0.3413% | 1.78% | 1.344%
VIC1 | Hydro | 13.89% | 13.99% | 12.63% | 15.51% | 15.86% | 14.96% | 15.07% | 18.96% | 15.66% | 13.41% | 13.48% | 12.15% | 14.9% | 15.32% | 14.47% | 14.49% | 18.21% | 15.08% | 12.94% | 12.89% | 11.69% | 14.27% | 14.76% | 13.89% | 13.95% | 17.42% | 14.49% | 12.43% | 12.45%
VIC1 | Wind | 34.58% | 34.13% | 29.42% | 32.28% | 32.98% | 33.95% | 34.24% | 30.76% | 31.75% | 30.27% | 33.11% | 28.44% | 29.25% | 29.56% | 30.96% | 31.53% | 29.41% | 31.37% | 30.16% | 34.66% | 30.81% | 30.93% | 30.84% | 34.17% | 35.48% | 33.4% | 35.17% | 32.74% | 33.43%
VIC1 | Solar PV | 27.58% | 27.37% | 28.19% | 27.27% | 25.9% | 27.3% | 27.85% | 25.88% | 26.85% | 27.13% | 27.33% | 28.1% | 26.88% | 25.79% | 26.94% | 27.69% | 25.8% | 26.83% | 27.45% | 27.36% | 28.45% | 27.25% | 25.93% | 27.79% | 28.33% | 26.52% | 26.29% | 25.58% | 24.54%
VIC1 | Grid Battery | 12.64% | 3.514% | 3.784% | 6.301% | 6.226% | 6.467% | 6.381% | 5.772% | 5.178% | 5.363% | 5.315% | 5.764% | 5.349% | 5.477% | 5.659% | 5.743% | 5.444% | 5.572% | 5.599% | 5.469% | 9.511% | 16.11% | 15.4% | 15.73% | 15.64% | 15.07% | 14.26% | 13.57% | 12.73%
VIC1 | Pumped Hydro | - | - | - | - | - | - | - | - | - | - | - | - | - | - | - | - | - | - | - | - | 30.54% | 29.49% | 26.46% | 28.23% | 28.52% | 27.31% | 26.32% | 25.75% | 23.15%
VIC1 | VPP | 4.734% | 6.141% | 6.433% | 10.77% | 11.27% | 11.27% | 10.85% | 9.566% | 8.508% | 8.76% | 8.798% | 9.358% | 9.006% | 9.564% | 9.426% | 9.259% | 9.005% | 9.045% | 9.03% | 8.68% | 7.427% | 7.527% | 6.787% | 6.399% | 6.377% | 5.938% | 5.663% | 5.058% | 4.315%
Region | Technology | 2021-22 | 2022-23 | 2023-24 | 2024-25 | 2025-26 | 2026-27 | 2027-28 | 2028-29 | 2029-30 | 2030-31 | 2031-32 | 2032-33 | 2033-34 | 2034-35 | 2035-36 | 2036-37 | 2037-38 | 2038-39 | 2039-40 | 2040-41 | 2041-42 | 2042-43 | 2043-44 | 2044-45 | 2045-46 | 2046-47 | 2047-48 | 2048-49 | 2049-50
SA1 | Black Coal | bar: 2021-22 to 2049-50
SA1 | Brown Coal | bar: 2021-22 to 2049-50
SA1 | CCGT | 17.95% | 17.95% | 9.965% | 9.7% | 9.7% | 9.7% | 9.727% | 9.7% | 9.7% | 9.7% | 9.727% | 9.7% | 9.7% | 9.7% | 9.727% | 9.7% | - | - | - | - | - | - | - | - | - | - | - | - | -
SA1 | Gas - Steam | 9.028% | 9.391% | 8.75% | 1.164% | 1.164% | 1.164% | 1.167% | 1.164% | 1.164% | 1.164% | 1.167% | 1.164% | 1.164% | 1.164% | - | - | - | - | - | - | - | - | - | - | - | - | - | - | -
SA1 | OCGT / Diesel | 0.186% | 0.1127% | 0.5125% | 0.09226% | 0.04366% | 0.1206% | 0.04123% | 0.08335% | 6.877e-06% | 0.01035% | 0.01391% | 0.1306% | 0.02457% | 0.03558% | 0.4204% | 0.3591% | 1.398% | 1.034% | 2.308% | 5.348% | 3.271% | 2.564% | 10.73% | 1.523% | 1.601% | 1.69% | 3.614% | 6.316% | 5.397%
SA1 | Hydro | bar: 2021-22 to 2049-50
SA1 | Wind | 33.68% | 32.3% | 28.95% | 33.86% | 33.13% | 36.7% | 37.16% | 34.6% | 35.06% | 35.58% | 35.45% | 31.66% | 32.47% | 31.17% | 34.96% | 35.66% | 34.78% | 35.66% | 35.69% | 38.28% | 34.64% | 34.24% | 32.52% | 37.32% | 37.69% | 36.27% | 35.23% | 32.78% | 34.2%
SA1 | Solar PV | 30.55% | 29.09% | 29.02% | 28.19% | 27.51% | 28.16% | 29.03% | 27.61% | 28.77% | 29% | 29.15% | 29.55% | 28.16% | 27.51% | 28.17% | 28.99% | 27.61% | 28.77% | 29.07% | 29.11% | 29.61% | 28.02% | 26.21% | 26.64% | 27.03% | 24.87% | 22.06% | 20.89% | 21.13%
SA1 | Grid Battery | 4.745% | 4.527% | 5.903% | 6.381% | 6.517% | 6.834% | 6.509% | 6.1% | 5.411% | 6.388% | 6.271% | 6.573% | 6.403% | 6.059% | 6.151% | 6.288% | 6.133% | 6.273% | 11.87% | 11.52% | 13.23% | 13.17% | 13.01% | 13.17% | 13.29% | 12.96% | 12.86% | 12.77% | 11.7%
SA1 | Pumped Hydro | bar: 2021-22 to 2049-50
SA1 | VPP | 8.532% | 8.016% | 9.933% | 10.21% | 10.63% | 10.67% | 10.12% | 9.428% | 8.475% | 8.581% | 8.29% | 8.604% | 8.287% | 8.716% | 8.497% | 8.702% | 8.723% | 8.664% | 7.69% | 7.352% | 6.257% | 6.212% | 6.102% | 5.634% | 5.755% | 5.398% | 5.41% | 5.417% | 4.178%
Region | Technology | 2021-22 | 2022-23 | 2023-24 | 2024-25 | 2025-26 | 2026-27 | 2027-28 | 2028-29 | 2029-30 | 2030-31 | 2031-32 | 2032-33 | 2033-34 | 2034-35 | 2035-36 | 2036-37 | 2037-38 | 2038-39 | 2039-40 | 2040-41 | 2041-42 | 2042-43 | 2043-44 | 2044-45 | 2045-46 | 2046-47 | 2047-48 | 2048-49 | 2049-50
TAS1 | Black Coal | bar: 2021-22 to 2049-50
TAS1 | Brown Coal | bar: 2021-22 to 2049-50
TAS1 | CCGT | 1.298e-07% | 1.29e-07% | 1.293e-07% | 1.292e-07% | 1.298e-07% | 1.302e-07% | 1.36e-07% | 1.432e-07% | 1.547e-07% | 1.577e-07% | 1.577e-07% | 1.662e-07% | 1.699e-07% | 1.737e-07% | 1.743e-07% | 1.79e-07% | 1.932e-07% | 1.989e-07% | 2.223e-07% | 2.24e-07% | 2.37e-07% | 2.411e-07% | 2.507e-07% | 2.476e-07% | 2.493e-07% | 2.714e-07% | 2.736e-07% | 3.182e-07% | 3.324e-07%
TAS1 | Gas - Steam | bar: 2021-22 to 2049-50
TAS1 | OCGT / Diesel | 1.228e-07% | 1.195e-07% | 1.178e-07% | 1.184e-07% | 1.21e-07% | 1.241e-07% | 1.301e-07% | 1.364e-07% | 1.49e-07% | 1.527e-07% | 1.502e-07% | 0.004427% | 0.02604% | 1.765e-07% | 0.05699% | 0.05313% | 0.01095% | 2.034e-07% | 2.186e-07% | 5.449e-07% | 0.01398% | 5.83e-07% | 6.815e-07% | 6.034e-07% | 5.98e-07% | 7.248e-07% | 6.754e-07% | 0.1152% | 0.2023%
TAS1 | Hydro | 36.45% | 33.88% | 32.57% | 45.64% | 43.56% | 27.47% | 42.06% | 41.66% | 45.08% | 41.2% | 34.35% | 38.87% | 35.54% | 39.09% | 32.67% | 30.53% | 42.13% | 38.73% | 36.62% | 35.97% | 34.77% | 35.67% | 38.15% | 34.96% | 35.52% | 39.53% | 34.2% | 32.23% | 31.7%
TAS1 | Wind | 26.66% | 32.22% | 32.45% | 34.74% | 37.82% | 38.24% | 38.96% | 38.15% | 38.63% | 37.6% | 39.49% | 36.58% | 36.14% | 37.32% | 37.19% | 37.37% | 39.76% | 39.47% | 38.12% | 38.68% | 36.67% | 35.99% | 37.02% | 39.85% | 40.21% | 38.82% | 37.61% | 34.94% | 33.75%
TAS1 | Solar PV | bar: 2021-22 to 2049-50
TAS1 | Grid Battery | bar: 2021-22 to 2049-50
TAS1 | Pumped Hydro | - | - | - | - | - | - | - | - | - | - | - | - | - | - | - | - | 25.91% | 26.06% | 24.67% | 24.89% | 24.87% | 25.54% | 25.23% | 24.65% | 24.37% | 23.71% | 24.46% | 23.64% | 20.76%
TAS1 | VPP | - | - | - | - | 2.631% | 3.285% | 4.488% | 5.437% | 7.37% | 8.233% | 8.368% | 8.814% | 8.796% | 9.822% | 9.577% | 9.415% | 7.662% | 7.212% | 6.787% | 6.499% | 6.662% | 6.127% | 5.782% | 5.465% | 5.75% | 5.109% | 5.486% | 4.889% | 4.021%
Explicitly modelled pumping
Region | Technology | 2021-22 | 2022-23 | 2023-24 | 2024-25 | 2025-26 | 2026-27 | 2027-28 | 2028-29 | 2029-30 | 2030-31 | 2031-32 | 2032-33 | 2033-34 | 2034-35 | 2035-36 | 2036-37 | 2037-38 | 2038-39 | 2039-40 | 2040-41 | 2041-42 | 2042-43 | 2043-44 | 2044-45 | 2045-46 | 2046-47 | 2047-48 | 2048-49 | 2049-50
NEM | Grid Battery pump | 7.897% | 5.327% | 6.076% | 8.303% | 8.37% | 8.699% | 8.495% | 7.808% | 7.052% | 7.556% | 7.494% | 7.947% | 7.687% | 7.649% | 7.819% | 7.943% | 12.3% | 12.34% | 13.7% | 13.38% | 15.54% | 17.3% | 17.23% | 17.11% | 17.13% | 16.54% | 16.44% | 16.16% | 15.48%
NEM | Pumped Hydro Pump | 2.308% | 5.853% | 6.399% | 21.52% | 23.24% | 27.31% | 24.99% | 26.94% | 20.36% | 22.7% | 28.84% | 30.77% | 29.41% | 30.05% | 31.35% | 31.04% | 30.39% | 29.66% | 30.46% | 28.76% | 30.09% | 31.05% | 29.55% | 31.57% | 31.07% | 31.16% | 29.96% | 30.87% | 27.3%
NEM | VPP pump | 9.674% | 10.12% | 9.963% | 11.16% | 12.27% | 12.32% | 11.92% | 11.09% | 10.18% | 10.15% | 10.09% | 10.44% | 10.27% | 10.66% | 10.43% | 10.42% | 10.05% | 9.888% | 9.632% | 9.282% | 8.44% | 8.495% | 7.925% | 7.505% | 7.462% | 6.991% | 6.823% | 6.561% | 5.133%
Region | Technology | 2021-22 | 2022-23 | 2023-24 | 2024-25 | 2025-26 | 2026-27 | 2027-28 | 2028-29 | 2029-30 | 2030-31 | 2031-32 | 2032-33 | 2033-34 | 2034-35 | 2035-36 | 2036-37 | 2037-38 | 2038-39 | 2039-40 | 2040-41 | 2041-42 | 2042-43 | 2043-44 | 2044-45 | 2045-46 | 2046-47 | 2047-48 | 2048-49 | 2049-50
NSW1 | Grid Battery pump | - | - | - | - | - | - | - | - | - | - | - | - | - | - | - | - | - | - | - | - | - | - | 17.93% | 18.02% | 17.98% | 17.65% | 17.21% | 17.65% | 17.1%
NSW1 | Pumped Hydro Pump | 2.872% | 7.048% | 7.61% | 26.55% | 24.05% | 28.58% | 26.64% | 27.74% | 21.17% | 23.59% | 30.18% | 31.74% | 30.53% | 30.9% | 32.49% | 32.23% | 31.19% | 30.26% | 31.38% | 29.49% | 31.09% | 31.98% | 30.44% | 33.3% | 32.91% | 35.13% | 32.32% | 34.27% | 30.85%
NSW1 | VPP pump | 12.21% | 12.4% | 10.65% | 10.16% | 11.6% | 11.77% | 11.42% | 10.76% | 9.973% | 9.729% | 9.561% | 9.845% | 9.794% | 9.825% | 9.732% | 9.808% | 9.546% | 9.276% | 9.114% | 8.628% | 8.797% | 8.93% | 8.289% | 7.907% | 7.735% | 7.524% | 7.144% | 7.197% | 5.604%
Region | Technology | 2021-22 | 2022-23 | 2023-24 | 2024-25 | 2025-26 | 2026-27 | 2027-28 | 2028-29 | 2029-30 | 2030-31 | 2031-32 | 2032-33 | 2033-34 | 2034-35 | 2035-36 | 2036-37 | 2037-38 | 2038-39 | 2039-40 | 2040-41 | 2041-42 | 2042-43 | 2043-44 | 2044-45 | 2045-46 | 2046-47 | 2047-48 | 2048-49 | 2049-50
QLD1 | Grid Battery pump | - | 20.7% | 20.18% | 22.32% | 24.93% | 24.87% | 24.26% | 23.96% | 22.73% | 22.73% | 22.32% | 22.58% | 22.7% | 23.5% | 22.82% | 22.94% | 20.04% | 19.88% | 20.05% | 20% | 18.31% | 17.87% | 18.05% | 17.31% | 17.2% | 16.52% | 16.82% | 16.66% | 16.37%
QLD1 | Pumped Hydro Pump | 1.34% | 3.805% | 4.323% | 12.91% | 18.51% | 19.82% | 15.34% | 22.23% | 12.37% | 13.83% | 15.44% | 21.2% | 18.3% | 21.57% | 19.96% | 19.28% | 21.42% | 21.58% | 20.99% | 19.12% | 19.92% | 25.35% | 23.61% | 22.31% | 24.58% | 23.82% | 24.77% | 24.38% | 20.38%
QLD1 | VPP pump | 9.671% | 10.44% | 9.513% | 10.74% | 12.86% | 12.57% | 12.19% | 11.82% | 10.78% | 10.54% | 10.65% | 10.71% | 10.65% | 11.32% | 10.58% | 10.51% | 9.648% | 9.279% | 9.312% | 9.322% | 7.694% | 7.524% | 7.405% | 7.052% | 7.004% | 6.153% | 6.415% | 6.229% | 4.112%
Region | Technology | 2021-22 | 2022-23 | 2023-24 | 2024-25 | 2025-26 | 2026-27 | 2027-28 | 2028-29 | 2029-30 | 2030-31 | 2031-32 | 2032-33 | 2033-34 | 2034-35 | 2035-36 | 2036-37 | 2037-38 | 2038-39 | 2039-40 | 2040-41 | 2041-42 | 2042-43 | 2043-44 | 2044-45 | 2045-46 | 2046-47 | 2047-48 | 2048-49 | 2049-50
VIC1 | Grid Battery pump | 15.51% | 4.356% | 4.671% | 7.779% | 7.674% | 7.979% | 7.896% | 7.108% | 6.411% | 6.603% | 6.579% | 7.098% | 6.622% | 6.745% | 6.987% | 7.09% | 6.721% | 6.896% | 6.895% | 6.768% | 11.23% | 19% | 18.08% | 18.5% | 18.44% | 17.68% | 16.82% | 15.95% | 14.97%
VIC1 | Pumped Hydro Pump | - | - | - | - | - | - | - | - | - | - | - | - | - | - | - | - | - | - | - | - | 38.18% | 37% | 32.94% | 35.36% | 35.81% | 33.97% | 33.07% | 32.06% | 28.94%
VIC1 | VPP pump | 5.682% | 7.396% | 7.726% | 12.93% | 13.52% | 13.52% | 13.05% | 11.46% | 10.24% | 10.49% | 10.58% | 11.21% | 10.83% | 11.46% | 11.31% | 11.11% | 10.81% | 10.88% | 10.82% | 10.44% | 8.892% | 9.057% | 8.125% | 7.68% | 7.675% | 7.106% | 6.818% | 6.051% | 5.179%
Region | Technology | 2021-22 | 2022-23 | 2023-24 | 2024-25 | 2025-26 | 2026-27 | 2027-28 | 2028-29 | 2029-30 | 2030-31 | 2031-32 | 2032-33 | 2033-34 | 2034-35 | 2035-36 | 2036-37 | 2037-38 | 2038-39 | 2039-40 | 2040-41 | 2041-42 | 2042-43 | 2043-44 | 2044-45 | 2045-46 | 2046-47 | 2047-48 | 2048-49 | 2049-50
SA1 | Grid Battery pump | 5.841% | 5.606% | 7.271% | 7.895% | 8.029% | 8.437% | 8.052% | 7.514% | 6.696% | 7.867% | 7.761% | 8.096% | 7.92% | 7.463% | 7.594% | 7.763% | 7.572% | 7.762% | 14.11% | 13.73% | 15.61% | 15.59% | 15.33% | 15.54% | 15.71% | 15.24% | 15.21% | 15.02% | 13.79%
SA1 | Pumped Hydro Pump | bar: 2021-22 to 2049-50
SA1 | VPP pump | 10.24% | 9.646% | 11.9% | 12.28% | 12.74% | 12.81% | 12.17% | 11.3% | 10.2% | 10.28% | 9.973% | 10.3% | 9.97% | 10.44% | 10.2% | 10.44% | 10.47% | 10.42% | 9.21% | 8.846% | 7.489% | 7.477% | 7.304% | 6.769% | 6.922% | 6.46% | 6.513% | 6.482% | 5.014%
Region | Technology | 2021-22 | 2022-23 | 2023-24 | 2024-25 | 2025-26 | 2026-27 | 2027-28 | 2028-29 | 2029-30 | 2030-31 | 2031-32 | 2032-33 | 2033-34 | 2034-35 | 2035-36 | 2036-37 | 2037-38 | 2038-39 | 2039-40 | 2040-41 | 2041-42 | 2042-43 | 2043-44 | 2044-45 | 2045-46 | 2046-47 | 2047-48 | 2048-49 | 2049-50
TAS1 | Grid Battery pump | bar: 2021-22 to 2049-50
TAS1 | Pumped Hydro Pump | - | - | - | - | - | - | - | - | - | - | - | - | - | - | - | - | 32.41% | 32.69% | 30.74% | 31.45% | 31.02% | 31.91% | 31.42% | 30.67% | 30.79% | 29.3% | 30.92% | 29.23% | 25.95%
TAS1 | VPP pump | - | - | - | - | 3.141% | 3.942% | 5.411% | 6.505% | 8.869% | 9.859% | 10.06% | 10.58% | 10.55% | 11.8% | 11.47% | 11.32% | 9.174% | 8.667% | 8.135% | 7.801% | 8.003% | 7.356% | 6.952% | 6.54% | 6.921% | 6.113% | 6.604% | 5.848% | 4.826%
Non-controllable capacity
Region | Technology | 2021-22 | 2022-23 | 2023-24 | 2024-25 | 2025-26 | 2026-27 | 2027-28 | 2028-29 | 2029-30 | 2030-31 | 2031-32 | 2032-33 | 2033-34 | 2034-35 | 2035-36 | 2036-37 | 2037-38 | 2038-39 | 2039-40 | 2040-41 | 2041-42 | 2042-43 | 2043-44 | 2044-45 | 2045-46 | 2046-47 | 2047-48 | 2048-49 | 2049-50
NEM | Distributed PV | 15.83% | 16.33% | 16.47% | 16% | 15.44% | 16.42% | 16.36% | 14.76% | 15.61% | 16.2% | 16.34% | 16.51% | 16.04% | 15.56% | 16.61% | 16.63% | 14.99% | 15.75% | 16.35% | 16.56% | 16.65% | 16.2% | 15.68% | 16.77% | 16.73% | 15.07% | 15.81% | 16.43% | 16.6%
NEM | Behind the meter battery | 5.838% | 5.841% | 5.763% | 5.725% | 5.7% | 5.658% | 5.631% | 5.569% | 5.54% | 5.478% | 5.548% | 5.505% | 5.493% | 5.439% | 5.386% | 5.3% | 5.224% | 5.16% | 5.113% | 5.037% | 4.978% | 4.921% | 4.881% | 4.816% | 4.764% | 4.706% | 4.67% | 4.605% | 4.553%
NEM | Behind the meter battery pump | 4.961% | 4.963% | 4.896% | 4.863% | 4.844% | 4.806% | 4.783% | 4.73% | 4.706% | 4.652% | 4.714% | 4.678% | 4.667% | 4.62% | 4.575% | 4.503% | 4.436% | 4.382% | 4.344% | 4.278% | 4.228% | 4.18% | 4.145% | 4.091% | 4.048% | 3.997% | 3.966% | 3.911% | 3.868%
Region | Technology | 2021-22 | 2022-23 | 2023-24 | 2024-25 | 2025-26 | 2026-27 | 2027-28 | 2028-29 | 2029-30 | 2030-31 | 2031-32 | 2032-33 | 2033-34 | 2034-35 | 2035-36 | 2036-37 | 2037-38 | 2038-39 | 2039-40 | 2040-41 | 2041-42 | 2042-43 | 2043-44 | 2044-45 | 2045-46 | 2046-47 | 2047-48 | 2048-49 | 2049-50
NSW1 | Distributed PV | 15.97% | 16.87% | 16.41% | 16.22% | 15.62% | 17.15% | 16.84% | 14.98% | 15.4% | 16.31% | 17.01% | 16.54% | 16.34% | 15.79% | 17.35% | 17.08% | 15.19% | 15.6% | 16.51% | 17.25% | 16.75% | 16.54% | 15.93% | 17.53% | 17.21% | 15.28% | 15.67% | 16.61% | 17.28%
NSW1 | Behind the meter battery | 5.766% | 5.837% | 5.764% | 5.768% | 5.741% | 5.706% | 5.671% | 5.596% | 5.533% | 5.471% | 5.541% | 5.509% | 5.493% | 5.435% | 5.38% | 5.29% | 5.21% | 5.137% | 5.086% | 5.005% | 4.943% | 4.88% | 4.832% | 4.764% | 4.706% | 4.642% | 4.6% | 4.528% | 4.47%
NSW1 | Behind the meter battery pump | 4.901% | 4.958% | 4.894% | 4.901% | 4.88% | 4.848% | 4.816% | 4.752% | 4.7% | 4.646% | 4.708% | 4.682% | 4.667% | 4.616% | 4.569% | 4.495% | 4.425% | 4.362% | 4.323% | 4.252% | 4.198% | 4.145% | 4.102% | 4.046% | 4% | 3.944% | 3.907% | 3.844% | 3.797%
Region | Technology | 2021-22 | 2022-23 | 2023-24 | 2024-25 | 2025-26 | 2026-27 | 2027-28 | 2028-29 | 2029-30 | 2030-31 | 2031-32 | 2032-33 | 2033-34 | 2034-35 | 2035-36 | 2036-37 | 2037-38 | 2038-39 | 2039-40 | 2040-41 | 2041-42 | 2042-43 | 2043-44 | 2044-45 | 2045-46 | 2046-47 | 2047-48 | 2048-49 | 2049-50
QLD1 | Distributed PV | 16.4% | 17.43% | 17.36% | 16.66% | 16.75% | 17.72% | 17.73% | 14.89% | 16.11% | 16.59% | 17.42% | 17.23% | 16.52% | 16.69% | 17.71% | 17.71% | 14.9% | 16.17% | 16.73% | 17.53% | 17.3% | 16.63% | 16.77% | 17.75% | 17.73% | 14.93% | 16.21% | 16.74% | 17.52%
QLD1 | Behind the meter battery | 5.784% | 5.698% | 5.625% | 5.615% | 5.665% | 5.635% | 5.625% | 5.551% | 5.491% | 5.429% | 5.545% | 5.481% | 5.474% | 5.422% | 5.364% | 5.277% | 5.204% | 5.14% | 5.092% | 5.015% | 4.948% | 4.885% | 4.844% | 4.775% | 4.717% | 4.661% | 4.614% | 4.543% | 4.488%
QLD1 | Behind the meter battery pump | 4.914% | 4.84% | 4.78% | 4.769% | 4.815% | 4.788% | 4.779% | 4.715% | 4.666% | 4.61% | 4.71% | 4.657% | 4.652% | 4.604% | 4.558% | 4.485% | 4.421% | 4.365% | 4.324% | 4.26% | 4.202% | 4.15% | 4.116% | 4.058% | 4.004% | 3.959% | 3.917% | 3.858% | 3.813%
Region | Technology | 2021-22 | 2022-23 | 2023-24 | 2024-25 | 2025-26 | 2026-27 | 2027-28 | 2028-29 | 2029-30 | 2030-31 | 2031-32 | 2032-33 | 2033-34 | 2034-35 | 2035-36 | 2036-37 | 2037-38 | 2038-39 | 2039-40 | 2040-41 | 2041-42 | 2042-43 | 2043-44 | 2044-45 | 2045-46 | 2046-47 | 2047-48 | 2048-49 | 2049-50
VIC1 | Distributed PV | 14.56% | 14.24% | 15.08% | 14.71% | 13.85% | 14.68% | 14.66% | 13.96% | 14.87% | 15.42% | 14.74% | 15.52% | 15.04% | 14.24% | 15.08% | 15.15% | 14.33% | 14.95% | 15.5% | 14.89% | 15.55% | 15.16% | 14.29% | 15.21% | 15.16% | 14.42% | 14.99% | 15.58% | 14.86%
VIC1 | Behind the meter battery | 5.866% | 5.92% | 5.845% | 5.808% | 5.798% | 5.759% | 5.742% | 5.665% | 5.614% | 5.56% | 5.665% | 5.629% | 5.634% | 5.577% | 5.522% | 5.436% | 5.354% | 5.293% | 5.246% | 5.172% | 5.111% | 5.059% | 5.018% | 4.956% | 4.906% | 4.844% | 4.812% | 4.751% | 4.696%
VIC1 | Behind the meter battery pump | 4.984% | 5.03% | 4.968% | 4.935% | 4.926% | 4.891% | 4.878% | 4.81% | 4.767% | 4.723% | 4.815% | 4.783% | 4.788% | 4.738% | 4.691% | 4.618% | 4.547% | 4.497% | 4.457% | 4.391% | 4.341% | 4.297% | 4.264% | 4.209% | 4.17% | 4.115% | 4.086% | 4.037% | 3.991%
Region | Technology | 2021-22 | 2022-23 | 2023-24 | 2024-25 | 2025-26 | 2026-27 | 2027-28 | 2028-29 | 2029-30 | 2030-31 | 2031-32 | 2032-33 | 2033-34 | 2034-35 | 2035-36 | 2036-37 | 2037-38 | 2038-39 | 2039-40 | 2040-41 | 2041-42 | 2042-43 | 2043-44 | 2044-45 | 2045-46 | 2046-47 | 2047-48 | 2048-49 | 2049-50
SA1 | Distributed PV | 16.73% | 17.27% | 17.92% | 17.42% | 16.44% | 17.05% | 17.55% | 16.63% | 17.43% | 17.67% | 17.64% | 18.05% | 17.51% | 16.6% | 17.23% | 17.73% | 16.9% | 17.66% | 17.88% | 17.82% | 18.29% | 17.66% | 16.73% | 17.34% | 17.9% | 16.99% | 17.75% | 17.95% | 17.94%
SA1 | Behind the meter battery | 5.987% | 5.859% | 5.768% | 5.638% | 5.546% | 5.473% | 5.429% | 5.418% | 5.503% | 5.429% | 5.375% | 5.305% | 5.245% | 5.199% | 5.156% | 5.086% | 5.024% | 4.985% | 4.949% | 4.886% | 4.85% | 4.807% | 4.783% | 4.732% | 4.697% | 4.655% | 4.64% | 4.593% | 4.563%
SA1 | Behind the meter battery pump | 5.086% | 4.98% | 4.9% | 4.79% | 4.714% | 4.647% | 4.611% | 4.601% | 4.676% | 4.61% | 4.568% | 4.505% | 4.454% | 4.417% | 4.381% | 4.322% | 4.266% | 4.234% | 4.206% | 4.149% | 4.119% | 4.081% | 4.063% | 4.02% | 3.99% | 3.953% | 3.943% | 3.9% | 3.875%
Region | Technology | 2021-22 | 2022-23 | 2023-24 | 2024-25 | 2025-26 | 2026-27 | 2027-28 | 2028-29 | 2029-30 | 2030-31 | 2031-32 | 2032-33 | 2033-34 | 2034-35 | 2035-36 | 2036-37 | 2037-38 | 2038-39 | 2039-40 | 2040-41 | 2041-42 | 2042-43 | 2043-44 | 2044-45 | 2045-46 | 2046-47 | 2047-48 | 2048-49 | 2049-50
TAS1 | Distributed PV | 14.22% | 14.14% | 14.55% | 14.58% | 13.78% | 14.64% | 14.67% | 14.16% | 14.19% | 14.43% | 14.23% | 14.53% | 14.53% | 13.79% | 14.63% | 14.59% | 14.13% | 14.17% | 14.45% | 14.22% | 14.6% | 14.55% | 13.8% | 14.61% | 14.64% | 14.12% | 14.17% | 14.43% | 14.25%
TAS1 | Behind the meter battery | 5.851% | 5.804% | 5.716% | 5.678% | 5.65% | 5.637% | 5.621% | 5.551% | 5.512% | 5.432% | 5.536% | 5.484% | 5.457% | 5.401% | 5.356% | 5.243% | 5.176% | 5.092% | 5.038% | 4.95% | 4.868% | 4.799% | 4.751% | 4.676% | 4.597% | 4.529% | 4.476% | 4.395% | 4.329%
TAS1 | Behind the meter battery pump | 4.972% | 4.927% | 4.856% | 4.823% | 4.802% | 4.792% | 4.773% | 4.718% | 4.685% | 4.614% | 4.705% | 4.658% | 4.635% | 4.59% | 4.548% | 4.455% | 4.4% | 4.323% | 4.277% | 4.205% | 4.133% | 4.076% | 4.035% | 3.971% | 3.906% | 3.846% | 3.802% | 3.736% | 3.676%

## Marinus_Generation
Annual sent-out generation by technology (GWh) - Marinus Link, Slow Change Scenario
Explicitly modelled generation
Region | Technology | 2021-22 | 2022-23 | 2023-24 | 2024-25 | 2025-26 | 2026-27 | 2027-28 | 2028-29 | 2029-30 | 2030-31 | 2031-32 | 2032-33 | 2033-34 | 2034-35 | 2035-36 | 2036-37 | 2037-38 | 2038-39 | 2039-40 | 2040-41 | 2041-42 | 2042-43 | 2043-44 | 2044-45 | 2045-46 | 2046-47 | 2047-48 | 2048-49 | 2049-50
NEM | Black Coal | 80156.906 | 72047.1323 | 70901.7539 | 72794.5675 | 69051.0714 | 63335.411 | 57859.6878 | 58964.2033 | 41911.9806 | 37580.8793 | 27634.3847 | 29460.6353 | 32457.2243 | 30757.0253 | 28450.0431 | 30426.8122 | 31095.2477 | 31269.2879 | 29232.1849 | 27491.8589 | 25938.1326 | 18252.3264 | 14719.0502 | 12696.2542 | 11225.2443 | 8816.532 | 8226.426 | 7794.1356 | 7120.0211
NEM | Brown Coal | 26121.2093 | 22977.4899 | 25480.8215 | 14833.3427 | 15350.0648 | 13809.3191 | 10467.5558 | 11677.068 | 10942.0368 | 11663.9399 | 10583.3101 | 10980.6658 | 11470.8268 | 11001.6222 | 11177.9863 | 11048.6145 | 10312.3213 | 11252.2924 | 10410.7138 | 9414.4458 | 10728.4843 | 11050.9867 | 10361.5771 | 10581.1578 | 10210.1319 | 10723.6697 | 4093.8685 | 0 | 0
NEM | CCGT | 2252.5066 | 2252.5066 | 1795.2938 | 1788.9553 | 1713.4428 | 1939.1785 | 1858.3513 | 2883.9912 | 1728.4155 | 1717.1818 | 1784.2045 | 1866.2334 | 1808.2021 | 1723.0543 | 1756.2151 | 1718.7081 | 1445.8361 | 1687.3293 | 2221.1585 | 2791.8785 | 2189.6185 | 3197.7155 | 2455.3684 | 2311.7274 | 1268.4606 | 960.5235 | 963.1552 | 960.5235 | 960.5235
NEM | Gas - Steam | 671.3511 | 695.2103 | 690.2511 | 165.1004 | 156.8546 | 166.327 | 160.0744 | 221.7897 | 154.3771 | 154.3771 | 156.0722 | 161.6468 | 156.0864 | 155.4114 | 83.7647 | 82.8963 | 88.98 | 79.7404 | 73.0035 | 72.8943 | 72.804 | 78.0504 | 125.1152 | 105.763 | 149.5931 | 0 | 0 | 0 | 0
NEM | OCGT / Diesel | 23.4633 | 14.1877 | 69.377 | 54.3333 | 15.7613 | 65.4345 | 26.7438 | 192.4361 | 5.2139 | 2.5563 | 4.4627 | 60.3826 | 32.9524 | 11.8254 | 61.8214 | 55.9891 | 170.5904 | 98.8876 | 327.4065 | 472.3036 | 373.2264 | 296.3097 | 1385.5876 | 707.126 | 1164.4034 | 1385.9774 | 2486.9797 | 3619.1923 | 3615.8968
NEM | Hydro | 13118.2107 | 12712.6474 | 11961.5675 | 15941.4412 | 15778.4737 | 11967.7023 | 15742.8173 | 17319.608 | 16567.7478 | 14969.5734 | 13606.8166 | 14390.599 | 14479.4523 | 15709.483 | 13753.4784 | 13154.4441 | 17013.0352 | 15140.1762 | 13834.7787 | 13552.6187 | 12835.9559 | 14004.9057 | 14789.6429 | 13759.7867 | 13839.7192 | 16345.22 | 13836.298 | 12602.7478 | 12167.8025
NEM | Wind | 26162.6594 | 33852.6917 | 33239.7763 | 39701.4021 | 44697.1437 | 49516.0267 | 53042.1116 | 50157.5752 | 49488.8619 | 50207.1862 | 55615.6077 | 52357.0791 | 51276.8951 | 54792.775 | 56299.7476 | 56966.1601 | 62082.0057 | 61749.8908 | 63646.3893 | 66346.9448 | 69355.7105 | 75023.45 | 80000.7205 | 82245.8059 | 84626.1627 | 85646.8723 | 89590.8619 | 92088.3227 | 91256.9062
NEM | Solar PV | 14497.8903 | 17774.0247 | 18030.2268 | 17335.5482 | 16977.4581 | 17982.1073 | 19249.9264 | 18461.3394 | 21289.9053 | 24189.3616 | 31335.2354 | 31243.949 | 30185.186 | 29467.1428 | 31427.3537 | 31252.5505 | 27634.5235 | 28523.3306 | 30035.8423 | 30542.776 | 30517.566 | 33027.6867 | 32659.2811 | 33706.2749 | 35304.6467 | 39485.7522 | 43244.7741 | 45175.8268 | 46270.4155
NEM | Grid Battery | 146.4932 | 226.229 | 259.1068 | 353.4288 | 357.1046 | 370.6881 | 361.1031 | 333.3516 | 299.6703 | 306.5121 | 302.5174 | 322.3589 | 280.3257 | 266.5138 | 271.8448 | 276.1721 | 710.8974 | 714.8877 | 983.9774 | 940.6636 | 2739.8368 | 2961.8963 | 3174.2274 | 4863.7681 | 5027.4652 | 4943.7583 | 4905.6424 | 5860.4166 | 6031.0715
NEM | Pumped Hydro | 84.7188 | 209.796 | 243.3259 | 1049.5451 | 4882.1614 | 5734.3892 | 4952.5376 | 5805.7087 | 7132.2286 | 8301.1023 | 9654.9698 | 10650.7251 | 9772.1915 | 10371.0311 | 10647.4192 | 10347.4315 | 10828.588 | 10730.7398 | 11287.9891 | 10477.4583 | 11196.498 | 11816.3124 | 11755.3219 | 12258.3263 | 13284.5768 | 15784.2597 | 16091.1662 | 17018.7788 | 15430.1567
NEM | VPP | 11.7664 | 17.524 | 21.3073 | 32.1988 | 46.5713 | 58.7417 | 69.3869 | 76.4514 | 81.4335 | 88.3273 | 107.7262 | 125.4933 | 140.2723 | 157.954 | 162.6494 | 169.6894 | 170.2354 | 174.6825 | 178.0195 | 178.2773 | 169.3573 | 176.7886 | 172.1817 | 169.3601 | 174.6034 | 170.0757 | 171.1256 | 170.9955 | 138.0775
Total excluding storage |  | 163004.1967 | 162325.8905 | 162169.0679 | 162614.6908 | 163740.2704 | 158781.5064 | 158407.2685 | 159878.0109 | 142088.539 | 140485.0556 | 140720.094 | 140521.1911 | 141866.8253 | 143618.3394 | 143010.4103 | 144706.1748 | 149842.54 | 149800.9353 | 149781.4774 | 150685.7206 | 152011.4982 | 154931.431 | 156496.3429 | 156113.8959 | 157788.3617 | 163364.5471 | 162442.3634 | 162240.7487 | 161391.5656
Region | Technology | 2021-22 | 2022-23 | 2023-24 | 2024-25 | 2025-26 | 2026-27 | 2027-28 | 2028-29 | 2029-30 | 2030-31 | 2031-32 | 2032-33 | 2033-34 | 2034-35 | 2035-36 | 2036-37 | 2037-38 | 2038-39 | 2039-40 | 2040-41 | 2041-42 | 2042-43 | 2043-44 | 2044-45 | 2045-46 | 2046-47 | 2047-48 | 2048-49 | 2049-50
NSW1 | Black Coal | 39946.5976 | 35777.5905 | 31093.1201 | 37003.5063 | 31167.8011 | 30207.47 | 27089.3216 | 30134.3687 | 15694.4539 | 12345.3828 | 5958.5536 | 5735.4315 | 7949.1142 | 6867.3714 | 5469.2093 | 7379.3474 | 8337.3303 | 8337.3301 | 7929.8525 | 6452.8675 | 5760.3408 | 0 | 0 | 0 | 0 | 0 | 0 | 0 | 0
NSW1 | Brown Coal | 0 | 0 | 0 | 0 | 0 | 0 | 0 | 0 | 0 | 0 | 0 | 0 | 0 | 0 | 0 | 0 | 0 | 0 | 0 | 0 | 0 | 0 | 0 | 0 | 0 | 0 | 0 | 0 | 0
NSW1 | CCGT | 33.6489 | 33.6489 | 101.2233 | 63.5591 | 63.5591 | 63.5591 | 63.7332 | 63.5591 | 63.5591 | 63.5591 | 63.7332 | 63.5591 | 63.5591 | 63.5591 | 63.7332 | 63.5591 | 63.5591 | 197.6927 | 529.8898 | 943.8238 | 560.9261 | 1025.3942 | 0.84009 | 1.305e-05 | 1.3415e-05 | 1.7868e-05 | 1.8541e-05 | 1.8571e-05 | 1.8165e-05
NSW1 | Gas - Steam | 0 | 0 | 0 | 0 | 0 | 0 | 0 | 0 | 0 | 0 | 0 | 0 | 0 | 0 | 0 | 0 | 0 | 0 | 0 | 0 | 0 | 0 | 0 | 0 | 0 | 0 | 0 | 0 | 0
NSW1 | OCGT / Diesel | 3.0977e-06 | 3.0691e-06 | 3.1722 | 26.6682 | 5.3586 | 15.3132 | 5.1777 | 7.3189 | 4.044e-06 | 4.1584e-06 | 4.007e-06 | 14.1721 | 1.6176 | 3.2955 | 9.723 | 4.2417 | 19.0022 | 4.6293 | 56.0269 | 71.9184 | 40.7907 | 52.2259 | 506.9068 | 306.4689 | 440.7879 | 291.1109 | 1276.0973 | 1598.8247 | 2109.9216
NSW1 | Hydro | 2051.0905 | 2171.2605 | 1961.4481 | 2629.2209 | 2841.056 | 2604.5512 | 2359.4936 | 3277.1137 | 2374.0341 | 2128.1092 | 2343.3873 | 2336.5416 | 2671.3593 | 2997.0193 | 2702.0924 | 2602.7929 | 3425.7283 | 2956.8203 | 2560.0954 | 2440.1125 | 2237.2334 | 2922.2985 | 3036.6619 | 2916.8072 | 2853.6193 | 3750.9696 | 3054.1959 | 2681.0645 | 2364.0244
NSW1 | Wind | 6247.7117 | 9107.1211 | 10569.4712 | 12304.7949 | 15426.932 | 18033.9361 | 18962.1517 | 17247.3254 | 15965.9072 | 16998.3848 | 21240.3331 | 20948.8588 | 20490.4272 | 21940.4747 | 22686.7896 | 22512.9978 | 19986.224 | 17876.4974 | 19263.8165 | 18880.7527 | 24401.1348 | 29595.4136 | 31295.281 | 32857.3605 | 33001.9253 | 29921.6147 | 27730.4852 | 29160.958 | 28929.0297
NSW1 | Solar PV | 5342.8112 | 6499.5897 | 6543.0267 | 6299.1536 | 5994.627 | 6487.1149 | 7576.0343 | 8331.641 | 10473.9518 | 13052.4362 | 20054.4885 | 19762.2775 | 19205.9882 | 18500.719 | 19958.4893 | 19959.1479 | 17937.6294 | 18158.8674 | 19316.7094 | 19762.1488 | 19478.471 | 19905.1533 | 19469.1327 | 20892.6957 | 21065.2381 | 23548.3886 | 25249.3213 | 26578.86 | 26476.5103
NSW1 | Grid Battery | 1.2332e-05 | 1.2502e-05 | 1.2452e-05 | 1.2312e-05 | 1.1909e-05 | 1.2112e-05 | 1.4178e-05 | 1.4745e-05 | 4.5465e-05 | 4.6842e-05 | 5.1811e-05 | 5.3091e-05 | 5.3277e-05 | 5.4273e-05 | 5.8742e-05 | 5.9619e-05 | 5.714e-05 | 5.7607e-05 | 7.1666e-05 | 7.1016e-05 | 0.00013035 | 0.00012667 | 152.5426 | 400.8672 | 569.6394 | 645.4519 | 628.0712 | 645.3632 | 624.523
NSW1 | Pumped Hydro | 43.7134 | 96.4684 | 114.7805 | 663.1007 | 4330.5267 | 5141.323 | 4495.7401 | 5140.2852 | 6762.658 | 7888.1352 | 9194.4238 | 10016.866 | 9225.5614 | 9726.7325 | 10051.2682 | 9771.6068 | 9607.0617 | 9302.2419 | 9725.9994 | 8962.798 | 9545.2867 | 9332.0103 | 9377.3354 | 9970.7618 | 9698.1195 | 10405.2228 | 9655.3727 | 10187.1406 | 9552.3899
NSW1 | VPP | 5.8446 | 7.9357 | 8.3168 | 11.3895 | 17.1123 | 22.0319 | 25.8916 | 28.9883 | 31.1863 | 32.9562 | 39.726 | 46.592 | 52.4267 | 56.7983 | 59.1604 | 61.8765 | 62.2555 | 62.8705 | 64.2781 | 62.8989 | 66.7583 | 70.0153 | 67.405 | 66.6087 | 67.2694 | 67.7029 | 65.961 | 68.7914 | 55.0039
Total excluding storage |  | 53621.86 | 53589.2108 | 50271.4616 | 58326.903 | 55499.3337 | 57411.9445 | 56055.9122 | 59061.3268 | 44571.906 | 44587.8721 | 49660.4956 | 48860.8406 | 50382.0656 | 50372.439 | 50890.0368 | 52522.0868 | 49769.4731 | 47531.8372 | 49656.3906 | 48551.6238 | 52478.8967 | 53500.4856 | 54308.8226 | 56973.3323 | 57361.5706 | 57512.0837 | 57310.0996 | 60019.7072 | 59879.4861
Region | Technology | 2021-22 | 2022-23 | 2023-24 | 2024-25 | 2025-26 | 2026-27 | 2027-28 | 2028-29 | 2029-30 | 2030-31 | 2031-32 | 2032-33 | 2033-34 | 2034-35 | 2035-36 | 2036-37 | 2037-38 | 2038-39 | 2039-40 | 2040-41 | 2041-42 | 2042-43 | 2043-44 | 2044-45 | 2045-46 | 2046-47 | 2047-48 | 2048-49 | 2049-50
QLD1 | Black Coal | 40210.3084 | 36269.5418 | 39808.6338 | 35791.0612 | 37883.2703 | 33127.941 | 30770.3662 | 28829.8347 | 26217.5267 | 25235.4965 | 21675.8311 | 23725.2038 | 24508.1101 | 23889.6539 | 22980.8338 | 23047.4648 | 22757.9174 | 22931.9578 | 21302.3324 | 21038.9914 | 20177.7918 | 18252.3264 | 14719.0502 | 12696.2542 | 11225.2443 | 8816.532 | 8226.426 | 7794.1356 | 7120.0211
QLD1 | Brown Coal | 0 | 0 | 0 | 0 | 0 | 0 | 0 | 0 | 0 | 0 | 0 | 0 | 0 | 0 | 0 | 0 | 0 | 0 | 0 | 0 | 0 | 0 | 0 | 0 | 0 | 0 | 0 | 0 | 0
QLD1 | CCGT | 1104.025 | 1104.025 | 1232.2762 | 1275.8944 | 1200.3819 | 1426.1176 | 1343.8847 | 2370.9303 | 1215.3545 | 1204.1208 | 1269.7379 | 1353.1725 | 1295.1411 | 1209.9933 | 1241.7485 | 1205.6471 | 1382.277 | 1489.6366 | 1691.2687 | 1848.0547 | 1628.6924 | 2172.3213 | 2454.5283 | 2311.7273 | 1268.4605 | 960.5235 | 963.1551 | 960.5235 | 960.5235
QLD1 | Gas - Steam | 37.1158 | 37.1158 | 73.7192 | 72.804 | 72.804 | 72.804 | 73.0035 | 134.2484 | 72.804 | 72.804 | 73.0035 | 72.804 | 72.804 | 72.804 | 73.0035 | 72.804 | 72.804 | 72.804 | 73.0035 | 72.8943 | 72.804 | 78.0504 | 125.1152 | 105.763 | 149.5931 | 0 | 0 | 0 | 0
QLD1 | OCGT / Diesel | 5.3262e-06 | 5.3222e-06 | 5.5605e-06 | 14.9105 | 4.8231 | 30.6688 | 15.166 | 174.6239 | 5.213 | 1.5997 | 3.1778 | 33.4272 | 28.7139 | 6.082 | 20.413 | 23.1461 | 61.4654 | 28.9025 | 115.2985 | 42.5023 | 105.1021 | 78.3976 | 200.1328 | 298.9025 | 628.5841 | 1013.5328 | 1076.2941 | 1707.9891 | 1248.0139
QLD1 | Hydro | 676.7514 | 673.0681 | 672.5271 | 666.0481 | 662.5001 | 659.0619 | 658.0185 | 652.237 | 648.4251 | 637.94 | 643.1115 | 637.446 | 633.608 | 630.0801 | 628.8084 | 623.0244 | 232.788 | 231.8708 | 230.8138 | 228.9081 | 227.794 | 0 | 0 | 0 | 0 | 0 | 0 | 0 | 0
QLD1 | Wind | 2128.5832 | 3572.0296 | 3555.4566 | 5615.5263 | 6690.1066 | 7306.7357 | 9266.4629 | 9564.8809 | 9463.2236 | 9645.7615 | 8993.4216 | 8518.7207 | 7499.7773 | 9016.3535 | 8840.0057 | 9446.7564 | 15725.3762 | 15632.8794 | 15912.0325 | 15927.9508 | 16135.039 | 16478.0942 | 20307.6406 | 19351.7423 | 21702.157 | 25623.3991 | 25577.438 | 25659.7495 | 25076.6654
QLD1 | Solar PV | 5555.0976 | 7538.3547 | 7674.8919 | 7343.985 | 7448.1655 | 7800.5726 | 7893.2139 | 6593.3675 | 7141.5555 | 7427.2567 | 7545.9954 | 7657.3178 | 7325.2037 | 7442.0629 | 7808.6475 | 7530.3694 | 6167.8202 | 6692.5124 | 6975.7089 | 7044.2446 | 7178.9949 | 9306.436 | 9111.7585 | 9048.1973 | 10283.6151 | 12258.8877 | 12669.3953 | 11842.3665 | 13376.2188
QLD1 | Grid Battery | 8.3248e-06 | 29.4027 | 28.6982 | 31.67 | 35.3471 | 35.332 | 34.4097 | 34.0169 | 32.2535 | 32.2585 | 31.6443 | 32.0727 | 32.2089 | 33.3515 | 32.3811 | 32.5499 | 477.7061 | 476.2778 | 479.1461 | 449.7553 | 1337.7068 | 1614.6963 | 1631.6393 | 2160.5981 | 2150.3171 | 2060.6855 | 2104.1802 | 2080.1892 | 2493.6008
QLD1 | Pumped Hydro | 41.0054 | 113.3276 | 128.5453 | 386.4443 | 551.6347 | 593.0662 | 456.7974 | 665.4234 | 369.5705 | 412.967 | 460.546 | 633.8589 | 546.6299 | 644.2984 | 596.1507 | 575.8243 | 637.4184 | 646.8626 | 626.8869 | 571.1984 | 666.6324 | 1475.728 | 1385.3977 | 1314.3611 | 2427.9738 | 4255.276 | 4435.6103 | 4355.1913 | 3670.8163
QLD1 | VPP | 1.8372 | 2.5259 | 2.7981 | 4.2344 | 7.1996 | 9.0008 | 10.9821 | 12.6892 | 13.6012 | 14.4973 | 18.7855 | 20.8947 | 23.7622 | 27.3801 | 26.8837 | 27.8513 | 26.5779 | 26.8024 | 28.0276 | 29.1795 | 24.9547 | 25.2843 | 25.8637 | 25.5231 | 26.333 | 23.8265 | 25.7136 | 25.6784 | 17.5248
Total excluding storage |  | 49711.8815 | 49194.1349 | 53017.5048 | 50780.2295 | 53962.0515 | 50423.9017 | 50020.1157 | 48320.1228 | 44764.1024 | 44224.9793 | 40204.2788 | 41998.092 | 41363.3582 | 42267.0299 | 41593.4604 | 41949.2122 | 46400.4483 | 47080.5634 | 46300.4582 | 46203.5462 | 45526.2183 | 46365.6258 | 46918.2255 | 43812.5866 | 45257.6541 | 48672.8751 | 48512.7085 | 47964.7641 | 47781.4427
Region | Technology | 2021-22 | 2022-23 | 2023-24 | 2024-25 | 2025-26 | 2026-27 | 2027-28 | 2028-29 | 2029-30 | 2030-31 | 2031-32 | 2032-33 | 2033-34 | 2034-35 | 2035-36 | 2036-37 | 2037-38 | 2038-39 | 2039-40 | 2040-41 | 2041-42 | 2042-43 | 2043-44 | 2044-45 | 2045-46 | 2046-47 | 2047-48 | 2048-49 | 2049-50
VIC1 | Black Coal | 0 | 0 | 0 | 0 | 0 | 0 | 0 | 0 | 0 | 0 | 0 | 0 | 0 | 0 | 0 | 0 | 0 | 0 | 0 | 0 | 0 | 0 | 0 | 0 | 0 | 0 | 0 | 0 | 0
VIC1 | Brown Coal | 26121.2093 | 22977.4899 | 25480.8215 | 14833.3427 | 15350.0648 | 13809.3191 | 10467.5558 | 11677.068 | 10942.0368 | 11663.9399 | 10583.3101 | 10980.6658 | 11470.8268 | 11001.6222 | 11177.9863 | 11048.6145 | 10312.3213 | 11252.2924 | 10410.7138 | 9414.4458 | 10728.4843 | 11050.9867 | 10361.5771 | 10581.1578 | 10210.1319 | 10723.6697 | 4093.8685 | 0 | 0
VIC1 | CCGT | 2.7661e-06 | 2.7432e-06 | 2.7457e-06 | 3.218e-06 | 3.3654e-06 | 3.3747e-06 | 3.438e-06 | 3.4756e-06 | 3.4618e-06 | 3.4754e-06 | 3.4553e-06 | 3.7422e-06 | 3.7736e-06 | 4.034e-06 | 4.0001e-06 | 4.0787e-06 | 5.0662e-06 | 5.3501e-06 | 6.5494e-06 | 7.2794e-06 | 7.6068e-06 | 7.7013e-06 | 9.1473e-06 | 8.6149e-06 | 8.7946e-06 | 9.3858e-06 | 1.173e-05 | 1.4833e-05 | 1.4818e-05
VIC1 | Gas - Steam | 1.5403 | 6.6564e-07 | 3.3105 | 10.7233 | 2.4775 | 11.9499 | 5.2743 | 5.9682 | 9.1217e-07 | 8.5866e-07 | 1.2721 | 7.2697 | 1.7092 | 1.0343 | 10.7612 | 10.0923 | 16.176 | 6.9364 | 0 | 0 | 0 | 0 | 0 | 0 | 0 | 0 | 0 | 0 | 0
VIC1 | OCGT / Diesel | 0.045758 | 4.8068e-06 | 1.6785 | 1.1399 | 0.083418 | 4.2663 | 1.2099 | 6.8181e-06 | 6.6729e-06 | 6.7305e-06 | 6.6144e-06 | 3.7333 | 0.52499 | 7.1444e-06 | 4.8246 | 5.5835 | 3.5903 | 1.4415 | 13.4663 | 27.4619 | 25.1516 | 7.2774 | 15.7272 | 52.7591 | 43.5331 | 26.9725 | 18.2968 | 95.4239 | 72.0615
VIC1 | Hydro | 2699.4261 | 2719.6151 | 2455.5926 | 3014.4269 | 3082.3973 | 2908.2945 | 2928.7639 | 3686.3654 | 3044.5789 | 2607.0921 | 2620.3851 | 2361.9456 | 2895.8813 | 2978.029 | 2813.1417 | 2817.1519 | 3540.4958 | 2931.4654 | 2514.9339 | 2504.7046 | 2272.8186 | 2773.2378 | 2868.2574 | 2699.9436 | 2712.1608 | 3386.5334 | 2817.1762 | 2415.8428 | 2420.5549
VIC1 | Wind | 10402.357 | 12921.8971 | 11138.6584 | 12222.6172 | 12487.936 | 12852.8111 | 12964.2981 | 11646.912 | 12022.4289 | 11461.0976 | 12537.4312 | 10769.4835 | 10940.2133 | 11054.4843 | 11578.1486 | 11793.5608 | 10826.9268 | 10393.1056 | 9485.6322 | 10783.9626 | 9587.8193 | 9591.5935 | 9855.708 | 9986.1261 | 10814.4927 | 10180.9331 | 16956.0237 | 19297.8765 | 18598.5375
VIC1 | Solar PV | 2655.4116 | 2634.6505 | 2713.7233 | 2624.9491 | 2493.1717 | 2628.1378 | 2681.4054 | 2491.124 | 2585.2762 | 2611.8869 | 2631.1699 | 2705.6029 | 2587.9052 | 2482.7344 | 2593.8151 | 2665.5908 | 2483.9018 | 2582.8329 | 2642.7842 | 2634.2099 | 2739.0545 | 2623.1208 | 2496.2013 | 2413.8632 | 2383.0234 | 2231.2802 | 3087.0633 | 4231.0879 | 4064.331
VIC1 | Grid Battery | 61.2766 | 115.5257 | 124.4006 | 207.1637 | 204.717 | 212.6262 | 209.8107 | 189.7886 | 170.2548 | 176.3276 | 174.7402 | 189.5222 | 149.9536 | 153.5414 | 158.6367 | 160.9938 | 152.6009 | 156.1845 | 156.9622 | 153.3005 | 536.7881 | 485.9225 | 539.1445 | 1069.2632 | 1063.2026 | 1024.5591 | 969.2817 | 1939.1929 | 1818.1241
VIC1 | Pumped Hydro | 0 | 0 | 1.0956e-05 | 1.2477e-05 | 1.4278e-05 | 1.5904e-05 | 1.6109e-05 | 1.5933e-05 | 1.5451e-05 | 1.5692e-05 | 1.6342e-05 | 1.8257e-05 | 1.8216e-05 | 1.9998e-05 | 2.1052e-05 | 2.1739e-05 | 3.4488e-05 | 3.6997e-05 | 0.00030214 | 0.0028037 | 42.054 | 40.6079 | 36.4321 | 38.8622 | 234.9543 | 224.987 | 1073.0266 | 1511.141 | 1359.0208
VIC1 | VPP | 1.5473 | 2.871 | 3.6979 | 8.3632 | 11.8425 | 14.825 | 17.7428 | 18.5837 | 19.601 | 22.2549 | 29.5218 | 36.1358 | 41.297 | 47.9849 | 50.1626 | 51.7722 | 52.6871 | 55.3704 | 57.9801 | 58.4513 | 52.364 | 55.5361 | 52.4091 | 51.6021 | 53.5938 | 51.921 | 51.4239 | 47.6767 | 42.2075
Total excluding storage |  | 41879.9902 | 41253.6527 | 41793.7847 | 32707.1992 | 33416.1307 | 32214.7787 | 29048.5074 | 29507.4375 | 28594.3208 | 28344.0164 | 28373.5684 | 26828.7009 | 27897.0607 | 27517.9042 | 28178.6774 | 28340.5938 | 27183.4121 | 27168.0742 | 25067.5303 | 25364.7849 | 25353.3283 | 26046.2162 | 25597.471 | 25733.8498 | 26163.3418 | 26549.389 | 26972.4284 | 26040.2312 | 25155.4849
Region | Technology | 2021-22 | 2022-23 | 2023-24 | 2024-25 | 2025-26 | 2026-27 | 2027-28 | 2028-29 | 2029-30 | 2030-31 | 2031-32 | 2032-33 | 2033-34 | 2034-35 | 2035-36 | 2036-37 | 2037-38 | 2038-39 | 2039-40 | 2040-41 | 2041-42 | 2042-43 | 2043-44 | 2044-45 | 2045-46 | 2046-47 | 2047-48 | 2048-49 | 2049-50
SA1 | Black Coal | 0 | 0 | 0 | 0 | 0 | 0 | 0 | 0 | 0 | 0 | 0 | 0 | 0 | 0 | 0 | 0 | 0 | 0 | 0 | 0 | 0 | 0 | 0 | 0 | 0 | 0 | 0 | 0 | 0
SA1 | Brown Coal | 0 | 0 | 0 | 0 | 0 | 0 | 0 | 0 | 0 | 0 | 0 | 0 | 0 | 0 | 0 | 0 | 0 | 0 | 0 | 0 | 0 | 0 | 0 | 0 | 0 | 0 | 0 | 0 | 0
SA1 | CCGT | 1114.8326 | 1114.8326 | 461.7943 | 449.5019 | 449.5019 | 449.5019 | 450.7334 | 449.5019 | 449.5019 | 449.5019 | 450.7334 | 449.5019 | 449.5019 | 449.5019 | 450.7334 | 449.5019 | 5.9544e-06 | 6.5518e-06 | 8.034e-06 | 8.4185e-06 | 9.1114e-06 | 9.2499e-06 | 1.2116e-05 | 1.124e-05 | 1.1703e-05 | 1.2389e-05 | 1.3295e-05 | 1.709e-05 | 1.6842e-05
SA1 | Gas - Steam | 632.695 | 658.0945 | 613.2214 | 81.5731 | 81.5731 | 81.5731 | 81.7966 | 81.5731 | 81.5731 | 81.5731 | 81.7966 | 81.5731 | 81.5731 | 81.5731 | 0 | 0 | 0 | 0 | 0 | 0 | 0 | 0 | 0 | 0 | 0 | 0 | 0 | 0 | 0
SA1 | OCGT / Diesel | 23.4175 | 14.1877 | 64.5262 | 11.6148 | 5.4962 | 15.1862 | 5.1902 | 10.4932 | 0.00086573 | 0.95657 | 1.2848 | 8.981 | 1.69 | 2.4478 | 25.9723 | 22.1892 | 86.3618 | 63.9144 | 142.6148 | 330.421 | 202.1108 | 158.4087 | 662.8208 | 48.9955 | 51.4983 | 54.3612 | 116.2915 | 216.3693 | 184.872
SA1 | Hydro | 0 | 0 | 0 | 0 | 0 | 0 | 0 | 0 | 0 | 0 | 0 | 0 | 0 | 0 | 0 | 0 | 0 | 0 | 0 | 0 | 0 | 0 | 0 | 0 | 0 | 0 | 0 | 0 | 0
SA1 | Wind | 6057.8593 | 6648.9639 | 5959.3166 | 6969.0081 | 6819.4051 | 7553.8919 | 7541.3279 | 7021.1964 | 6837.3459 | 6588.9601 | 6564.2972 | 5863.2531 | 5731.3435 | 5501.8344 | 5492.5468 | 5024.2911 | 6343.1753 | 8221.5287 | 9200.4611 | 10329.2236 | 9346.4044 | 9658.1221 | 8563.3819 | 9826.401 | 8791.7355 | 9963.161 | 9677.5304 | 9005.2453 | 9993.2915
SA1 | Solar PV | 944.5698 | 1101.4298 | 1098.5849 | 1067.4605 | 1041.4939 | 1066.282 | 1099.2728 | 1045.207 | 1089.1219 | 1097.7818 | 1103.5817 | 1118.7508 | 1066.0889 | 1041.6265 | 1066.4019 | 1097.4425 | 1045.1721 | 1089.1179 | 1100.6398 | 1102.1726 | 1121.0455 | 1192.9765 | 1582.1886 | 1351.5188 | 1572.7701 | 1447.1957 | 2238.9943 | 2523.5124 | 2353.3554
SA1 | Grid Battery | 85.2165 | 81.3005 | 106.008 | 114.5951 | 117.0405 | 122.7299 | 116.8827 | 109.5461 | 97.1619 | 97.9259 | 96.1328 | 100.7638 | 98.1631 | 79.6209 | 80.8269 | 82.6284 | 80.5903 | 82.4254 | 347.869 | 337.6077 | 865.3418 | 861.2773 | 850.901 | 1233.0395 | 1244.3061 | 1213.0618 | 1204.1092 | 1195.6712 | 1094.8235
SA1 | Pumped Hydro | 0 | 0 | 9.3998e-06 | 8.8942e-06 | 8.6929e-06 | 9.0441e-06 | 9.1766e-06 | 9.336e-06 | 9.251e-06 | 9.6026e-06 | 1.0164e-05 | 1.1498e-05 | 1.1585e-05 | 1.2104e-05 | 1.3168e-05 | 1.7312e-05 | 2.0957e-05 | 2.106e-05 | 2.9311e-05 | 2.897e-05 | 3.2086e-05 | 3.1227e-05 | 3.1537e-05 | 3.8124e-05 | 4.2507e-05 | 4.1816e-05 | 4.2893e-05 | 4.4838e-05 | 4.4667e-05
SA1 | VPP | 2.4903 | 4.0642 | 6.3782 | 8.0718 | 10.1433 | 12.4411 | 14.0088 | 15.1076 | 15.3296 | 16.5412 | 17.0233 | 18.8058 | 19.3221 | 21.6185 | 22.2037 | 23.8859 | 25.1115 | 26.1505 | 24.3479 | 24.4026 | 21.75 | 22.6117 | 23.2588 | 22.4754 | 24.0098 | 23.5372 | 24.6381 | 25.7635 | 20.7487
Total excluding storage |  | 8773.3743 | 9537.5086 | 8197.4435 | 8579.1583 | 8397.4702 | 9166.435 | 9178.3208 | 8607.9715 | 8457.5436 | 8218.7734 | 8201.6938 | 7522.0598 | 7330.1974 | 7076.9837 | 7035.6544 | 6593.4247 | 7474.7092 | 9374.5611 | 10443.7156 | 11761.8172 | 10669.5608 | 11009.5074 | 10808.3912 | 11226.9153 | 10416.0039 | 11464.7178 | 12032.8163 | 11745.127 | 12531.5189
Region | Technology | 2021-22 | 2022-23 | 2023-24 | 2024-25 | 2025-26 | 2026-27 | 2027-28 | 2028-29 | 2029-30 | 2030-31 | 2031-32 | 2032-33 | 2033-34 | 2034-35 | 2035-36 | 2036-37 | 2037-38 | 2038-39 | 2039-40 | 2040-41 | 2041-42 | 2042-43 | 2043-44 | 2044-45 | 2045-46 | 2046-47 | 2047-48 | 2048-49 | 2049-50
TAS1 | Black Coal | 0 | 0 | 0 | 0 | 0 | 0 | 0 | 0 | 0 | 0 | 0 | 0 | 0 | 0 | 0 | 0 | 0 | 0 | 0 | 0 | 0 | 0 | 0 | 0 | 0 | 0 | 0 | 0 | 0
TAS1 | Brown Coal | 0 | 0 | 0 | 0 | 0 | 0 | 0 | 0 | 0 | 0 | 0 | 0 | 0 | 0 | 0 | 0 | 0 | 0 | 0 | 0 | 0 | 0 | 0 | 0 | 0 | 0 | 0 | 0 | 0
TAS1 | CCGT | 2.3647e-06 | 2.3513e-06 | 2.3567e-06 | 2.354e-06 | 2.365e-06 | 2.3719e-06 | 2.4787e-06 | 2.6084e-06 | 2.818e-06 | 2.8729e-06 | 2.8733e-06 | 3.0286e-06 | 3.095e-06 | 3.1653e-06 | 3.1752e-06 | 3.2617e-06 | 3.5198e-06 | 3.624e-06 | 4.0512e-06 | 4.0816e-06 | 4.3183e-06 | 4.3931e-06 | 4.5687e-06 | 4.5118e-06 | 4.5416e-06 | 4.9455e-06 | 4.9848e-06 | 5.7977e-06 | 6.0573e-06
TAS1 | Gas - Steam | 0 | 0 | 0 | 0 | 0 | 0 | 0 | 0 | 0 | 0 | 0 | 0 | 0 | 0 | 0 | 0 | 0 | 0 | 0 | 0 | 0 | 0 | 0 | 0 | 0 | 0 | 0 | 0 | 0
TAS1 | OCGT / Diesel | 1.9146e-06 | 1.8634e-06 | 1.8366e-06 | 1.8462e-06 | 1.8866e-06 | 1.9352e-06 | 2.0293e-06 | 2.1265e-06 | 2.3233e-06 | 2.381e-06 | 2.3426e-06 | 0.069027 | 0.40598 | 2.7527e-06 | 0.88858 | 0.82851 | 0.17075 | 3.1723e-06 | 3.4093e-06 | 2.7687e-06 | 0.071053 | 2.9619e-06 | 3.4627e-06 | 3.0659e-06 | 3.0381e-06 | 3.6825e-06 | 3.4317e-06 | 0.58532 | 1.0278
TAS1 | Hydro | 7690.9426 | 7148.7036 | 6871.9997 | 9631.7452 | 9192.5203 | 5795.7947 | 9796.5413 | 9703.8918 | 10500.7097 | 9596.4321 | 7999.9327 | 9054.6657 | 8278.6037 | 9104.3545 | 7609.4359 | 7111.4748 | 9814.0231 | 9020.0198 | 8528.9356 | 8378.8935 | 8098.11 | 8309.3694 | 8884.7236 | 8143.0359 | 8273.939 | 9207.7171 | 7964.926 | 7505.8405 | 7383.2232
TAS1 | Wind | 1326.1481 | 1602.6799 | 2016.8735 | 2589.4555 | 3272.7641 | 3768.6519 | 4307.8711 | 4677.2605 | 5199.9564 | 5512.9823 | 6280.1247 | 6256.7631 | 6615.1336 | 7279.628 | 7702.2569 | 8188.554 | 9200.3034 | 9625.8796 | 9784.447 | 10425.055 | 9885.313 | 9700.2266 | 9978.709 | 10224.176 | 10315.8523 | 9957.7644 | 9649.3846 | 8964.4935 | 8659.382
TAS1 | Solar PV | 5.4276e-07 | 8.1603e-07 | 1.4133e-06 | 1.6188e-06 | 1.4411e-06 | 1.7221e-06 | 1.8918e-06 | 1.94e-06 | 2.529e-06 | 3.1423e-06 | 4.2803e-06 | 5.9062e-06 | 7.5151e-06 | 6.6389e-06 | 7.6128e-06 | 7.392e-06 | 1.3859e-05 | 1.4783e-05 | 1.47e-05 | 1.6127e-05 | 1.6309e-05 | 1.6524e-05 | 1.4041e-05 | 1.5229e-05 | 1.4556e-05 | 1.4564e-05 | 1.4708e-05 | 1.4354e-05 | 1.4117e-05
TAS1 | Grid Battery | 8.734e-06 | 8.8342e-06 | 8.8058e-06 | 8.7839e-06 | 8.8452e-06 | 9.2226e-06 | 9.9194e-06 | 1.1378e-05 | 1.6308e-05 | 1.7438e-05 | 1.8439e-05 | 2.0983e-05 | 2.1292e-05 | 2.3943e-05 | 2.5487e-05 | 2.7407e-05 | 2.7606e-05 | 2.8448e-05 | 3.696e-05 | 3.7434e-05 | 3.9628e-05 | 3.9428e-05 | 4.0591e-05 | 4.2861e-05 | 4.3999e-05 | 4.6904e-05 | 5.1146e-05 | 6.2913e-05 | 5.7536e-05
TAS1 | Pumped Hydro | 0 | 0 | 2.5507e-05 | 2.5957e-05 | 2.7445e-05 | 3.0596e-05 | 3.1277e-05 | 3.2177e-05 | 4.2485e-05 | 4.7477e-05 | 4.9941e-05 | 9.4305e-05 | 9.5103e-05 | 0.00020182 | 0.00021092 | 0.00029165 | 584.1078 | 781.6352 | 935.1025 | 943.459 | 942.5248 | 967.9662 | 956.1566 | 934.3413 | 923.5291 | 898.7738 | 927.1566 | 965.3059 | 847.9297
TAS1 | VPP | 0.046905 | 0.12711 | 0.11628 | 0.13989 | 0.27357 | 0.44291 | 0.76158 | 1.0825 | 1.7153 | 2.0777 | 2.6696 | 3.0652 | 3.4644 | 4.1722 | 4.239 | 4.3035 | 3.6035 | 3.4887 | 3.3857 | 3.3449 | 3.5303 | 3.3411 | 3.2451 | 3.1508 | 3.3974 | 3.0881 | 3.3891 | 3.0855 | 2.5926
Total excluding storage |  | 9017.0907 | 8751.3836 | 8888.8733 | 12221.2008 | 12465.2844 | 9564.4465 | 14104.4124 | 14381.1524 | 15700.6661 | 15109.4144 | 14280.0573 | 15311.4978 | 14894.1434 | 16383.9825 | 15312.5813 | 15300.8574 | 19014.4973 | 18645.8995 | 18313.3826 | 18803.9485 | 17983.494 | 18009.596 | 18863.4327 | 18367.2119 | 18589.7913 | 19165.4815 | 17614.3106 | 16470.9193 | 16043.6331
Explicitly modelled pumping
Region | Technology | 2021-22 | 2022-23 | 2023-24 | 2024-25 | 2025-26 | 2026-27 | 2027-28 | 2028-29 | 2029-30 | 2030-31 | 2031-32 | 2032-33 | 2033-34 | 2034-35 | 2035-36 | 2036-37 | 2037-38 | 2038-39 | 2039-40 | 2040-41 | 2041-42 | 2042-43 | 2043-44 | 2044-45 | 2045-46 | 2046-47 | 2047-48 | 2048-49 | 2049-50
NEM | Grid Battery pump | 180.0911 | 280.1596 | 319.5107 | 436.6367 | 440.1691 | 457.4465 | 446.7249 | 410.6265 | 370.8474 | 377.5259 | 374.3998 | 397.0523 | 346.8022 | 328.3083 | 335.6108 | 340.9532 | 853.0471 | 856.064 | 1172.2298 | 1121.348 | 3228.4503 | 3491.8973 | 3734.4529 | 5727.6316 | 5924.0732 | 5814.888 | 5779.2666 | 6890.3273 | 7098.1491
NEM | Pumped Hydro Pump | 268.8469 | 681.9437 | 745.5261 | 2507.7595 | 6861.8874 | 8060.9511 | 7378.7815 | 7952.4718 | 9579.0322 | 10679.8826 | 13565.2649 | 14476.5142 | 13835.4493 | 14136.7272 | 14745.9915 | 14603.7464 | 14982.7877 | 14842.1661 | 15481.8427 | 14620.9711 | 15455.97 | 16872.4513 | 16058.5439 | 17155.89 | 18621.8859 | 21767.2735 | 21907.3424 | 23212.4795 | 20530.512
NEM | VPP pump | 14.1224 | 21.0817 | 25.5398 | 38.6878 | 55.8699 | 70.4744 | 83.4165 | 91.624 | 97.8442 | 105.909 | 129.5991 | 150.3279 | 168.5268 | 189.5233 | 195.1021 | 203.678 | 204.5645 | 209.7657 | 213.3086 | 214.3914 | 202.8566 | 212.4316 | 206.4243 | 203.3327 | 209.8788 | 203.7959 | 205.8581 | 204.7524 | 165.6912
Region | Technology | 2021-22 | 2022-23 | 2023-24 | 2024-25 | 2025-26 | 2026-27 | 2027-28 | 2028-29 | 2029-30 | 2030-31 | 2031-32 | 2032-33 | 2033-34 | 2034-35 | 2035-36 | 2036-37 | 2037-38 | 2038-39 | 2039-40 | 2040-41 | 2041-42 | 2042-43 | 2043-44 | 2044-45 | 2045-46 | 2046-47 | 2047-48 | 2048-49 | 2049-50
NSW1 | Grid Battery pump | 1.4638e-05 | 1.4836e-05 | 1.4768e-05 | 1.4609e-05 | 1.4129e-05 | 1.4365e-05 | 1.6827e-05 | 1.749e-05 | 5.4371e-05 | 5.6006e-05 | 6.2007e-05 | 6.3386e-05 | 6.368e-05 | 6.4832e-05 | 7.0072e-05 | 7.1161e-05 | 6.825e-05 | 6.8689e-05 | 8.5215e-05 | 8.465e-05 | 0.0001542 | 0.00014988 | 179.4618 | 471.6085 | 670.8998 | 758.6193 | 739.5258 | 758.6323 | 734.7329
NSW1 | Pumped Hydro Pump | 211.3094 | 518.6346 | 559.9619 | 1953.635 | 6067.5141 | 7210.1962 | 6720.3075 | 6998.1252 | 9047.897 | 10086.3793 | 12902.3657 | 13566.5689 | 13049.8499 | 13210.7616 | 13889.2221 | 13776.1893 | 13332.9953 | 12935.439 | 13415.6344 | 12607.8563 | 13292.3738 | 13670.5441 | 13014.3354 | 14236.017 | 14067.8266 | 15019.0859 | 13814.7515 | 14651.3603 | 13187.4597
NSW1 | VPP pump | 7.0149 | 9.5441 | 9.9627 | 13.6856 | 20.5357 | 26.4311 | 31.1181 | 34.7509 | 37.431 | 39.5552 | 47.7999 | 55.8022 | 62.9281 | 68.2737 | 70.9007 | 74.2665 | 74.8987 | 75.4269 | 77.0043 | 75.6845 | 79.9349 | 84.0351 | 80.9019 | 79.9463 | 80.8474 | 81.1515 | 79.3911 | 82.3438 | 66.0177
Region | Technology | 2021-22 | 2022-23 | 2023-24 | 2024-25 | 2025-26 | 2026-27 | 2027-28 | 2028-29 | 2029-30 | 2030-31 | 2031-32 | 2032-33 | 2033-34 | 2034-35 | 2035-36 | 2036-37 | 2037-38 | 2038-39 | 2039-40 | 2040-41 | 2041-42 | 2042-43 | 2043-44 | 2044-45 | 2045-46 | 2046-47 | 2047-48 | 2048-49 | 2049-50
QLD1 | Grid Battery pump | 9.7977e-06 | 36.2703 | 35.3605 | 39.0987 | 43.6831 | 43.5751 | 42.5057 | 41.9715 | 39.8191 | 39.8253 | 39.107 | 39.556 | 39.7641 | 41.1747 | 39.9766 | 40.185 | 565.1566 | 560.7627 | 565.4972 | 529.2076 | 1573.689 | 1899.7223 | 1919.4965 | 2543.5537 | 2528.1106 | 2427.671 | 2472.171 | 2447.4182 | 2933.511
QLD1 | Pumped Hydro Pump | 57.5375 | 163.3092 | 185.5642 | 554.1245 | 794.3732 | 850.7548 | 658.4739 | 954.3465 | 531.1351 | 593.5032 | 662.8991 | 909.9451 | 785.5993 | 925.9654 | 856.7691 | 827.5566 | 919.246 | 926.4822 | 900.9421 | 820.9087 | 935.3662 | 1941.4744 | 1807.9336 | 1708.6451 | 3091.9268 | 5357.8773 | 5572.4004 | 5485.5223 | 4584.3644
QLD1 | VPP pump | 2.2051 | 3.0349 | 3.3551 | 5.0823 | 8.6486 | 10.7958 | 13.1976 | 15.2135 | 16.3247 | 17.4002 | 22.5926 | 25.033 | 28.5203 | 32.8627 | 32.2668 | 33.4282 | 31.9743 | 32.0947 | 33.6397 | 35.0247 | 29.9496 | 30.3496 | 31.0408 | 30.6811 | 31.5577 | 28.6482 | 30.8116 | 30.8548 | 20.9993
Region | Technology | 2021-22 | 2022-23 | 2023-24 | 2024-25 | 2025-26 | 2026-27 | 2027-28 | 2028-29 | 2029-30 | 2030-31 | 2031-32 | 2032-33 | 2033-34 | 2034-35 | 2035-36 | 2036-37 | 2037-38 | 2038-39 | 2039-40 | 2040-41 | 2041-42 | 2042-43 | 2043-44 | 2044-45 | 2045-46 | 2046-47 | 2047-48 | 2048-49 | 2049-50
VIC1 | Grid Battery pump | 75.1904 | 143.2133 | 153.581 | 255.7576 | 252.2965 | 262.353 | 259.6146 | 233.7179 | 210.7801 | 217.0994 | 216.3177 | 233.389 | 185.6181 | 189.067 | 195.8478 | 198.7577 | 188.3962 | 193.3106 | 193.2903 | 189.7254 | 633.9624 | 573.0992 | 632.8619 | 1257.9569 | 1254.0406 | 1202.1494 | 1143.5455 | 2278.189 | 2138.9695
VIC1 | Pumped Hydro Pump | 0 | 0 | 1.3733e-05 | 1.5602e-05 | 1.7832e-05 | 1.9853e-05 | 2.0206e-05 | 1.9848e-05 | 1.9362e-05 | 1.9579e-05 | 2.0445e-05 | 2.281e-05 | 2.2816e-05 | 2.4951e-05 | 2.6306e-05 | 2.7214e-05 | 4.3063e-05 | 4.6419e-05 | 0.00037751 | 0.0035201 | 52.5675 | 50.9489 | 45.3511 | 48.6849 | 294.9962 | 279.8232 | 1348.2645 | 1881.9447 | 1698.7759
VIC1 | VPP pump | 1.8571 | 3.4579 | 4.4409 | 10.0428 | 14.2041 | 17.7838 | 21.3362 | 22.2643 | 23.5818 | 26.6552 | 35.5156 | 43.2891 | 49.6787 | 57.4807 | 60.2071 | 62.1389 | 63.237 | 66.599 | 69.4486 | 70.3076 | 62.6971 | 66.8198 | 62.7402 | 61.9348 | 64.5057 | 62.1372 | 61.9117 | 57.0325 | 50.659
Region | Technology | 2021-22 | 2022-23 | 2023-24 | 2024-25 | 2025-26 | 2026-27 | 2027-28 | 2028-29 | 2029-30 | 2030-31 | 2031-32 | 2032-33 | 2033-34 | 2034-35 | 2035-36 | 2036-37 | 2037-38 | 2038-39 | 2039-40 | 2040-41 | 2041-42 | 2042-43 | 2043-44 | 2044-45 | 2045-46 | 2046-47 | 2047-48 | 2048-49 | 2049-50
SA1 | Grid Battery pump | 104.9006 | 100.676 | 130.5691 | 141.7804 | 144.1895 | 151.5184 | 144.6045 | 134.9371 | 120.248 | 120.6011 | 118.9751 | 124.1072 | 121.4199 | 98.0665 | 99.7863 | 102.0103 | 99.4941 | 101.9906 | 413.4421 | 402.4149 | 1020.7988 | 1019.0755 | 1002.6326 | 1454.5124 | 1471.0222 | 1426.4482 | 1424.0242 | 1406.0878 | 1290.9357
SA1 | Pumped Hydro Pump | 0 | 0 | 1.1752e-05 | 1.1144e-05 | 1.0853e-05 | 1.1292e-05 | 1.1508e-05 | 1.1637e-05 | 1.1589e-05 | 1.199e-05 | 1.271e-05 | 1.437e-05 | 1.45e-05 | 1.5108e-05 | 1.6459e-05 | 2.1655e-05 | 2.6172e-05 | 2.641e-05 | 3.6551e-05 | 3.6346e-05 | 3.9973e-05 | 3.9155e-05 | 3.9304e-05 | 4.7703e-05 | 5.3259e-05 | 5.2092e-05 | 5.3824e-05 | 5.5839e-05 | 5.5905e-05
SA1 | VPP pump | 2.989 | 4.891 | 7.6424 | 9.7075 | 12.1549 | 14.9323 | 16.8465 | 18.1001 | 18.4424 | 19.8101 | 20.4799 | 22.5235 | 23.2442 | 25.8941 | 26.6497 | 28.6688 | 30.1397 | 31.4525 | 29.1577 | 29.3598 | 26.0343 | 27.216 | 27.8395 | 27.0004 | 28.8786 | 28.1645 | 29.664 | 30.83 | 24.9034
Region | Technology | 2021-22 | 2022-23 | 2023-24 | 2024-25 | 2025-26 | 2026-27 | 2027-28 | 2028-29 | 2029-30 | 2030-31 | 2031-32 | 2032-33 | 2033-34 | 2034-35 | 2035-36 | 2036-37 | 2037-38 | 2038-39 | 2039-40 | 2040-41 | 2041-42 | 2042-43 | 2043-44 | 2044-45 | 2045-46 | 2046-47 | 2047-48 | 2048-49 | 2049-50
TAS1 | Grid Battery pump | 1.0279e-05 | 1.0396e-05 | 1.036e-05 | 1.0335e-05 | 1.0406e-05 | 1.085e-05 | 1.1672e-05 | 1.3385e-05 | 1.9193e-05 | 2.0508e-05 | 2.1706e-05 | 2.4696e-05 | 2.5041e-05 | 2.8177e-05 | 2.9974e-05 | 3.227e-05 | 3.246e-05 | 3.3479e-05 | 4.3478e-05 | 4.4053e-05 | 4.6621e-05 | 4.6388e-05 | 4.7761e-05 | 5.0413e-05 | 5.18e-05 | 5.514e-05 | 6.0224e-05 | 7.396e-05 | 6.7723e-05
TAS1 | Pumped Hydro Pump | 0 | 0 | 3.1968e-05 | 3.2464e-05 | 3.4295e-05 | 3.8245e-05 | 3.9136e-05 | 4.0137e-05 | 5.3287e-05 | 5.9152e-05 | 6.2598e-05 | 0.00011819 | 0.00011856 | 0.00025293 | 0.00026282 | 0.0003666 | 730.5463 | 980.2448 | 1165.2657 | 1192.2026 | 1175.6624 | 1209.4838 | 1190.9237 | 1162.5429 | 1167.1362 | 1110.487 | 1171.926 | 1193.6522 | 1059.912
TAS1 | VPP pump | 0.056297 | 0.15378 | 0.13865 | 0.16953 | 0.32657 | 0.53145 | 0.91816 | 1.2952 | 2.0642 | 2.4883 | 3.2111 | 3.6802 | 4.1555 | 5.012 | 5.0778 | 5.1756 | 4.3147 | 4.1927 | 4.0583 | 4.0147 | 4.2407 | 4.0112 | 3.9018 | 3.7702 | 4.0895 | 3.6947 | 4.0797 | 3.6913 | 3.1117
Non-controllable capacity
Region | Technology | 2021-22 | 2022-23 | 2023-24 | 2024-25 | 2025-26 | 2026-27 | 2027-28 | 2028-29 | 2029-30 | 2030-31 | 2031-32 | 2032-33 | 2033-34 | 2034-35 | 2035-36 | 2036-37 | 2037-38 | 2038-39 | 2039-40 | 2040-41 | 2041-42 | 2042-43 | 2043-44 | 2044-45 | 2045-46 | 2046-47 | 2047-48 | 2048-49 | 2049-50
NEM | Distributed PV | 16737.0059 | 18361.571 | 19508.4436 | 19877.6171 | 20062.7432 | 22312.6922 | 23279.7968 | 21912.3307 | 23663.3386 | 25057.5989 | 25874.3008 | 26713.8603 | 26540.3547 | 26277.3752 | 28710.541 | 29388.3875 | 27089.9154 | 29052.9711 | 30877.804 | 31962.719 | 32852.8929 | 32633.0762 | 32314.9744 | 35306.7879 | 36000.0822 | 33090.6491 | 35501.6025 | 37705.2638 | 38929.3699
NEM | Behind the meter battery | 262.9766 | 299.5507 | 300.5513 | 344.0103 | 390.8049 | 429.6842 | 466.3019 | 490.0167 | 514.6045 | 532.9694 | 645.2154 | 694.4484 | 765.8001 | 795.7359 | 804.5875 | 802.6458 | 800.2245 | 800.683 | 805.6941 | 805.7001 | 807.025 | 808.7188 | 814.3631 | 815.1575 | 816.7385 | 816.0384 | 818.3358 | 815.5272 | 814.7913
NEM | Behind the meter battery pump | 223.4523 | 254.5041 | 255.3304 | 292.2517 | 332.1268 | 364.9912 | 396.0636 | 416.1389 | 437.141 | 452.6149 | 548.2776 | 590.0759 | 650.6574 | 675.9031 | 683.4142 | 681.9738 | 679.6417 | 680.0057 | 684.6009 | 684.3123 | 685.3843 | 686.9178 | 691.7186 | 692.4172 | 693.9858 | 693.193 | 694.9927 | 692.5685 | 692.1674
Region | Technology | 2021-22 | 2022-23 | 2023-24 | 2024-25 | 2025-26 | 2026-27 | 2027-28 | 2028-29 | 2029-30 | 2030-31 | 2031-32 | 2032-33 | 2033-34 | 2034-35 | 2035-36 | 2036-37 | 2037-38 | 2038-39 | 2039-40 | 2040-41 | 2041-42 | 2042-43 | 2043-44 | 2044-45 | 2045-46 | 2046-47 | 2047-48 | 2048-49 | 2049-50
NSW1 | Distributed PV | 4800.4033 | 5212.4059 | 5194.9088 | 5255.658 | 5186.6024 | 5846.7416 | 5921.0778 | 5425.2839 | 5726.7934 | 6225.4269 | 6684.9079 | 6684.1941 | 6781.8193 | 6722.0215 | 7600.6685 | 7698.119 | 7026.4939 | 7404.5059 | 8066.2344 | 8660.1049 | 8621.766 | 8721.863 | 8634.2534 | 9741.2559 | 9797.8063 | 8904.1049 | 9373.1744 | 10184.1971 | 10848.0981
NSW1 | Behind the meter battery | 101.9375 | 109.9772 | 109.068 | 134.2603 | 152.5399 | 169.5078 | 182.1253 | 191.8128 | 199.9418 | 206.5781 | 249.9382 | 272.9224 | 298.9952 | 310.1396 | 312.1459 | 309.6359 | 306.9485 | 304.8934 | 305.1092 | 303.3689 | 302.262 | 301.0712 | 301.4303 | 300.2186 | 299.112 | 297.1721 | 296.191 | 293.2775 | 291.2444
NSW1 | Behind the meter battery pump | 86.635 | 93.4199 | 92.6108 | 114.0675 | 129.6535 | 144.0135 | 154.6551 | 162.8964 | 169.8316 | 175.4217 | 212.3548 | 231.9584 | 254.0437 | 263.383 | 265.0713 | 263.0993 | 260.6552 | 258.8861 | 259.3394 | 257.7266 | 256.6808 | 255.7628 | 255.8987 | 254.9971 | 254.2353 | 252.4792 | 251.5664 | 248.9519 | 247.366
Region | Technology | 2021-22 | 2022-23 | 2023-24 | 2024-25 | 2025-26 | 2026-27 | 2027-28 | 2028-29 | 2029-30 | 2030-31 | 2031-32 | 2032-33 | 2033-34 | 2034-35 | 2035-36 | 2036-37 | 2037-38 | 2038-39 | 2039-40 | 2040-41 | 2041-42 | 2042-43 | 2043-44 | 2044-45 | 2045-46 | 2046-47 | 2047-48 | 2048-49 | 2049-50
QLD1 | Distributed PV | 5374.2791 | 5906.0531 | 6042.3739 | 5947.9488 | 6122.8463 | 6640.8799 | 6821.616 | 5861.7431 | 6490.5234 | 6871.0109 | 7419.6268 | 7537.6798 | 7431.5402 | 7706.3452 | 8403.2251 | 8624.6551 | 7452.3218 | 8297.4802 | 8814.7778 | 9478.5346 | 9602.8198 | 9461.3415 | 9792.0316 | 10630.4055 | 10893.9146 | 9401.0252 | 10467.097 | 11080.8863 | 11897.3532
QLD1 | Behind the meter battery | 40.129 | 39.9785 | 39.5664 | 45.2536 | 56.5248 | 63.281 | 71.1065 | 74.9792 | 79.1794 | 82.3221 | 105.3549 | 110.9052 | 123.2441 | 128.2838 | 129.4652 | 128.8778 | 128.6424 | 128.8998 | 129.8129 | 129.4208 | 128.8569 | 128.4654 | 129.0406 | 128.7848 | 128.5776 | 128.1314 | 127.8054 | 126.7827 | 126.1531
QLD1 | Behind the meter battery pump | 34.0947 | 33.9614 | 33.6262 | 38.4327 | 48.0431 | 53.77 | 60.4138 | 63.687 | 67.2731 | 69.903 | 89.4989 | 94.2393 | 104.7276 | 108.9306 | 110.0086 | 109.5365 | 109.2974 | 109.4708 | 110.2337 | 109.949 | 109.4416 | 109.1478 | 109.6518 | 109.4398 | 109.1587 | 108.8375 | 108.497 | 107.6859 | 107.1786
Region | Technology | 2021-22 | 2022-23 | 2023-24 | 2024-25 | 2025-26 | 2026-27 | 2027-28 | 2028-29 | 2029-30 | 2030-31 | 2031-32 | 2032-33 | 2033-34 | 2034-35 | 2035-36 | 2036-37 | 2037-38 | 2038-39 | 2039-40 | 2040-41 | 2041-42 | 2042-43 | 2043-44 | 2044-45 | 2045-46 | 2046-47 | 2047-48 | 2048-49 | 2049-50
VIC1 | Distributed PV | 3879.7556 | 4388.1139 | 5245.1201 | 5684.2844 | 5889.8067 | 6804.8804 | 7385.9103 | 7562.8858 | 8188.113 | 8601.6107 | 8357.9111 | 8917.7817 | 8789.5548 | 8438.7924 | 9099.4261 | 9276.7513 | 8934.0426 | 9458.7205 | 9985.5605 | 9741.7849 | 10367.8212 | 10261.4445 | 9855.1068 | 10657.4086 | 10830.8677 | 10463.7296 | 11087.1995 | 11715.6476 | 11391.6324
VIC1 | Behind the meter battery | 59.5016 | 68.4598 | 68.6119 | 78.5085 | 92.2418 | 101.1558 | 111.8234 | 117.9551 | 125.847 | 132.5853 | 173.3994 | 191.8598 | 221.1059 | 231.9104 | 236.1269 | 236.9038 | 237.0442 | 238.2917 | 240.8856 | 242.3885 | 244.1818 | 246.4043 | 249.3836 | 250.7552 | 252.3952 | 253.0385 | 254.8243 | 255.0565 | 255.5706
VIC1 | Behind the meter battery pump | 50.5545 | 58.1646 | 58.3148 | 66.6984 | 78.3592 | 85.9017 | 94.9916 | 100.1569 | 106.8665 | 112.6244 | 147.3851 | 163.0248 | 187.8895 | 197.0389 | 200.5628 | 201.2413 | 201.3297 | 202.4298 | 204.6464 | 205.7914 | 207.3945 | 209.2718 | 211.9212 | 212.9635 | 214.5115 | 214.9525 | 216.3763 | 216.6969 | 217.1884
Region | Technology | 2021-22 | 2022-23 | 2023-24 | 2024-25 | 2025-26 | 2026-27 | 2027-28 | 2028-29 | 2029-30 | 2030-31 | 2031-32 | 2032-33 | 2033-34 | 2034-35 | 2035-36 | 2036-37 | 2037-38 | 2038-39 | 2039-40 | 2040-41 | 2041-42 | 2042-43 | 2043-44 | 2044-45 | 2045-46 | 2046-47 | 2047-48 | 2048-49 | 2049-50
SA1 | Distributed PV | 2452.8377 | 2621.3874 | 2781.4576 | 2739.5431 | 2624.4365 | 2761.5876 | 2888.898 | 2806.4625 | 2998.6786 | 3092.5954 | 3145.146 | 3295.7862 | 3255.7426 | 3139.586 | 3316.4955 | 3492.4901 | 3386.5922 | 3597.4961 | 3706.7025 | 3776.2267 | 3942.2149 | 3867.5354 | 3725.0699 | 3944.3171 | 4139.1353 | 3991.4896 | 4238.2439 | 4375.494 | 4443.1368
SA1 | Behind the meter battery | 54.489 | 74.2714 | 76.5958 | 78.3283 | 80.738 | 85.7641 | 90.0697 | 93.6476 | 97.4206 | 98.8256 | 100.616 | 102.187 | 104.2884 | 106.5727 | 108.0367 | 108.7207 | 109.3608 | 110.6671 | 112.1008 | 112.96 | 114.3678 | 115.6258 | 117.4851 | 118.6453 | 120.1416 | 121.4696 | 123.5177 | 124.7391 | 126.4257
SA1 | Behind the meter battery pump | 46.288 | 63.1309 | 65.0781 | 66.5469 | 68.6255 | 72.8271 | 76.5114 | 79.5217 | 82.7873 | 83.9142 | 85.5206 | 86.7758 | 88.567 | 90.5492 | 91.7937 | 92.3705 | 92.8655 | 93.9948 | 95.2818 | 95.9265 | 97.1312 | 98.1684 | 99.7899 | 100.7877 | 102.0504 | 103.1456 | 104.9633 | 105.9131 | 107.362
Region | Technology | 2021-22 | 2022-23 | 2023-24 | 2024-25 | 2025-26 | 2026-27 | 2027-28 | 2028-29 | 2029-30 | 2030-31 | 2031-32 | 2032-33 | 2033-34 | 2034-35 | 2035-36 | 2036-37 | 2037-38 | 2038-39 | 2039-40 | 2040-41 | 2041-42 | 2042-43 | 2043-44 | 2044-45 | 2045-46 | 2046-47 | 2047-48 | 2048-49 | 2049-50
TAS1 | Distributed PV | 229.7301 | 233.6107 | 244.5832 | 250.1828 | 239.0513 | 258.6028 | 262.2947 | 255.9554 | 259.2302 | 266.9549 | 266.709 | 278.4185 | 281.698 | 270.6302 | 290.7257 | 296.3721 | 290.465 | 294.7684 | 304.5288 | 306.0679 | 318.271 | 320.8917 | 308.5126 | 333.4009 | 338.3584 | 330.2999 | 335.8877 | 349.0389 | 349.1495
TAS1 | Behind the meter battery | 6.9195 | 6.8638 | 6.7092 | 7.6595 | 8.7605 | 9.9755 | 11.1771 | 11.6221 | 12.2156 | 12.6582 | 15.9068 | 16.574 | 18.1666 | 18.8293 | 18.8128 | 18.5076 | 18.2286 | 17.9311 | 17.7857 | 17.562 | 17.3566 | 17.1522 | 17.0236 | 16.7536 | 16.512 | 16.2267 | 15.9974 | 15.6713 | 15.3975
TAS1 | Behind the meter battery pump | 5.8801 | 5.8272 | 5.7004 | 6.5061 | 7.4456 | 8.479 | 9.4917 | 9.8769 | 10.3824 | 10.7515 | 13.5182 | 14.0776 | 15.4296 | 16.0015 | 15.9778 | 15.7262 | 15.4938 | 15.2242 | 15.0996 | 14.9189 | 14.7362 | 14.5671 | 14.457 | 14.2291 | 14.0299 | 13.7782 | 13.5896 | 13.3207 | 13.0725

## Marinus_Capacity
Installed capacity by technology (MW) - Marinus Link, Slow Change Scenario
Capacity calculated on 1 July. In early study years some wind and solar projects enter later in the financial year and are therefore reflected in the following financial year's capacity.
Explicitly modelled generation
Region | Technology | 2021-22 | 2022-23 | 2023-24 | 2024-25 | 2025-26 | 2026-27 | 2027-28 | 2028-29 | 2029-30 | 2030-31 | 2031-32 | 2032-33 | 2033-34 | 2034-35 | 2035-36 | 2036-37 | 2037-38 | 2038-39 | 2039-40 | 2040-41 | 2041-42 | 2042-43 | 2043-44 | 2044-45 | 2045-46 | 2046-47 | 2047-48 | 2048-49 | 2049-50
NEM | Black Coal | 18366 | 17891 | 16416 | 13437.3537 | 11047.9829 | 10169.3301 | 9959.3601 | 9259.3601 | 6701.8935 | 6173.421 | 5510.6108 | 5510.6108 | 5510.6108 | 5510.6108 | 5428.3281 | 5334.0123 | 5117.1329 | 5117.1329 | 5117.1329 | 5117.1329 | 5117.1329 | 3023.1329 | 2787 | 2422 | 2057 | 1692 | 1692 | 1692 | 1692
NEM | Brown Coal | 4790 | 4790 | 4790 | 2333.68 | 2333.68 | 2156.8931 | 1822.2552 | 1822.2552 | 1822.2552 | 1822.2552 | 1822.2552 | 1822.2552 | 1822.2552 | 1822.2552 | 1822.2552 | 1822.2552 | 1822.2552 | 1822.2552 | 1822.2552 | 1822.2552 | 1822.2552 | 1822.2552 | 1822.2552 | 1822.2552 | 1822.2552 | 1822.2552 | 707.2552 | 0 | 0
NEM | CCGT | 3054.9 | 3054.9 | 2874.9 | 2874.9 | 2874.9 | 2874.9 | 2874.9 | 2874.9 | 2874.9 | 2874.9 | 2874.9 | 2874.9 | 2874.9 | 2874.9 | 2874.9 | 2489.9 | 1960.9 | 1960.9 | 1817.5 | 1817.5 | 1817.5 | 1817.5 | 1377.5 | 1192.5 | 548 | 388 | 388 | 388 | 388
NEM | Gas - Steam | 1384 | 1384 | 1384 | 1384 | 1384 | 1384 | 1384 | 1384 | 1384 | 1384 | 1384 | 1384 | 1384 | 1384 | 584 | 584 | 584 | 584 | 84 | 84 | 84 | 84 | 84 | 84 | 84 | 0 | 0 | 0 | 0
NEM | OCGT / Diesel | 6863.14 | 6863.14 | 6863.14 | 6863.14 | 6863.14 | 6863.14 | 6863.14 | 6863.14 | 6863.14 | 6480.64 | 6480.64 | 6211.3 | 5749.3 | 5632.3 | 5502.3 | 5502.3 | 5502.3 | 5502.3 | 5062.3 | 4942.3 | 4942.3 | 4848.3 | 4848.3 | 4054.0908 | 4054.0908 | 4127.8522 | 3543.8522 | 4772.9496 | 4253.9496
NEM | Hydro | 7365.3 | 7365.3 | 7365.3 | 7365.3 | 7365.3 | 7365.3 | 7615.3 | 7615.3 | 7615.3 | 7615.3 | 7615.3 | 7615.3 | 7615.3 | 7615.3 | 7615.3 | 7615.3 | 7528.9 | 7528.9 | 7528.9 | 7528.9 | 7528.9 | 7462.9 | 7462.9 | 7462.9 | 7462.9 | 7462.9 | 7462.9 | 7462.9 | 7462.9
NEM | Wind | 8952.838 | 11245.3614 | 11995.5818 | 13345.3399 | 14091.0601 | 14957.5113 | 15784.8495 | 16213.1384 | 16259.5438 | 16284.6995 | 17766.4518 | 17903.6072 | 17889.5629 | 18026.7183 | 17941.9737 | 17847.8294 | 19721.805 | 19891.8092 | 20156.2189 | 20269.8836 | 22598.6547 | 25685.6376 | 25773.4279 | 24860.138 | 24929.8148 | 26528.6401 | 28733.5754 | 29958.0216 | 30173.8796
NEM | Solar PV | 5599.971 | 6959.156 | 6959.156 | 6959.156 | 6959.156 | 6959.156 | 7347.9866 | 7999.2653 | 8770.4887 | 9541.7123 | 12199.8314 | 12199.8314 | 12199.8314 | 12199.8314 | 12199.8314 | 12078.8314 | 12028.8314 | 11878.5314 | 11878.5314 | 11878.5314 | 11878.5314 | 13421.2862 | 13676.7039 | 13258.084 | 13781.3457 | 17554.8373 | 18940.3362 | 19127.816 | 19650.0185
NEM | Grid Battery | 260.33 | 600.33 | 600.33 | 600.33 | 600.33 | 600.33 | 600.33 | 600.33 | 600.33 | 570.33 | 570.33 | 570.33 | 515 | 490 | 490 | 490 | 792.0132 | 792.0132 | 976.5861 | 956.5861 | 2371.7274 | 2304.3622 | 2473.9355 | 3820.9969 | 3948.2022 | 4012.8088 | 4012.8088 | 4867.5125 | 5235.8643
NEM | Pumped Hydro | 810 | 810 | 810 | 810 | 2850 | 2850 | 2850 | 2850 | 4850 | 4850 | 4850 | 4850.0012 | 4850.0005 | 4850 | 4850 | 4850 | 5107.322 | 5192.3431 | 5282.6743 | 5282.6737 | 5344.3033 | 5682.7007 | 5682.7007 | 5682.7008 | 6322.7082 | 7454.8704 | 7826.2627 | 8064.4319 | 8064.4319
NEM | VPP | 16.664 | 23.784 | 29.264 | 39.576 | 51.967 | 65.293 | 79.86 | 94.306 | 109.741 | 119.148 | 146.679 | 164.379 | 187.385 | 202.9 | 213.633 | 223.149 | 232.423 | 242.169 | 252.817 | 263.667 | 274.382 | 285.466 | 297.338 | 309.263 | 321.064 | 332.771 | 344.395 | 356.261 | 368.479
Total excluding storage |  | 56376.149 | 59552.8573 | 58648.0778 | 54562.8695 | 52919.219 | 52730.2305 | 53651.7914 | 54031.359 | 52291.5213 | 52176.9279 | 55653.9892 | 55521.8046 | 55045.7603 | 55065.9157 | 53968.8884 | 53274.4283 | 54266.1244 | 54285.8286 | 53466.8384 | 53460.503 | 55789.2742 | 58165.012 | 57832.087 | 55155.968 | 54739.4066 | 59576.4848 | 61467.919 | 63401.6872 | 63620.7478
Region | Technology | 2021-22 | 2022-23 | 2023-24 | 2024-25 | 2025-26 | 2026-27 | 2027-28 | 2028-29 | 2029-30 | 2030-31 | 2031-32 | 2032-33 | 2033-34 | 2034-35 | 2035-36 | 2036-37 | 2037-38 | 2038-39 | 2039-40 | 2040-41 | 2041-42 | 2042-43 | 2043-44 | 2044-45 | 2045-46 | 2046-47 | 2047-48 | 2048-49 | 2049-50
NSW1 | Black Coal | 10240 | 9765 | 8290 | 7512.7008 | 5123.3301 | 5123.3301 | 4969.8822 | 4969.8822 | 2541.2827 | 2012.8101 | 1350 | 1350 | 1350 | 1350 | 1350 | 1350 | 1350 | 1350 | 1350 | 1350 | 1350 | 0 | 0 | 0 | 0 | 0 | 0 | 0 | 0
NSW1 | Brown Coal | 0 | 0 | 0 | 0 | 0 | 0 | 0 | 0 | 0 | 0 | 0 | 0 | 0 | 0 | 0 | 0 | 0 | 0 | 0 | 0 | 0 | 0 | 0 | 0 | 0 | 0 | 0 | 0 | 0
NSW1 | CCGT | 625 | 625 | 625 | 625 | 625 | 625 | 625 | 625 | 625 | 625 | 625 | 625 | 625 | 625 | 625 | 625 | 625 | 625 | 625 | 625 | 625 | 625 | 185 | 0 | 0 | 0 | 0 | 0 | 0
NSW1 | Gas - Steam | 0 | 0 | 0 | 0 | 0 | 0 | 0 | 0 | 0 | 0 | 0 | 0 | 0 | 0 | 0 | 0 | 0 | 0 | 0 | 0 | 0 | 0 | 0 | 0 | 0 | 0 | 0 | 0 | 0
NSW1 | OCGT / Diesel | 1438 | 1438 | 1438 | 1438 | 1438 | 1438 | 1438 | 1438 | 1438 | 1438 | 1438 | 1438 | 1438 | 1438 | 1388 | 1388 | 1388 | 1388 | 1388 | 1388 | 1388 | 1388 | 1388 | 1063.7904 | 1063.7904 | 1063.7904 | 1063.7904 | 1514.012 | 1514.012
NSW1 | Hydro | 2585 | 2585 | 2585 | 2585 | 2585 | 2585 | 2585 | 2585 | 2585 | 2585 | 2585 | 2585 | 2585 | 2585 | 2585 | 2585 | 2585 | 2585 | 2585 | 2585 | 2585 | 2585 | 2585 | 2585 | 2585 | 2585 | 2585 | 2585 | 2585
NSW1 | Wind | 2220.73 | 2829.0934 | 3437.658 | 4046.0238 | 4654.5886 | 5283.8844 | 5597.1618 | 5697.1618 | 5697.1618 | 5697.1618 | 7037.2583 | 7037.2583 | 7037.2583 | 7037.2583 | 7037.2583 | 6990.7583 | 6720.7583 | 6618.2783 | 6618.2783 | 6257.7783 | 8244.3478 | 10424.0939 | 10294.2444 | 10294.2444 | 10294.2444 | 10472.4615 | 10653.507 | 10653.507 | 10540.317
NSW1 | Solar PV | 2130.363 | 2600.363 | 2600.363 | 2600.363 | 2600.363 | 2600.363 | 2989.1936 | 3640.4723 | 4411.6958 | 5182.9193 | 7841.0384 | 7841.0384 | 7841.0384 | 7841.0384 | 7841.0384 | 7841.0384 | 7841.0384 | 7690.7384 | 7690.7384 | 7690.7384 | 7690.7384 | 8130.9676 | 8258.2776 | 8258.2776 | 8290.6248 | 10445.1507 | 11066.4422 | 11016.4422 | 10984.2765
NSW1 | Grid Battery | 0 | 0 | 0 | 0 | 0 | 0 | 0 | 0 | 0 | 0 | 0 | 0 | 0 | 0 | 0 | 0 | 0 | 0 | 0 | 0 | 0 | 0 | 114.2702 | 298.8168 | 426.0221 | 490.6287 | 490.6287 | 490.6287 | 490.6287
NSW1 | Pumped Hydro | 240 | 240 | 240 | 240 | 2280 | 2280 | 2280 | 2280 | 4280 | 4280 | 4280 | 4280.0012 | 4280.0005 | 4280 | 4280 | 4280 | 4280 | 4279.9982 | 4280 | 4279.9983 | 4280 | 4279.9999 | 4279.9999 | 4280 | 4280.0002 | 4280.0002 | 4280 | 4280 | 4280
NSW1 | VPP | 6.558 | 8.786 | 10.68 | 15.384 | 20.217 | 25.635 | 31.095 | 36.873 | 42.845 | 46.41 | 57.069 | 64.706 | 73.35 | 79.327 | 83.166 | 86.441 | 89.566 | 92.826 | 96.448 | 100.138 | 103.729 | 107.422 | 111.417 | 115.418 | 119.319 | 123.127 | 126.856 | 130.617 | 134.472
Total excluding storage |  | 19239.093 | 19842.4564 | 18976.021 | 18807.0876 | 17026.2817 | 17655.5775 | 18204.2375 | 18955.5162 | 17298.1402 | 17540.8912 | 20876.2967 | 20876.2967 | 20876.2967 | 20876.2967 | 20826.2967 | 20779.7967 | 20509.7967 | 20257.0167 | 20257.0167 | 19896.5167 | 21883.0862 | 23153.0615 | 22710.522 | 22201.3124 | 22233.6596 | 24566.4026 | 25368.7396 | 25768.9612 | 25623.6055
Region | Technology | 2021-22 | 2022-23 | 2023-24 | 2024-25 | 2025-26 | 2026-27 | 2027-28 | 2028-29 | 2029-30 | 2030-31 | 2031-32 | 2032-33 | 2033-34 | 2034-35 | 2035-36 | 2036-37 | 2037-38 | 2038-39 | 2039-40 | 2040-41 | 2041-42 | 2042-43 | 2043-44 | 2044-45 | 2045-46 | 2046-47 | 2047-48 | 2048-49 | 2049-50
QLD1 | Black Coal | 8126 | 8126 | 8126 | 5924.6529 | 5924.6529 | 5046 | 4989.4779 | 4289.4779 | 4160.6108 | 4160.6108 | 4160.6108 | 4160.6108 | 4160.6108 | 4160.6108 | 4078.3281 | 3984.0123 | 3767.1329 | 3767.1329 | 3767.1329 | 3767.1329 | 3767.1329 | 3023.1329 | 2787 | 2422 | 2057 | 1692 | 1692 | 1692 | 1692
QLD1 | Brown Coal | 0 | 0 | 0 | 0 | 0 | 0 | 0 | 0 | 0 | 0 | 0 | 0 | 0 | 0 | 0 | 0 | 0 | 0 | 0 | 0 | 0 | 0 | 0 | 0 | 0 | 0 | 0 | 0 | 0
QLD1 | CCGT | 1512.9 | 1512.9 | 1512.9 | 1512.9 | 1512.9 | 1512.9 | 1512.9 | 1512.9 | 1512.9 | 1512.9 | 1512.9 | 1512.9 | 1512.9 | 1512.9 | 1512.9 | 1127.9 | 1127.9 | 1127.9 | 984.5 | 984.5 | 984.5 | 984.5 | 984.5 | 984.5 | 340 | 180 | 180 | 180 | 180
QLD1 | Gas - Steam | 84 | 84 | 84 | 84 | 84 | 84 | 84 | 84 | 84 | 84 | 84 | 84 | 84 | 84 | 84 | 84 | 84 | 84 | 84 | 84 | 84 | 84 | 84 | 84 | 84 | 0 | 0 | 0 | 0
QLD1 | OCGT / Diesel | 1910 | 1910 | 1910 | 1910 | 1910 | 1910 | 1910 | 1910 | 1910 | 1910 | 1910 | 1910 | 1618 | 1501 | 1501 | 1501 | 1501 | 1501 | 1501 | 1501 | 1501 | 1501 | 1501 | 1369 | 1369 | 1442.7614 | 1442.7614 | 2197.8965 | 1678.8965
QLD1 | Hydro | 152.4 | 152.4 | 152.4 | 152.4 | 152.4 | 152.4 | 152.4 | 152.4 | 152.4 | 152.4 | 152.4 | 152.4 | 152.4 | 152.4 | 152.4 | 152.4 | 66 | 66 | 66 | 66 | 66 | 0 | 0 | 0 | 0 | 0 | 0 | 0 | 0
QLD1 | Wind | 676.608 | 1176.608 | 1176.608 | 1776.608 | 1776.608 | 1876.608 | 2286.5131 | 2477.6466 | 2477.6466 | 2477.6466 | 2477.6466 | 2477.6466 | 2477.6466 | 2477.6466 | 2477.6466 | 2477.6466 | 4074.6285 | 4074.6285 | 4074.6285 | 4302.491 | 4644.6926 | 5424.717 | 5748.5062 | 5295.6161 | 5564.3886 | 6512.1688 | 6512.1688 | 6512.1688 | 7017.8403
QLD1 | Solar PV | 2017.635 | 2827.62 | 2827.62 | 2827.62 | 2827.62 | 2827.62 | 2827.62 | 2827.62 | 2827.62 | 2827.62 | 2827.62 | 2827.62 | 2827.62 | 2827.62 | 2827.62 | 2706.62 | 2656.62 | 2656.62 | 2656.62 | 2656.62 | 2656.62 | 3705.2909 | 3630.2862 | 3429.1863 | 3866.0911 | 5485.0567 | 5374.6567 | 4843.7567 | 5503.5749
QLD1 | Grid Battery | 0 | 20 | 20 | 20 | 20 | 20 | 20 | 20 | 20 | 20 | 20 | 20 | 20 | 20 | 20 | 20 | 322.0132 | 322.0132 | 322.0132 | 302.0132 | 981.0114 | 1213.6462 | 1213.6462 | 1677.4209 | 1677.4209 | 1677.4209 | 1677.4209 | 1677.4209 | 2045.7727
QLD1 | Pumped Hydro | 570 | 570 | 570 | 570 | 570 | 570 | 570 | 570 | 570 | 570 | 570 | 570 | 570 | 570 | 570 | 570 | 570.0001 | 570.0001 | 570.0001 | 570.0001 | 615.9116 | 954.3091 | 954.3091 | 954.3091 | 1516.0008 | 2648.163 | 2648.163 | 2648.163 | 2648.163
QLD1 | VPP | 2.603 | 3.317 | 4.026 | 5.403 | 7.677 | 9.803 | 12.359 | 14.691 | 17.29 | 18.852 | 24.22 | 26.67 | 30.579 | 33.136 | 34.83 | 36.323 | 37.834 | 39.483 | 41.237 | 42.889 | 44.434 | 46.046 | 47.854 | 49.667 | 51.432 | 53.152 | 54.833 | 56.545 | 58.297
Total excluding storage |  | 14479.543 | 15789.528 | 15789.528 | 14188.1809 | 14188.1809 | 13409.528 | 13762.9111 | 13254.0446 | 13125.1775 | 13125.1775 | 13125.1775 | 13125.1775 | 12833.1775 | 12716.1775 | 12633.8947 | 12033.5789 | 13277.2814 | 13277.2814 | 13133.8814 | 13361.7439 | 13703.9455 | 14722.6408 | 14735.2924 | 13584.3025 | 13280.4797 | 15311.9869 | 15201.5869 | 15425.822 | 16072.3117
Region | Technology | 2021-22 | 2022-23 | 2023-24 | 2024-25 | 2025-26 | 2026-27 | 2027-28 | 2028-29 | 2029-30 | 2030-31 | 2031-32 | 2032-33 | 2033-34 | 2034-35 | 2035-36 | 2036-37 | 2037-38 | 2038-39 | 2039-40 | 2040-41 | 2041-42 | 2042-43 | 2043-44 | 2044-45 | 2045-46 | 2046-47 | 2047-48 | 2048-49 | 2049-50
VIC1 | Black Coal | 0 | 0 | 0 | 0 | 0 | 0 | 0 | 0 | 0 | 0 | 0 | 0 | 0 | 0 | 0 | 0 | 0 | 0 | 0 | 0 | 0 | 0 | 0 | 0 | 0 | 0 | 0 | 0 | 0
VIC1 | Brown Coal | 4790 | 4790 | 4790 | 2333.68 | 2333.68 | 2156.8931 | 1822.2552 | 1822.2552 | 1822.2552 | 1822.2552 | 1822.2552 | 1822.2552 | 1822.2552 | 1822.2552 | 1822.2552 | 1822.2552 | 1822.2552 | 1822.2552 | 1822.2552 | 1822.2552 | 1822.2552 | 1822.2552 | 1822.2552 | 1822.2552 | 1822.2552 | 1822.2552 | 707.2552 | 0 | 0
VIC1 | CCGT | 0 | 0 | 0 | 0 | 0 | 0 | 0 | 0 | 0 | 0 | 0 | 0 | 0 | 0 | 0 | 0 | 0 | 0 | 0 | 0 | 0 | 0 | 0 | 0 | 0 | 0 | 0 | 0 | 0
VIC1 | Gas - Steam | 500 | 500 | 500 | 500 | 500 | 500 | 500 | 500 | 500 | 500 | 500 | 500 | 500 | 500 | 500 | 500 | 500 | 500 | 0 | 0 | 0 | 0 | 0 | 0 | 0 | 0 | 0 | 0 | 0
VIC1 | OCGT / Diesel | 1900 | 1900 | 1900 | 1900 | 1900 | 1900 | 1900 | 1900 | 1900 | 1900 | 1900 | 1900 | 1730 | 1730 | 1730 | 1730 | 1730 | 1730 | 1290 | 1290 | 1290 | 1196 | 1196 | 1196 | 1196 | 1196 | 612 | 612 | 612
VIC1 | Hydro | 2219 | 2219 | 2219 | 2219 | 2219 | 2219 | 2219 | 2219 | 2219 | 2219 | 2219 | 2219 | 2219 | 2219 | 2219 | 2219 | 2219 | 2219 | 2219 | 2219 | 2219 | 2219 | 2219 | 2219 | 2219 | 2219 | 2219 | 2219 | 2219
VIC1 | Wind | 3434.44 | 4322.2 | 4322.2 | 4322.2 | 4322.2 | 4322.2 | 4322.2 | 4322.2 | 4322.2 | 4322.2 | 4322.2 | 4322.2 | 4269.7 | 4269.7 | 4269.7 | 4269.7 | 4202.5 | 3782.5 | 3590.5 | 3552.2 | 3552.2 | 3539.9883 | 3647.6989 | 3335.6989 | 3479.8032 | 3479.8032 | 5503.693 | 6728.1392 | 6351.5157
VIC1 | Solar PV | 1098.973 | 1098.973 | 1098.973 | 1098.973 | 1098.973 | 1098.973 | 1098.973 | 1098.973 | 1098.973 | 1098.973 | 1098.973 | 1098.973 | 1098.973 | 1098.973 | 1098.973 | 1098.973 | 1098.973 | 1098.973 | 1098.973 | 1098.973 | 1098.973 | 1098.973 | 1098.973 | 991.453 | 960.35 | 960.35 | 1340.35 | 1888.4499 | 1890.9999
VIC1 | Grid Battery | 55.33 | 375.33 | 375.33 | 375.33 | 375.33 | 375.33 | 375.33 | 375.33 | 375.33 | 375.33 | 375.33 | 375.33 | 320 | 320 | 320 | 320 | 320 | 320 | 320.0001 | 320.0001 | 644.2772 | 344.2772 | 399.5803 | 776.1603 | 776.1603 | 776.1603 | 776.1603 | 1630.864 | 1630.864
VIC1 | Pumped Hydro | 0 | 0 | 0 | 0 | 0 | 0 | 0 | 0 | 0 | 0 | 0 | 0 | 0 | 0 | 0 | 0 | 0 | 0 | 0.00010339 | 0.0010362 | 15.7176 | 15.7176 | 15.7176 | 15.7176 | 94.0331 | 94.0331 | 465.4256 | 670.0404 | 670.0404
VIC1 | VPP | 3.731 | 5.337 | 6.562 | 8.868 | 11.994 | 15.011 | 18.664 | 22.177 | 26.3 | 29 | 38.307 | 44.082 | 52.345 | 57.273 | 60.753 | 63.832 | 66.791 | 69.883 | 73.295 | 76.876 | 80.486 | 84.222 | 88.149 | 92.06 | 95.945 | 99.82 | 103.664 | 107.599 | 111.657
Total excluding storage |  | 13942.413 | 14830.173 | 14830.173 | 12373.853 | 12373.853 | 12197.0661 | 11862.4282 | 11862.4282 | 11862.4282 | 11862.4282 | 11862.4282 | 11862.4282 | 11639.9282 | 11639.9282 | 11639.9282 | 11639.9282 | 11572.7282 | 11152.7282 | 10020.7282 | 9982.4282 | 9982.4282 | 9876.2166 | 9983.9271 | 9564.4071 | 9677.4085 | 9677.4085 | 10382.2982 | 11447.5892 | 11073.5157
Region | Technology | 2021-22 | 2022-23 | 2023-24 | 2024-25 | 2025-26 | 2026-27 | 2027-28 | 2028-29 | 2029-30 | 2030-31 | 2031-32 | 2032-33 | 2033-34 | 2034-35 | 2035-36 | 2036-37 | 2037-38 | 2038-39 | 2039-40 | 2040-41 | 2041-42 | 2042-43 | 2043-44 | 2044-45 | 2045-46 | 2046-47 | 2047-48 | 2048-49 | 2049-50
SA1 | Black Coal | 0 | 0 | 0 | 0 | 0 | 0 | 0 | 0 | 0 | 0 | 0 | 0 | 0 | 0 | 0 | 0 | 0 | 0 | 0 | 0 | 0 | 0 | 0 | 0 | 0 | 0 | 0 | 0 | 0
SA1 | Brown Coal | 0 | 0 | 0 | 0 | 0 | 0 | 0 | 0 | 0 | 0 | 0 | 0 | 0 | 0 | 0 | 0 | 0 | 0 | 0 | 0 | 0 | 0 | 0 | 0 | 0 | 0 | 0 | 0 | 0
SA1 | CCGT | 709 | 709 | 529 | 529 | 529 | 529 | 529 | 529 | 529 | 529 | 529 | 529 | 529 | 529 | 529 | 529 | 0 | 0 | 0 | 0 | 0 | 0 | 0 | 0 | 0 | 0 | 0 | 0 | 0
SA1 | Gas - Steam | 800 | 800 | 800 | 800 | 800 | 800 | 800 | 800 | 800 | 800 | 800 | 800 | 800 | 800 | 0 | 0 | 0 | 0 | 0 | 0 | 0 | 0 | 0 | 0 | 0 | 0 | 0 | 0 | 0
SA1 | OCGT / Diesel | 1437.14 | 1437.14 | 1437.14 | 1437.14 | 1437.14 | 1437.14 | 1437.14 | 1437.14 | 1437.14 | 1054.64 | 1054.64 | 785.3 | 785.3 | 785.3 | 705.3 | 705.3 | 705.3 | 705.3 | 705.3 | 705.3 | 705.3 | 705.3 | 705.3 | 367.3004 | 367.3004 | 367.3004 | 367.3004 | 391.0411 | 391.0411
SA1 | Hydro | 0 | 0 | 0 | 0 | 0 | 0 | 0 | 0 | 0 | 0 | 0 | 0 | 0 | 0 | 0 | 0 | 0 | 0 | 0 | 0 | 0 | 0 | 0 | 0 | 0 | 0 | 0 | 0 | 0
SA1 | Wind | 2053.31 | 2349.71 | 2349.71 | 2349.71 | 2349.71 | 2349.71 | 2316.71 | 2316.71 | 2225.96 | 2113.96 | 2113.96 | 2113.96 | 2015.26 | 2015.26 | 1793.36 | 1608.56 | 2082.1558 | 2632.0722 | 2942.6465 | 3080.4923 | 3080.4923 | 3219.9164 | 3006.0564 | 3006.0566 | 2662.8566 | 3135.6846 | 3135.6846 | 3135.6846 | 3335.6846
SA1 | Solar PV | 353 | 432.2 | 432.2 | 432.2 | 432.2 | 432.2 | 432.2 | 432.2 | 432.2 | 432.2 | 432.2 | 432.2 | 432.2 | 432.2 | 432.2 | 432.2 | 432.2 | 432.2 | 432.2 | 432.2 | 432.2 | 486.0548 | 689.1671 | 579.1671 | 664.2799 | 664.2799 | 1158.8873 | 1379.1672 | 1271.1672
SA1 | Grid Battery | 205 | 205 | 205 | 205 | 205 | 205 | 205 | 205 | 205 | 175 | 175 | 175 | 175 | 150 | 150 | 150 | 150 | 150 | 334.5727 | 334.5727 | 746.4388 | 746.4388 | 746.4388 | 1068.5989 | 1068.5989 | 1068.5989 | 1068.5989 | 1068.5989 | 1068.5989
SA1 | Pumped Hydro | 0 | 0 | 0 | 0 | 0 | 0 | 0 | 0 | 0 | 0 | 0 | 0 | 0 | 0 | 0 | 0 | 0 | 0 | 0 | 0 | 0 | 0 | 0 | 0 | 0 | 0 | 0 | 0 | 0
SA1 | VPP | 3.332 | 5.788 | 7.33 | 9.022 | 10.892 | 13.305 | 15.805 | 18.292 | 20.649 | 22.005 | 23.441 | 24.951 | 26.615 | 28.315 | 29.831 | 31.335 | 32.863 | 34.455 | 36.142 | 37.889 | 39.684 | 41.551 | 43.511 | 45.537 | 47.623 | 49.772 | 51.99 | 54.295 | 56.693
Total excluding storage |  | 5352.45 | 5728.05 | 5548.05 | 5548.05 | 5548.05 | 5548.05 | 5515.05 | 5515.05 | 5424.3 | 4929.8 | 4929.8 | 4660.46 | 4561.76 | 4561.76 | 3459.86 | 3275.06 | 3219.6558 | 3769.5722 | 4080.1465 | 4217.9923 | 4217.9923 | 4411.2712 | 4400.5235 | 3952.5241 | 3694.4368 | 4167.2648 | 4661.8722 | 4905.8929 | 4997.8929
Region | Technology | 2021-22 | 2022-23 | 2023-24 | 2024-25 | 2025-26 | 2026-27 | 2027-28 | 2028-29 | 2029-30 | 2030-31 | 2031-32 | 2032-33 | 2033-34 | 2034-35 | 2035-36 | 2036-37 | 2037-38 | 2038-39 | 2039-40 | 2040-41 | 2041-42 | 2042-43 | 2043-44 | 2044-45 | 2045-46 | 2046-47 | 2047-48 | 2048-49 | 2049-50
TAS1 | Black Coal | 0 | 0 | 0 | 0 | 0 | 0 | 0 | 0 | 0 | 0 | 0 | 0 | 0 | 0 | 0 | 0 | 0 | 0 | 0 | 0 | 0 | 0 | 0 | 0 | 0 | 0 | 0 | 0 | 0
TAS1 | Brown Coal | 0 | 0 | 0 | 0 | 0 | 0 | 0 | 0 | 0 | 0 | 0 | 0 | 0 | 0 | 0 | 0 | 0 | 0 | 0 | 0 | 0 | 0 | 0 | 0 | 0 | 0 | 0 | 0 | 0
TAS1 | CCGT | 208 | 208 | 208 | 208 | 208 | 208 | 208 | 208 | 208 | 208 | 208 | 208 | 208 | 208 | 208 | 208 | 208 | 208 | 208 | 208 | 208 | 208 | 208 | 208 | 208 | 208 | 208 | 208 | 208
TAS1 | Gas - Steam | 0 | 0 | 0 | 0 | 0 | 0 | 0 | 0 | 0 | 0 | 0 | 0 | 0 | 0 | 0 | 0 | 0 | 0 | 0 | 0 | 0 | 0 | 0 | 0 | 0 | 0 | 0 | 0 | 0
TAS1 | OCGT / Diesel | 178 | 178 | 178 | 178 | 178 | 178 | 178 | 178 | 178 | 178 | 178 | 178 | 178 | 178 | 178 | 178 | 178 | 178 | 178 | 58 | 58 | 58 | 58 | 58 | 58 | 58 | 58 | 58 | 58
TAS1 | Hydro | 2408.9 | 2408.9 | 2408.9 | 2408.9 | 2408.9 | 2408.9 | 2658.9 | 2658.9 | 2658.9 | 2658.9 | 2658.9 | 2658.9 | 2658.9 | 2658.9 | 2658.9 | 2658.9 | 2658.9 | 2658.9 | 2658.9 | 2658.9 | 2658.9 | 2658.9 | 2658.9 | 2658.9 | 2658.9 | 2658.9 | 2658.9 | 2658.9 | 2658.9
TAS1 | Wind | 567.75 | 567.75 | 709.4058 | 850.7981 | 987.9535 | 1125.1089 | 1262.2646 | 1399.42 | 1536.5754 | 1673.7311 | 1815.3869 | 1952.5423 | 2089.698 | 2226.8534 | 2364.0088 | 2501.1645 | 2641.7624 | 2784.3302 | 2930.1656 | 3076.922 | 3076.922 | 3076.922 | 3076.922 | 2928.522 | 2928.522 | 2928.522 | 2928.522 | 2928.522 | 2928.522
TAS1 | Solar PV | 0 | 0 | 0 | 0 | 0 | 0 | 0 | 0 | 0 | 0 | 0 | 0 | 0 | 0 | 0 | 0 | 0 | 0 | 0 | 0 | 0 | 0 | 0 | 0 | 0 | 0 | 0 | 0 | 0
TAS1 | Grid Battery | 0 | 0 | 0 | 0 | 0 | 0 | 0 | 0 | 0 | 0 | 0 | 0 | 0 | 0 | 0 | 0 | 0 | 0 | 0 | 0 | 0 | 0 | 0 | 0 | 0 | 0 | 0 | 0 | 0
TAS1 | Pumped Hydro | 0 | 0 | 0 | 0 | 0 | 0 | 0 | 0 | 0 | 0 | 0 | 0 | 0 | 0 | 0 | 0 | 257.3219 | 342.3448 | 432.6741 | 432.6742 | 432.6741 | 432.6741 | 432.6741 | 432.6741 | 432.6741 | 432.6741 | 432.6741 | 466.2285 | 466.2285
TAS1 | VPP | 0.44 | 0.556 | 0.666 | 0.899 | 1.187 | 1.539 | 1.937 | 2.273 | 2.657 | 2.881 | 3.642 | 3.97 | 4.496 | 4.849 | 5.053 | 5.218 | 5.369 | 5.522 | 5.695 | 5.875 | 6.049 | 6.225 | 6.407 | 6.581 | 6.745 | 6.9 | 7.052 | 7.205 | 7.36
Total excluding storage |  | 3362.65 | 3362.65 | 3504.3058 | 3645.6981 | 3782.8535 | 3920.0089 | 4307.1646 | 4444.32 | 4581.4754 | 4718.6311 | 4860.2869 | 4997.4423 | 5134.598 | 5271.7534 | 5408.9088 | 5546.0645 | 5686.6624 | 5829.2302 | 5975.0656 | 6001.822 | 6001.822 | 6001.822 | 6001.822 | 5853.422 | 5853.422 | 5853.422 | 5853.422 | 5853.422 | 5853.422
Explicitly modelled pumping
Region | Technology | 2021-22 | 2022-23 | 2023-24 | 2024-25 | 2025-26 | 2026-27 | 2027-28 | 2028-29 | 2029-30 | 2030-31 | 2031-32 | 2032-33 | 2033-34 | 2034-35 | 2035-36 | 2036-37 | 2037-38 | 2038-39 | 2039-40 | 2040-41 | 2041-42 | 2042-43 | 2043-44 | 2044-45 | 2045-46 | 2046-47 | 2047-48 | 2048-49 | 2049-50
NEM | Grid Battery pump | 260.33 | 600.33 | 600.33 | 600.33 | 600.33 | 600.33 | 600.33 | 600.33 | 600.33 | 570.33 | 570.33 | 570.33 | 515 | 490 | 490 | 490 | 792.0132 | 792.0132 | 976.5861 | 956.5861 | 2371.7274 | 2304.3622 | 2473.9355 | 3820.9969 | 3948.2022 | 4012.8088 | 4012.8088 | 4867.5125 | 5235.8643
NEM | Pumped Hydro Pump | 1330 | 1330 | 1330 | 1330 | 3370 | 3370 | 3370 | 3370 | 5370 | 5370 | 5370 | 5370.0012 | 5370.0005 | 5370 | 5370 | 5370 | 5627.322 | 5712.3431 | 5802.6743 | 5802.6737 | 5864.3033 | 6202.7007 | 6202.7007 | 6202.7008 | 6842.7082 | 7974.8704 | 8346.2627 | 8584.4319 | 8584.4319
NEM | VPP pump | 16.664 | 23.784 | 29.264 | 39.576 | 51.967 | 65.293 | 79.86 | 94.306 | 109.741 | 119.148 | 146.679 | 164.379 | 187.385 | 202.9 | 213.633 | 223.149 | 232.423 | 242.169 | 252.817 | 263.667 | 274.382 | 285.466 | 297.338 | 309.263 | 321.064 | 332.771 | 344.395 | 356.261 | 368.479
Region | Technology | 2021-22 | 2022-23 | 2023-24 | 2024-25 | 2025-26 | 2026-27 | 2027-28 | 2028-29 | 2029-30 | 2030-31 | 2031-32 | 2032-33 | 2033-34 | 2034-35 | 2035-36 | 2036-37 | 2037-38 | 2038-39 | 2039-40 | 2040-41 | 2041-42 | 2042-43 | 2043-44 | 2044-45 | 2045-46 | 2046-47 | 2047-48 | 2048-49 | 2049-50
NSW1 | Grid Battery pump | 0 | 0 | 0 | 0 | 0 | 0 | 0 | 0 | 0 | 0 | 0 | 0 | 0 | 0 | 0 | 0 | 0 | 0 | 0 | 0 | 0 | 0 | 114.2702 | 298.8168 | 426.0221 | 490.6287 | 490.6287 | 490.6287 | 490.6287
NSW1 | Pumped Hydro Pump | 840 | 840 | 840 | 840 | 2880 | 2880 | 2880 | 2880 | 4880 | 4880 | 4880 | 4880.0012 | 4880.0005 | 4880 | 4880 | 4880 | 4880 | 4879.9982 | 4880 | 4879.9983 | 4880 | 4879.9999 | 4879.9999 | 4880 | 4880.0002 | 4880.0002 | 4880 | 4880 | 4880
NSW1 | VPP pump | 6.558 | 8.786 | 10.68 | 15.384 | 20.217 | 25.635 | 31.095 | 36.873 | 42.845 | 46.41 | 57.069 | 64.706 | 73.35 | 79.327 | 83.166 | 86.441 | 89.566 | 92.826 | 96.448 | 100.138 | 103.729 | 107.422 | 111.417 | 115.418 | 119.319 | 123.127 | 126.856 | 130.617 | 134.472
Region | Technology | 2021-22 | 2022-23 | 2023-24 | 2024-25 | 2025-26 | 2026-27 | 2027-28 | 2028-29 | 2029-30 | 2030-31 | 2031-32 | 2032-33 | 2033-34 | 2034-35 | 2035-36 | 2036-37 | 2037-38 | 2038-39 | 2039-40 | 2040-41 | 2041-42 | 2042-43 | 2043-44 | 2044-45 | 2045-46 | 2046-47 | 2047-48 | 2048-49 | 2049-50
QLD1 | Grid Battery pump | 0 | 20 | 20 | 20 | 20 | 20 | 20 | 20 | 20 | 20 | 20 | 20 | 20 | 20 | 20 | 20 | 322.0132 | 322.0132 | 322.0132 | 302.0132 | 981.0114 | 1213.6462 | 1213.6462 | 1677.4209 | 1677.4209 | 1677.4209 | 1677.4209 | 1677.4209 | 2045.7727
QLD1 | Pumped Hydro Pump | 490 | 490 | 490 | 490 | 490 | 490 | 490 | 490 | 490 | 490 | 490 | 490 | 490 | 490 | 490 | 490 | 490.0001 | 490.0001 | 490.0001 | 490.0001 | 535.9116 | 874.3091 | 874.3091 | 874.3091 | 1436.0008 | 2568.163 | 2568.163 | 2568.163 | 2568.163
QLD1 | VPP pump | 2.603 | 3.317 | 4.026 | 5.403 | 7.677 | 9.803 | 12.359 | 14.691 | 17.29 | 18.852 | 24.22 | 26.67 | 30.579 | 33.136 | 34.83 | 36.323 | 37.834 | 39.483 | 41.237 | 42.889 | 44.434 | 46.046 | 47.854 | 49.667 | 51.432 | 53.152 | 54.833 | 56.545 | 58.297
Region | Technology | 2021-22 | 2022-23 | 2023-24 | 2024-25 | 2025-26 | 2026-27 | 2027-28 | 2028-29 | 2029-30 | 2030-31 | 2031-32 | 2032-33 | 2033-34 | 2034-35 | 2035-36 | 2036-37 | 2037-38 | 2038-39 | 2039-40 | 2040-41 | 2041-42 | 2042-43 | 2043-44 | 2044-45 | 2045-46 | 2046-47 | 2047-48 | 2048-49 | 2049-50
VIC1 | Grid Battery pump | 55.33 | 375.33 | 375.33 | 375.33 | 375.33 | 375.33 | 375.33 | 375.33 | 375.33 | 375.33 | 375.33 | 375.33 | 320 | 320 | 320 | 320 | 320 | 320 | 320.0001 | 320.0001 | 644.2772 | 344.2772 | 399.5803 | 776.1603 | 776.1603 | 776.1603 | 776.1603 | 1630.864 | 1630.864
VIC1 | Pumped Hydro Pump | 0 | 0 | 0 | 0 | 0 | 0 | 0 | 0 | 0 | 0 | 0 | 0 | 0 | 0 | 0 | 0 | 0 | 0 | 0.00010339 | 0.0010362 | 15.7176 | 15.7176 | 15.7176 | 15.7176 | 94.0331 | 94.0331 | 465.4256 | 670.0404 | 670.0404
VIC1 | VPP pump | 3.731 | 5.337 | 6.562 | 8.868 | 11.994 | 15.011 | 18.664 | 22.177 | 26.3 | 29 | 38.307 | 44.082 | 52.345 | 57.273 | 60.753 | 63.832 | 66.791 | 69.883 | 73.295 | 76.876 | 80.486 | 84.222 | 88.149 | 92.06 | 95.945 | 99.82 | 103.664 | 107.599 | 111.657
Region | Technology | 2021-22 | 2022-23 | 2023-24 | 2024-25 | 2025-26 | 2026-27 | 2027-28 | 2028-29 | 2029-30 | 2030-31 | 2031-32 | 2032-33 | 2033-34 | 2034-35 | 2035-36 | 2036-37 | 2037-38 | 2038-39 | 2039-40 | 2040-41 | 2041-42 | 2042-43 | 2043-44 | 2044-45 | 2045-46 | 2046-47 | 2047-48 | 2048-49 | 2049-50
SA1 | Grid Battery pump | 205 | 205 | 205 | 205 | 205 | 205 | 205 | 205 | 205 | 175 | 175 | 175 | 175 | 150 | 150 | 150 | 150 | 150 | 334.5727 | 334.5727 | 746.4388 | 746.4388 | 746.4388 | 1068.5989 | 1068.5989 | 1068.5989 | 1068.5989 | 1068.5989 | 1068.5989
SA1 | Pumped Hydro Pump | 0 | 0 | 0 | 0 | 0 | 0 | 0 | 0 | 0 | 0 | 0 | 0 | 0 | 0 | 0 | 0 | 0 | 0 | 0 | 0 | 0 | 0 | 0 | 0 | 0 | 0 | 0 | 0 | 0
SA1 | VPP pump | 3.332 | 5.788 | 7.33 | 9.022 | 10.892 | 13.305 | 15.805 | 18.292 | 20.649 | 22.005 | 23.441 | 24.951 | 26.615 | 28.315 | 29.831 | 31.335 | 32.863 | 34.455 | 36.142 | 37.889 | 39.684 | 41.551 | 43.511 | 45.537 | 47.623 | 49.772 | 51.99 | 54.295 | 56.693
Region | Technology | 2021-22 | 2022-23 | 2023-24 | 2024-25 | 2025-26 | 2026-27 | 2027-28 | 2028-29 | 2029-30 | 2030-31 | 2031-32 | 2032-33 | 2033-34 | 2034-35 | 2035-36 | 2036-37 | 2037-38 | 2038-39 | 2039-40 | 2040-41 | 2041-42 | 2042-43 | 2043-44 | 2044-45 | 2045-46 | 2046-47 | 2047-48 | 2048-49 | 2049-50
TAS1 | Grid Battery pump | 0 | 0 | 0 | 0 | 0 | 0 | 0 | 0 | 0 | 0 | 0 | 0 | 0 | 0 | 0 | 0 | 0 | 0 | 0 | 0 | 0 | 0 | 0 | 0 | 0 | 0 | 0 | 0 | 0
TAS1 | Pumped Hydro Pump | 0 | 0 | 0 | 0 | 0 | 0 | 0 | 0 | 0 | 0 | 0 | 0 | 0 | 0 | 0 | 0 | 257.3219 | 342.3448 | 432.6741 | 432.6742 | 432.6741 | 432.6741 | 432.6741 | 432.6741 | 432.6741 | 432.6741 | 432.6741 | 466.2285 | 466.2285
TAS1 | VPP pump | 0.44 | 0.556 | 0.666 | 0.899 | 1.187 | 1.539 | 1.937 | 2.273 | 2.657 | 2.881 | 3.642 | 3.97 | 4.496 | 4.849 | 5.053 | 5.218 | 5.369 | 5.522 | 5.695 | 5.875 | 6.049 | 6.225 | 6.407 | 6.581 | 6.745 | 6.9 | 7.052 | 7.205 | 7.36
Non-controllable capacity
Region | Technology | 2021-22 | 2022-23 | 2023-24 | 2024-25 | 2025-26 | 2026-27 | 2027-28 | 2028-29 | 2029-30 | 2030-31 | 2031-32 | 2032-33 | 2033-34 | 2034-35 | 2035-36 | 2036-37 | 2037-38 | 2038-39 | 2039-40 | 2040-41 | 2041-42 | 2042-43 | 2043-44 | 2044-45 | 2045-46 | 2046-47 | 2047-48 | 2048-49 | 2049-50
NEM | Distributed PV | 12071.9601 | 12836.0361 | 13523.7203 | 14178.8822 | 14835.3555 | 15512.5326 | 16239.5508 | 16947.0386 | 17304.9306 | 17661.8011 | 18071.8312 | 18473.5992 | 18889.9324 | 19279.6463 | 19731.7674 | 20174.5607 | 20632.9484 | 21060.8571 | 21555.5786 | 22035.2366 | 22529.408 | 22994.5294 | 23523.7678 | 24037.3582 | 24568.6893 | 25073.3722 | 25638.2168 | 26197.5392 | 26773.1224
NEM | Behind the meter battery | 514.2 | 585.4 | 595.3 | 686 | 782.7 | 866.9 | 945.3 | 1004.4 | 1060.4 | 1110.7 | 1327.7 | 1440 | 1591.4 | 1670 | 1705.2 | 1728.8 | 1748.8 | 1771.3 | 1798.9 | 1826 | 1850.6 | 1875.9 | 1904.8 | 1932 | 1957.1 | 1979.7 | 2000.5 | 2021.5 | 2042.8
NEM | Behind the meter battery pump | 514.2 | 585.4 | 595.3 | 686 | 782.7 | 866.9 | 945.3 | 1004.4 | 1060.4 | 1110.7 | 1327.7 | 1440 | 1591.4 | 1670 | 1705.2 | 1728.8 | 1748.8 | 1771.3 | 1798.9 | 1826 | 1850.6 | 1875.9 | 1904.8 | 1932 | 1957.1 | 1979.7 | 2000.5 | 2021.5 | 2042.8
Region | Technology | 2021-22 | 2022-23 | 2023-24 | 2024-25 | 2025-26 | 2026-27 | 2027-28 | 2028-29 | 2029-30 | 2030-31 | 2031-32 | 2032-33 | 2033-34 | 2034-35 | 2035-36 | 2036-37 | 2037-38 | 2038-39 | 2039-40 | 2040-41 | 2041-42 | 2042-43 | 2043-44 | 2044-45 | 2045-46 | 2046-47 | 2047-48 | 2048-49 | 2049-50
NSW1 | Distributed PV | 3430.8612 | 3527.2651 | 3614.3143 | 3699.3742 | 3789.5904 | 3891.8215 | 4014.3248 | 4133.0652 | 4245.4669 | 4356.5247 | 4487.0786 | 4613.9457 | 4737.3366 | 4858.6192 | 5000.9756 | 5145.5395 | 5282.184 | 5417.1154 | 5576.6413 | 5731.6154 | 5876.7806 | 6020.8082 | 6185.689 | 6344.5854 | 6498.3271 | 6651.7908 | 6826.6012 | 6999.4085 | 7167.53
NSW1 | Behind the meter battery | 201.8 | 215.1 | 216 | 265.7 | 303.3 | 339.1 | 366.6 | 391.3 | 412.5 | 431 | 514.9 | 565.5 | 621.4 | 651.4 | 662.3 | 668.2 | 672.5 | 677.5 | 684.8 | 692 | 698 | 704.3 | 712.1 | 719.4 | 725.6 | 730.8 | 735.1 | 739.4 | 743.7
NSW1 | Behind the meter battery pump | 201.8 | 215.1 | 216 | 265.7 | 303.3 | 339.1 | 366.6 | 391.3 | 412.5 | 431 | 514.9 | 565.5 | 621.4 | 651.4 | 662.3 | 668.2 | 672.5 | 677.5 | 684.8 | 692 | 698 | 704.3 | 712.1 | 719.4 | 725.6 | 730.8 | 735.1 | 739.4 | 743.7
Region | Technology | 2021-22 | 2022-23 | 2023-24 | 2024-25 | 2025-26 | 2026-27 | 2027-28 | 2028-29 | 2029-30 | 2030-31 | 2031-32 | 2032-33 | 2033-34 | 2034-35 | 2035-36 | 2036-37 | 2037-38 | 2038-39 | 2039-40 | 2040-41 | 2041-42 | 2042-43 | 2043-44 | 2044-45 | 2045-46 | 2046-47 | 2047-48 | 2048-49 | 2049-50
QLD1 | Distributed PV | 3741.7238 | 3869.0981 | 3973.6735 | 4075.8552 | 4172.314 | 4278.4141 | 4391.7895 | 4494.34 | 4600.5328 | 4727.8011 | 4862.3166 | 4995.4091 | 5135.1279 | 5271.4915 | 5416.5844 | 5560.3624 | 5711.0651 | 5858.7107 | 6015.515 | 6171.571 | 6334.8512 | 6495.4532 | 6665.5414 | 6835.2177 | 7012.493 | 7187.5078 | 7372.4627 | 7557.1951 | 7749.9919
QLD1 | Behind the meter battery | 79.2 | 80.1 | 80.3 | 92 | 113.9 | 128.2 | 144.3 | 154.2 | 164.6 | 173.1 | 216.9 | 231 | 257 | 270.1 | 275.5 | 278.8 | 282.2 | 286.3 | 291 | 294.6 | 297.3 | 300.2 | 304.1 | 307.9 | 311.2 | 313.8 | 316.2 | 318.6 | 320.9
QLD1 | Behind the meter battery pump | 79.2 | 80.1 | 80.3 | 92 | 113.9 | 128.2 | 144.3 | 154.2 | 164.6 | 173.1 | 216.9 | 231 | 257 | 270.1 | 275.5 | 278.8 | 282.2 | 286.3 | 291 | 294.6 | 297.3 | 300.2 | 304.1 | 307.9 | 311.2 | 313.8 | 316.2 | 318.6 | 320.9
Region | Technology | 2021-22 | 2022-23 | 2023-24 | 2024-25 | 2025-26 | 2026-27 | 2027-28 | 2028-29 | 2029-30 | 2030-31 | 2031-32 | 2032-33 | 2033-34 | 2034-35 | 2035-36 | 2036-37 | 2037-38 | 2038-39 | 2039-40 | 2040-41 | 2041-42 | 2042-43 | 2043-44 | 2044-45 | 2045-46 | 2046-47 | 2047-48 | 2048-49 | 2049-50
VIC1 | Distributed PV | 3041.4624 | 3518.1757 | 3971.6673 | 4412.0893 | 4853.275 | 5291.2838 | 5750.236 | 6186.4027 | 6286.932 | 6368.0063 | 6473.0152 | 6560.8448 | 6673.5508 | 6766.6424 | 6889.6154 | 6988.2177 | 7116.9713 | 7221.569 | 7356.466 | 7467.3854 | 7608.9017 | 7726.6891 | 7875.322 | 8000.5227 | 8154.3054 | 8285.5073 | 8442.7184 | 8582.5143 | 8748.4613
VIC1 | Behind the meter battery | 115.8 | 132 | 134 | 154.3 | 181.6 | 200.5 | 222.3 | 237.7 | 255.9 | 272.2 | 349.4 | 389.1 | 448 | 474.7 | 488.1 | 497.5 | 505.4 | 513.9 | 524.2 | 535 | 545.4 | 556 | 567.3 | 577.6 | 587.3 | 596.3 | 604.5 | 612.8 | 621.3
VIC1 | Behind the meter battery pump | 115.8 | 132 | 134 | 154.3 | 181.6 | 200.5 | 222.3 | 237.7 | 255.9 | 272.2 | 349.4 | 389.1 | 448 | 474.7 | 488.1 | 497.5 | 505.4 | 513.9 | 524.2 | 535 | 545.4 | 556 | 567.3 | 577.6 | 587.3 | 596.3 | 604.5 | 612.8 | 621.3
Region | Technology | 2021-22 | 2022-23 | 2023-24 | 2024-25 | 2025-26 | 2026-27 | 2027-28 | 2028-29 | 2029-30 | 2030-31 | 2031-32 | 2032-33 | 2033-34 | 2034-35 | 2035-36 | 2036-37 | 2037-38 | 2038-39 | 2039-40 | 2040-41 | 2041-42 | 2042-43 | 2043-44 | 2044-45 | 2045-46 | 2046-47 | 2047-48 | 2048-49 | 2049-50
SA1 | Distributed PV | 1673.4667 | 1732.8694 | 1772.1978 | 1795.6398 | 1822.1359 | 1849.3844 | 1879.1234 | 1926.8971 | 1963.3836 | 1998.2747 | 2035.4872 | 2084.6971 | 2122.6241 | 2158.9148 | 2197.706 | 2248.5938 | 2288.0676 | 2325.98 | 2366.3689 | 2418.8952 | 2460.0783 | 2499.7339 | 2542.0457 | 2596.5163 | 2639.7737 | 2681.556 | 2725.882 | 2782.2745 | 2827.4561
SA1 | Behind the meter battery | 103.9 | 144.7 | 151.6 | 158.6 | 166.2 | 178.9 | 189.4 | 197.3 | 202.1 | 207.8 | 213.7 | 219.9 | 227 | 234 | 239.2 | 244 | 248.5 | 253.4 | 258.6 | 263.9 | 269.2 | 274.6 | 280.4 | 286.2 | 292 | 297.9 | 303.9 | 310 | 316.3
SA1 | Behind the meter battery pump | 103.9 | 144.7 | 151.6 | 158.6 | 166.2 | 178.9 | 189.4 | 197.3 | 202.1 | 207.8 | 213.7 | 219.9 | 227 | 234 | 239.2 | 244 | 248.5 | 253.4 | 258.6 | 263.9 | 269.2 | 274.6 | 280.4 | 286.2 | 292 | 297.9 | 303.9 | 310 | 316.3
Region | Technology | 2021-22 | 2022-23 | 2023-24 | 2024-25 | 2025-26 | 2026-27 | 2027-28 | 2028-29 | 2029-30 | 2030-31 | 2031-32 | 2032-33 | 2033-34 | 2034-35 | 2035-36 | 2036-37 | 2037-38 | 2038-39 | 2039-40 | 2040-41 | 2041-42 | 2042-43 | 2043-44 | 2044-45 | 2045-46 | 2046-47 | 2047-48 | 2048-49 | 2049-50
TAS1 | Distributed PV | 184.446 | 188.6279 | 191.8675 | 195.9237 | 198.0401 | 201.6287 | 204.0771 | 206.3336 | 208.6153 | 211.1944 | 213.9334 | 218.7025 | 221.2929 | 223.9783 | 226.886 | 231.8473 | 234.6604 | 237.482 | 240.5874 | 245.7697 | 248.7962 | 251.845 | 255.1696 | 260.5161 | 263.7902 | 267.0104 | 270.5525 | 276.1467 | 279.6832
TAS1 | Behind the meter battery | 13.5 | 13.5 | 13.4 | 15.4 | 17.7 | 20.2 | 22.7 | 23.9 | 25.3 | 26.6 | 32.8 | 34.5 | 38 | 39.8 | 40.1 | 40.3 | 40.2 | 40.2 | 40.3 | 40.5 | 40.7 | 40.8 | 40.9 | 40.9 | 41 | 40.9 | 40.8 | 40.7 | 40.6
TAS1 | Behind the meter battery pump | 13.5 | 13.5 | 13.4 | 15.4 | 17.7 | 20.2 | 22.7 | 23.9 | 25.3 | 26.6 | 32.8 | 34.5 | 38 | 39.8 | 40.1 | 40.3 | 40.2 | 40.2 | 40.3 | 40.5 | 40.7 | 40.8 | 40.9 | 40.9 | 41 | 40.9 | 40.8 | 40.7 | 40.6

## Marinus_VOM Cost
VOM cost by technology ($000s) - Marinus Link, Slow Change Scenario
VOM | Real June 2020 dollars discounted to 1 July 2020
Explicitly modelled generation
Region | Technology | 2021-22 | 2022-23 | 2023-24 | 2024-25 | 2025-26 | 2026-27 | 2027-28 | 2028-29 | 2029-30 | 2030-31 | 2031-32 | 2032-33 | 2033-34 | 2034-35 | 2035-36 | 2036-37 | 2037-38 | 2038-39 | 2039-40 | 2040-41 | 2041-42 | 2042-43 | 2043-44 | 2044-45 | 2045-46 | 2046-47 | 2047-48 | 2048-49 | 2049-50
NEM | Black Coal | 323163.8172 | 279746.1394 | 265181.0051 | 262204.0739 | 239649.1148 | 211758.8958 | 186405.8085 | 182951.9664 | 125311.8657 | 108211.7482 | 76656.2759 | 78684.7339 | 83553.1117 | 76247.3236 | 67943.2416 | 70008.1819 | 68958.3655 | 66795.0528 | 60185.921 | 54471.5662 | 49529.9536 | 33589.3029 | 26083.4357 | 21675.9198 | 18473.6697 | 13975.0725 | 12547.9525 | 11467.4603 | 10069.9677
NEM | Brown Coal | 105320.799 | 89172.4635 | 95306.1475 | 53481.5368 | 53317.4323 | 46172.5115 | 33667.6832 | 36238.7476 | 32696.1202 | 33613.2628 | 29368.6738 | 29365.0304 | 29545.7041 | 27292.1718 | 26723.5193 | 25440.3252 | 22867.9965 | 24036.5204 | 21450.8653 | 18693.8648 | 20479.7378 | 20350.2607 | 18366.8589 | 18075.2172 | 16799.0447 | 17003.5829 | 6253.6894 | 0 | 0
NEM | CCGT | 15859.7303 | 15240.9421 | 11718.5498 | 11300.6217 | 10378.3639 | 11340.0739 | 10453.3471 | 15683.1287 | 9017.7011 | 8642.8992 | 8624.2341 | 8706.2383 | 8136.1602 | 7466.6375 | 7335.0391 | 6898.3985 | 5614.7002 | 6303.24 | 7975.4561 | 9658.4435 | 7294.7668 | 10275.9016 | 7601.8909 | 6900.3677 | 3645.1303 | 2661.3663 | 2570.0913 | 2469.2161 | 2379.4723
NEM | Gas - Steam | 1675.4216 | 1665.1592 | 1756.1839 | 647.4981 | 600.3835 | 600.0421 | 564.6683 | 881.575 | 512.9855 | 496.101 | 480.1745 | 468.4397 | 446.4192 | 428.5619 | 319.2954 | 304.0023 | 302.0983 | 279.5881 | 260.932 | 251.5957 | 241.6948 | 250.5624 | 387.0071 | 316.0138 | 429.3107 | 0 | 0 | 0 | 0
NEM | OCGT / Diesel | 251.3489 | 146.9946 | 685.485 | 498.8937 | 138.604 | 550.7127 | 215.0912 | 1505.0382 | 38.9186 | 18.8632 | 31.4423 | 404.3647 | 211.9699 | 73.431 | 373.443 | 326.82 | 970.3868 | 546.3159 | 1705.6787 | 2433.183 | 1821.5144 | 1409.2138 | 6232.2855 | 2574.9004 | 3950.0502 | 3046.2357 | 6105.6501 | 6521.5144 | 6298.196
NEM | Hydro | 90434.2726 | 84357.6427 | 76511.5924 | 98370.1922 | 93555.9437 | 68415.5541 | 86637.7321 | 91910.4221 | 84694.5727 | 73684.4545 | 64376.0955 | 65647.4891 | 63750.2739 | 66534.6617 | 56117.7504 | 51683.4245 | 64515.7804 | 55295.1994 | 48606.7437 | 45824.0781 | 41865.0974 | 44054.3462 | 44749.6678 | 40115.2647 | 38849.4046 | 44223.7133 | 36085.9778 | 31621.3923 | 29386.3548
NEM | Wind | 66817.2235 | 78927.277 | 68709.9261 | 70356.4696 | 70374.2964 | 70898.275 | 68870.6203 | 59281.7559 | 56262.5839 | 53514.0083 | 53581.3035 | 46442.5132 | 44184.0883 | 43433.2138 | 42532.0288 | 40942.4268 | 35063.3194 | 31056.6537 | 27878.7045 | 26506.6429 | 23636.4254 | 22180.6097 | 17671.2987 | 16605.609 | 11408.3788 | 8878.8918 | 7534.7582 | 5536.5174 | 3525.9804
NEM | Solar PV | 13.7055 | 16.2002 | 15.8302 | 14.6652 | 13.8273 | 14.1126 | 21.7327 | 29.2492 | 42.4094 | 56.5959 | 99.8814 | 94.3801 | 88.5589 | 82.6932 | 85.603 | 82.3249 | 70.673 | 70.3145 | 72.1217 | 71.4021 | 67.5251 | 80.8135 | 80.8471 | 82.7593 | 86.1708 | 105.1196 | 113.468 | 120.2951 | 130.9394
NEM | Grid Battery | 0.13835 | 0.20655 | 0.22758 | 0.29906 | 0.29102 | 0.29094 | 0.27304 | 0.24277 | 0.21037 | 0.20726 | 0.1972 | 0.2023 | 0.1694 | 0.15531 | 0.15251 | 0.14925 | 0.6443 | 0.62067 | 0.88462 | 0.82948 | 2.6129 | 2.7529 | 2.843 | 4.2157 | 4.2002 | 3.9763 | 3.8031 | 4.3773 | 4.3468
NEM | Pumped Hydro | 584.9692 | 1398.8537 | 1561.8005 | 3216.01 | 3847.9607 | 3983.8452 | 2931.479 | 4026.4683 | 2096.799 | 2386.6094 | 2842.5511 | 4040.8787 | 3354.4709 | 3518.4481 | 3486.7045 | 3189.424 | 3195.1407 | 3157.2302 | 3068.4127 | 2569.3113 | 2499.9148 | 2359.7922 | 1657.201 | 1541.9905 | 1208.0856 | 1007.2686 | 887.0954 | 839.3838 | 491.2168
NEM | VPP | 0.11127 | 0.15966 | 0.18704 | 0.27238 | 0.37932 | 0.46101 | 0.52451 | 0.55662 | 0.57126 | 0.5971 | 0.70177 | 0.78714 | 0.84764 | 0.91982 | 0.91215 | 0.91669 | 0.8863 | 0.8759 | 0.85982 | 0.83 | 0.75923 | 0.7636 | 0.71654 | 0.6788 | 0.6743 | 0.63286 | 0.61332 | 0.59031 | 0.45912
Total excluding storage |  | 603536.3186 | 549272.8187 | 519884.72 | 496873.9512 | 468027.966 | 409750.1776 | 386836.6834 | 388481.883 | 308577.1571 | 278237.9331 | 233218.0811 | 229813.1895 | 229916.2862 | 221558.6944 | 201429.9205 | 195685.904 | 198363.3202 | 184382.8848 | 168136.423 | 157910.7763 | 144936.7153 | 132191.0107 | 121173.2917 | 106346.052 | 93641.1599 | 89893.9822 | 71211.5872 | 57736.3955 | 51790.9106
Region | Technology | 2021-22 | 2022-23 | 2023-24 | 2024-25 | 2025-26 | 2026-27 | 2027-28 | 2028-29 | 2029-30 | 2030-31 | 2031-32 | 2032-33 | 2033-34 | 2034-35 | 2035-36 | 2036-37 | 2037-38 | 2038-39 | 2039-40 | 2040-41 | 2041-42 | 2042-43 | 2043-44 | 2044-45 | 2045-46 | 2046-47 | 2047-48 | 2048-49 | 2049-50
NSW1 | Black Coal | 161021.7645 | 138929.4285 | 116295.8703 | 133267.232 | 108129.4854 | 100985.9744 | 87275.5963 | 93503.2803 | 46918.7884 | 35535.2555 | 16526.7491 | 15310.6172 | 20458.6122 | 17018.9422 | 13035.5065 | 16961.0425 | 18484.448 | 17802.643 | 16327.3645 | 12773.4265 | 11033.6292 | 0 | 0 | 0 | 0 | 0 | 0 | 0 | 0
NSW1 | Brown Coal | 0 | 0 | 0 | 0 | 0 | 0 | 0 | 0 | 0 | 0 | 0 | 0 | 0 | 0 | 0 | 0 | 0 | 0 | 0 | 0 | 0 | 0 | 0 | 0 | 0 | 0 | 0 | 0 | 0
NSW1 | CCGT | 233.3041 | 225.59 | 653.1457 | 405.9018 | 384.9996 | 372.9229 | 361.5116 | 347.9289 | 327.1418 | 317.01 | 305.362 | 294.2158 | 284.4496 | 273.0671 | 268.8566 | 253.5412 | 248.6552 | 738.352 | 1901.1865 | 3264.4546 | 1862.9868 | 3294.7179 | 3.7057 | 2.1864e-05 | 2.1645e-05 | 2.777e-05 | 2.7763e-05 | 2.6791e-05 | 2.5235e-05
NSW1 | Gas - Steam | 0 | 0 | 0 | 0 | 0 | 0 | 0 | 0 | 0 | 0 | 0 | 0 | 0 | 0 | 0 | 0 | 0 | 0 | 0 | 0 | 0 | 0 | 0 | 0 | 0 | 0 | 0 | 0 | 0
NSW1 | OCGT / Diesel | 2.1767e-05 | 2.0804e-05 | 29.7929 | 243.1284 | 46.2918 | 127.7447 | 40.9843 | 57.7323 | 2.1255e-05 | 2.1077e-05 | 1.9596e-05 | 94.3196 | 10.4562 | 20.0938 | 57.7861 | 24.2071 | 106.8045 | 24.6971 | 285.3986 | 362.0391 | 193.6252 | 242.2754 | 2217.0202 | 873.7557 | 977.4994 | 561.0849 | 3437.155 | 3038.6635 | 4051.8091
NSW1 | Hydro | 14180.0429 | 14425.9838 | 12567.1569 | 16282.5639 | 16840.376 | 14895.7753 | 12937.2719 | 17388.3517 | 12110.5003 | 10471.3565 | 11068.0535 | 10631.7015 | 11751.4862 | 12677.2218 | 11026.1937 | 10218.955 | 12962.6265 | 10792.1311 | 8980.4616 | 8244.6867 | 7282.8396 | 9188.2168 | 9180.4495 | 8502.7852 | 8004.1233 | 10128.4709 | 7959.302 | 6722.0958 | 5706.4542
NSW1 | Wind | 15956.4285 | 17989.4377 | 16313.7787 | 15624.1883 | 15730.0578 | 16082.3645 | 15370.414 | 12136.283 | 10933.3317 | 11359.4266 | 12017.9648 | 10968.9721 | 10500.9444 | 10461.9693 | 10343.0105 | 9784.7223 | 7035.7418 | 5253.1421 | 5513.3738 | 5117.6738 | 4588.1052 | 4346.892 | 3123.646 | 3303.5103 | 3114.809 | 1734.9967 | 1425.6877 | 1120.8774 | 1000.73
NSW1 | Solar PV | 5.0514 | 5.9237 | 5.7448 | 5.3285 | 4.8812 | 5.0908 | 12.9041 | 21.8723 | 34.8174 | 49.0664 | 92.5323 | 87.1746 | 81.9198 | 76.3082 | 79.1688 | 76.2198 | 65.6264 | 65.1154 | 66.9427 | 66.3829 | 62.5741 | 63.8908 | 61.3024 | 63.2464 | 61.5194 | 70.6965 | 73.6382 | 75.0625 | 76.5284
NSW1 | Grid Battery | 2.5504e-08 | 2.4906e-08 | 2.389e-08 | 2.2761e-08 | 2.1209e-08 | 2.0776e-08 | 2.344e-08 | 2.3474e-08 | 7.0048e-08 | 6.9528e-08 | 7.4144e-08 | 7.3083e-08 | 7.0691e-08 | 6.9362e-08 | 7.2254e-08 | 7.0678e-08 | 6.5274e-08 | 6.3345e-08 | 7.5813e-08 | 7.2511e-08 | 1.2762e-07 | 1.1951e-07 | 0.13815 | 0.34974 | 0.47903 | 0.5224 | 0.49008 | 0.48468 | 0.45213
NSW1 | Pumped Hydro | 301.7843 | 643.2813 | 735.8648 | 827.0315 | 578.2427 | 594.9344 | 416.0905 | 498.7713 | 209.6685 | 351.8128 | 657.1569 | 1146.6419 | 945.8524 | 788.9629 | 1051.0417 | 922.5015 | 779.373 | 795.2968 | 863.1886 | 633.0132 | 731.0907 | 761.3454 | 442.0619 | 479.478 | 467.1655 | 504.2096 | 415.5887 | 449.3326 | 269.1313
NSW1 | VPP | 0.055248 | 0.072213 | 0.072995 | 0.096413 | 0.13931 | 0.17292 | 0.19569 | 0.21103 | 0.21873 | 0.22276 | 0.25865 | 0.29217 | 0.31686 | 0.33069 | 0.33168 | 0.3342 | 0.32411 | 0.31526 | 0.31041 | 0.29279 | 0.29919 | 0.30241 | 0.28046 | 0.26699 | 0.25978 | 0.25187 | 0.23644 | 0.23741 | 0.18285
Total excluding storage |  | 191396.5915 | 171576.3637 | 145865.4893 | 165828.3428 | 141136.0919 | 132469.8725 | 115998.6822 | 123455.4484 | 70324.5796 | 57732.115 | 40010.6617 | 37387.0008 | 43087.8684 | 40527.6024 | 34810.5222 | 37318.688 | 38903.9025 | 34676.0807 | 33074.7276 | 29828.6636 | 25023.76 | 17135.9929 | 14586.1238 | 12743.2976 | 12157.9511 | 12495.2491 | 12895.7829 | 10956.6992 | 10835.5218
Region | Technology | 2021-22 | 2022-23 | 2023-24 | 2024-25 | 2025-26 | 2026-27 | 2027-28 | 2028-29 | 2029-30 | 2030-31 | 2031-32 | 2032-33 | 2033-34 | 2034-35 | 2035-36 | 2036-37 | 2037-38 | 2038-39 | 2039-40 | 2040-41 | 2041-42 | 2042-43 | 2043-44 | 2044-45 | 2045-46 | 2046-47 | 2047-48 | 2048-49 | 2049-50
QLD1 | Black Coal | 162142.0527 | 140816.7109 | 148885.1348 | 128936.8419 | 131519.6294 | 110772.9214 | 99130.2122 | 89448.6861 | 78393.0774 | 72676.4927 | 60129.5269 | 63374.1166 | 63094.4994 | 59228.3813 | 54907.7351 | 53047.1394 | 50473.9175 | 48992.4098 | 43858.5565 | 41698.1397 | 38496.3244 | 33589.3029 | 26083.4357 | 21675.9198 | 18473.6697 | 13975.0725 | 12547.9525 | 11467.4603 | 10069.9677
QLD1 | Brown Coal | 0 | 0 | 0 | 0 | 0 | 0 | 0 | 0 | 0 | 0 | 0 | 0 | 0 | 0 | 0 | 0 | 0 | 0 | 0 | 0 | 0 | 0 | 0 | 0 | 0 | 0 | 0 | 0 | 0
QLD1 | CCGT | 7779.5601 | 7479.0746 | 8043.2433 | 8050.6554 | 7275.2903 | 8341.5782 | 7563.6813 | 12887.4825 | 6346.3851 | 6065.1063 | 6145.9842 | 6326.1024 | 5827.9681 | 5253.2847 | 5185.4356 | 4849.5127 | 5366.0449 | 5564.888 | 6074.2696 | 6393.9889 | 5431.78 | 6981.1836 | 7598.1851 | 6900.3677 | 3645.1303 | 2661.3662 | 2570.0912 | 2469.216 | 2379.4722
QLD1 | Gas - Steam | 261.4149 | 251.6153 | 478.6227 | 461.2622 | 439.8263 | 427.3632 | 410.6778 | 730.0996 | 378.9673 | 366.5423 | 353.4426 | 338.2 | 327.3278 | 316.4289 | 305.2271 | 291.2115 | 282.0762 | 271.3969 | 260.932 | 251.5957 | 241.6948 | 250.5624 | 387.0071 | 316.0138 | 429.3107 | 0 | 0 | 0 | 0
QLD1 | OCGT / Diesel | 4.255e-05 | 4.1026e-05 | 4.1329e-05 | 134.8478 | 41.8826 | 255.414 | 121.0137 | 1360.2668 | 38.9118 | 11.5474 | 21.9199 | 222.9214 | 183.9401 | 37.7917 | 121.2859 | 133.7389 | 340.4499 | 154.7293 | 587.4071 | 210.1445 | 501.0833 | 360.5279 | 880.5298 | 1270.1216 | 2582.631 | 2161.6187 | 2155.8219 | 2436.1843 | 1414.7606
QLD1 | Hydro | 4661.4252 | 4471.4564 | 4299.379 | 4102.1107 | 3930.196 | 3767.2967 | 3623.622 | 3460.4449 | 3312.947 | 3141.2057 | 3045.333 | 2912.1187 | 2788.4957 | 2670.8968 | 2567.2769 | 2449.3831 | 883.6385 | 847.9372 | 813.1257 | 776.8417 | 744.7577 | 0 | 0 | 0 | 0 | 0 | 0 | 0 | 0
QLD1 | Wind | 5433.6388 | 8786.9077 | 8426.7609 | 7573.8972 | 8655.7677 | 8387.2172 | 8712.4737 | 8049.3395 | 7265.6879 | 7255.6435 | 5931.4445 | 5651.4237 | 4983.8269 | 5694.7393 | 5267.1206 | 5616.671 | 5220.0754 | 4827.9133 | 4790.6828 | 4069.3276 | 3932.7189 | 3408.089 | 3144.8517 | 1778.0447 | 1916.2561 | 1674.1697 | 1512.2634 | 1207.1682 | 730.6461
QLD1 | Solar PV | 5.2511 | 6.872 | 6.7387 | 6.2134 | 6.0678 | 6.1227 | 5.9702 | 4.8016 | 5.0136 | 5.0224 | 4.9163 | 4.8056 | 4.4296 | 4.3336 | 4.381 | 4.0714 | 3.21 | 3.3578 | 3.3711 | 3.28 | 3.2199 | 14.7857 | 14.5651 | 14.7199 | 19.238 | 29.6475 | 29.6794 | 29.4891 | 36.7604
QLD1 | Grid Battery | 1.7138e-08 | 0.026778 | 0.025194 | 0.026779 | 0.028788 | 0.027726 | 0.026007 | 0.024767 | 0.022621 | 0.021805 | 0.020607 | 0.020111 | 0.01946 | 0.019413 | 0.018158 | 0.01758 | 0.52285 | 0.50098 | 0.48622 | 0.45554 | 1.3051 | 1.5179 | 1.4777 | 1.8854 | 1.8067 | 1.6699 | 1.6401 | 1.5632 | 1.8052
QLD1 | Pumped Hydro | 283.1849 | 755.5724 | 825.9358 | 2388.9785 | 3269.718 | 3388.9108 | 2515.3885 | 3527.697 | 1887.1305 | 2034.7966 | 2185.3942 | 2894.2368 | 2408.6185 | 2729.4852 | 2435.6628 | 2266.9225 | 2415.0832 | 2361.0498 | 2204.2095 | 1935.3038 | 1767.8318 | 1597.4663 | 1214.2117 | 1061.6366 | 739.9074 | 502.1236 | 469.8864 | 388.1333 | 220.4334
QLD1 | VPP | 0.017369 | 0.022992 | 0.024555 | 0.035797 | 0.058633 | 0.070635 | 0.083001 | 0.092378 | 0.095376 | 0.097982 | 0.12232 | 0.13099 | 0.14356 | 0.15935 | 0.15074 | 0.15043 | 0.13834 | 0.13439 | 0.1354 | 0.1358 | 0.11188 | 0.10922 | 0.10763 | 0.1023 | 0.1017 | 0.088654 | 0.09216 | 0.088636 | 0.058269
Total excluding storage |  | 180283.3429 | 161812.6369 | 170139.8795 | 149265.8286 | 151868.66 | 131957.9134 | 119567.6509 | 115941.121 | 95740.99 | 89521.5603 | 75632.5674 | 78829.6884 | 77210.4876 | 73205.8564 | 68358.4622 | 66391.728 | 62569.4124 | 60662.6323 | 56388.3447 | 53403.318 | 49351.579 | 44604.4515 | 38108.5745 | 31955.1874 | 27066.2357 | 20501.8746 | 18815.8084 | 17609.5178 | 14631.607
Region | Technology | 2021-22 | 2022-23 | 2023-24 | 2024-25 | 2025-26 | 2026-27 | 2027-28 | 2028-29 | 2029-30 | 2030-31 | 2031-32 | 2032-33 | 2033-34 | 2034-35 | 2035-36 | 2036-37 | 2037-38 | 2038-39 | 2039-40 | 2040-41 | 2041-42 | 2042-43 | 2043-44 | 2044-45 | 2045-46 | 2046-47 | 2047-48 | 2048-49 | 2049-50
VIC1 | Black Coal | 0 | 0 | 0 | 0 | 0 | 0 | 0 | 0 | 0 | 0 | 0 | 0 | 0 | 0 | 0 | 0 | 0 | 0 | 0 | 0 | 0 | 0 | 0 | 0 | 0 | 0 | 0 | 0 | 0
VIC1 | Brown Coal | 105320.799 | 89172.4635 | 95306.1475 | 53481.5368 | 53317.4323 | 46172.5115 | 33667.6832 | 36238.7476 | 32696.1202 | 33613.2628 | 29368.6738 | 29365.0304 | 29545.7041 | 27292.1718 | 26723.5193 | 25440.3252 | 22867.9965 | 24036.5204 | 21450.8653 | 18693.8648 | 20479.7378 | 20350.2607 | 18366.8589 | 18075.2172 | 16799.0447 | 17003.5829 | 6253.6894 | 0 | 0
VIC1 | CCGT | 9.6783e-06 | 9.2467e-06 | 8.916e-06 | 1.0067e-05 | 1.0142e-05 | 9.7979e-06 | 9.6155e-06 | 9.3649e-06 | 8.986e-06 | 8.6908e-06 | 8.3235e-06 | 8.6843e-06 | 8.4371e-06 | 8.6882e-06 | 8.2998e-06 | 8.1526e-06 | 9.7562e-06 | 9.9253e-06 | 1.1703e-05 | 1.2527e-05 | 1.2615e-05 | 1.2306e-05 | 1.4075e-05 | 1.2773e-05 | 1.256e-05 | 1.2915e-05 | 1.5548e-05 | 1.8936e-05 | 1.822e-05
VIC1 | Gas - Steam | 3.4093 | 1.4319e-06 | 6.8221 | 21.5869 | 4.6697 | 21.8873 | 9.2809 | 10.3971 | 1.51e-06 | 1.3677e-06 | 1.953 | 10.7226 | 2.4181 | 1.3939 | 14.0683 | 12.7908 | 20.0222 | 8.1912 | 0 | 0 | 0 | 0 | 0 | 0 | 0 | 0 | 0 | 0 | 0
VIC1 | OCGT / Diesel | 0.45772 | 3.7952e-05 | 15.6857 | 10.2029 | 0.73371 | 35.5749 | 9.6869 | 4.3893e-05 | 4.1392e-05 | 4.0171e-05 | 3.8047e-05 | 24.6278 | 3.3585 | 3.5934e-05 | 28.7269 | 32.0294 | 20.0972 | 7.7815 | 68.8083 | 136.7974 | 120.0006 | 33.4332 | 69.2828 | 222.6107 | 178.5385 | 107.527 | 69.5136 | 347.2612 | 255.8675
VIC1 | Hydro | 18583.8383 | 17993.0935 | 15709.8094 | 18611.7254 | 18224.1779 | 16632.6827 | 16122.5717 | 19578.7087 | 15557.1233 | 12814.2958 | 12353.0075 | 10735.1801 | 12757.294 | 12581.5125 | 11468.008 | 11037.1703 | 13430.0826 | 10696.5731 | 8807.3051 | 8441.3539 | 7394.7591 | 8730.8952 | 8664.6732 | 7846.8303 | 7589.2047 | 9149.7754 | 7338.3016 | 6044.0794 | 5842.9707
VIC1 | Wind | 26568.1653 | 31829.6625 | 26400.399 | 27902.7478 | 27520.4844 | 27258.7967 | 26491.9274 | 22911.0476 | 22778.5602 | 20932.2801 | 22060.0332 | 18242.2169 | 17841.2494 | 17410.1804 | 17544.4648 | 17216.7698 | 15219.2065 | 14077.2033 | 12380.989 | 12391.6268 | 10617.4549 | 10068.3004 | 8330.527 | 8036.132 | 4086.2003 | 3532.6012 | 2806.802 | 1906.1061 | 678.2841
VIC1 | Solar PV | 2.5104 | 2.4008 | 2.3823 | 2.2203 | 2.0301 | 2.0624 | 2.0273 | 1.8141 | 1.8141 | 1.7651 | 1.714 | 1.6979 | 1.5648 | 1.4451 | 1.455 | 1.4406 | 1.2927 | 1.2951 | 1.2763 | 1.2262 | 1.2283 | 1.1334 | 1.0383 | 0.96768 | 0.92041 | 0.83008 | 3.5971 | 8.4586 | 10.452
VIC1 | Grid Battery | 0.057714 | 0.10561 | 0.10934 | 0.17532 | 0.16688 | 0.1669 | 0.15867 | 0.13823 | 0.11956 | 0.11925 | 0.11394 | 0.11897 | 0.090631 | 0.089495 | 0.089017 | 0.087031 | 0.079479 | 0.078346 | 0.075845 | 0.07144 | 0.49767 | 0.45736 | 0.48778 | 0.93275 | 0.89487 | 0.82846 | 0.757 | 1.4565 | 1.3165
VIC1 | Pumped Hydro | 0 | 0 | 2.1668e-08 | 2.3744e-08 | 2.6163e-08 | 2.806e-08 | 2.7457e-08 | 2.606e-08 | 2.4427e-08 | 2.3844e-08 | 2.3962e-08 | 2.5766e-08 | 2.4795e-08 | 2.618e-08 | 2.6564e-08 | 2.6454e-08 | 4.0375e-08 | 4.1831e-08 | 3.2838e-07 | 2.9451e-06 | 0.042429 | 0.039548 | 0.03405 | 0.035093 | 0.20472 | 0.18797 | 0.86795 | 1.1723 | 1.0176
VIC1 | VPP | 0.014639 | 0.026234 | 0.03249 | 0.070726 | 0.096488 | 0.11634 | 0.13414 | 0.1353 | 0.13755 | 0.15046 | 0.19248 | 0.22675 | 0.24953 | 0.27952 | 0.28142 | 0.27976 | 0.27432 | 0.27761 | 0.28005 | 0.27224 | 0.23479 | 0.23984 | 0.21817 | 0.2068 | 0.20698 | 0.19329 | 0.18425 | 0.16466 | 0.14038
Total excluding storage |  | 150479.18 | 138997.6204 | 137441.2461 | 100030.02 | 99069.528 | 90123.5155 | 76303.1775 | 78740.7153 | 71033.6178 | 67361.6039 | 63785.3815 | 58379.4757 | 60151.5889 | 57286.7038 | 55780.2424 | 53740.5261 | 51558.6977 | 48827.5646 | 42709.2441 | 39664.8691 | 38613.1809 | 39184.023 | 35432.3803 | 34181.7579 | 28653.9087 | 29794.3167 | 16471.9037 | 8305.9053 | 6787.5743
Region | Technology | 2021-22 | 2022-23 | 2023-24 | 2024-25 | 2025-26 | 2026-27 | 2027-28 | 2028-29 | 2029-30 | 2030-31 | 2031-32 | 2032-33 | 2033-34 | 2034-35 | 2035-36 | 2036-37 | 2037-38 | 2038-39 | 2039-40 | 2040-41 | 2041-42 | 2042-43 | 2043-44 | 2044-45 | 2045-46 | 2046-47 | 2047-48 | 2048-49 | 2049-50
SA1 | Black Coal | 0 | 0 | 0 | 0 | 0 | 0 | 0 | 0 | 0 | 0 | 0 | 0 | 0 | 0 | 0 | 0 | 0 | 0 | 0 | 0 | 0 | 0 | 0 | 0 | 0 | 0 | 0 | 0 | 0
SA1 | Brown Coal | 0 | 0 | 0 | 0 | 0 | 0 | 0 | 0 | 0 | 0 | 0 | 0 | 0 | 0 | 0 | 0 | 0 | 0 | 0 | 0 | 0 | 0 | 0 | 0 | 0 | 0 | 0 | 0 | 0
SA1 | CCGT | 7846.866 | 7536.2775 | 3022.1608 | 2844.0645 | 2718.074 | 2625.5728 | 2528.1542 | 2447.7172 | 2344.1742 | 2260.7828 | 2172.8878 | 2085.9201 | 2023.7425 | 1940.2856 | 1880.7468 | 1795.3445 | 1.1582e-05 | 1.2276e-05 | 1.4498e-05 | 1.4631e-05 | 1.526e-05 | 1.4928e-05 | 1.8826e-05 | 1.683e-05 | 1.6879e-05 | 1.7215e-05 | 1.7798e-05 | 2.2035e-05 | 2.0914e-05
SA1 | Gas - Steam | 1410.5974 | 1413.5439 | 1270.739 | 164.6491 | 155.8876 | 150.7916 | 144.7096 | 141.0783 | 134.0182 | 129.5587 | 124.7789 | 119.5172 | 116.6733 | 110.7391 | 0 | 0 | 0 | 0 | 0 | 0 | 0 | 0 | 0 | 0 | 0 | 0 | 0 | 0 | 0
SA1 | OCGT / Diesel | 250.8911 | 146.9945 | 640.0063 | 110.7146 | 49.6959 | 131.9791 | 43.4062 | 87.0391 | 0.0067388 | 7.3158 | 9.5223 | 62.0276 | 11.5578 | 15.5454 | 160.3821 | 132.1135 | 502.0767 | 359.1081 | 764.0647 | 1724.202 | 1006.4712 | 772.9772 | 3065.4527 | 208.4124 | 211.3813 | 216.0051 | 443.1596 | 697.2495 | 572.1652
SA1 | Hydro | 0 | 0 | 0 | 0 | 0 | 0 | 0 | 0 | 0 | 0 | 0 | 0 | 0 | 0 | 0 | 0 | 0 | 0 | 0 | 0 | 0 | 0 | 0 | 0 | 0 | 0 | 0 | 0 | 0
SA1 | Wind | 15467.2873 | 16366.482 | 14129.0576 | 15906.4631 | 15027.2449 | 16023.325 | 15408.5259 | 13810.446 | 12951.4935 | 12031.9264 | 11548.9633 | 9936.9219 | 9347.0356 | 8665.5594 | 8324.1756 | 7334.8151 | 6697.1608 | 5883.244 | 4364.0369 | 4172.1422 | 3762.4623 | 3599.026 | 2494.6505 | 2919.176 | 1743.0095 | 1503.6732 | 1358.7235 | 999.1886 | 835.0734
SA1 | Solar PV | 0.89263 | 1.0037 | 0.96447 | 0.90305 | 0.84827 | 0.8367 | 0.83107 | 0.76122 | 0.7643 | 0.7421 | 0.71891 | 0.70206 | 0.64473 | 0.60644 | 0.59815 | 0.59308 | 0.54395 | 0.54617 | 0.53168 | 0.51308 | 0.50275 | 1.0036 | 3.9413 | 3.8253 | 4.493 | 3.9455 | 6.5532 | 7.2849 | 7.1985
SA1 | Grid Battery | 0.080636 | 0.074167 | 0.093047 | 0.09696 | 0.095353 | 0.096313 | 0.088363 | 0.079777 | 0.068188 | 0.066214 | 0.062649 | 0.063223 | 0.059311 | 0.046398 | 0.045339 | 0.044643 | 0.041968 | 0.041338 | 0.32255 | 0.3025 | 0.81006 | 0.77766 | 0.73941 | 1.0478 | 1.0196 | 0.95551 | 0.91597 | 0.87294 | 0.77295
SA1 | Pumped Hydro | 0 | 0 | 1.8564e-08 | 1.6944e-08 | 1.5925e-08 | 1.5958e-08 | 1.5638e-08 | 1.5274e-08 | 1.4622e-08 | 1.4596e-08 | 1.4898e-08 | 1.623e-08 | 1.5763e-08 | 1.5848e-08 | 1.6617e-08 | 2.1058e-08 | 2.4534e-08 | 2.3807e-08 | 3.1824e-08 | 3.0416e-08 | 3.2313e-08 | 3.0404e-08 | 2.9496e-08 | 3.4414e-08 | 3.6998e-08 | 3.4953e-08 | 3.4678e-08 | 3.4775e-08 | 3.348e-08
SA1 | VPP | 0.023567 | 0.037057 | 0.055981 | 0.068265 | 0.082644 | 0.097631 | 0.10591 | 0.11004 | 0.10756 | 0.11185 | 0.11092 | 0.118 | 0.11676 | 0.12596 | 0.12454 | 0.12904 | 0.13077 | 0.13113 | 0.11762 | 0.1136 | 0.097529 | 0.097688 | 0.096784 | 0.090094 | 0.092713 | 0.087572 | 0.088325 | 0.088947 | 0.069005
Total excluding storage |  | 24976.5345 | 25464.3016 | 19062.9282 | 19026.7943 | 17951.7506 | 18932.5051 | 18125.6269 | 16487.0418 | 15430.457 | 14430.3258 | 13856.8712 | 12205.0888 | 11499.6539 | 10732.7359 | 10365.9027 | 9262.8662 | 7199.7815 | 6242.8982 | 5128.6333 | 5896.8573 | 4769.4363 | 4373.0069 | 5564.0446 | 3131.4137 | 1958.8839 | 1723.6238 | 1808.4363 | 1703.723 | 1414.4372
Region | Technology | 2021-22 | 2022-23 | 2023-24 | 2024-25 | 2025-26 | 2026-27 | 2027-28 | 2028-29 | 2029-30 | 2030-31 | 2031-32 | 2032-33 | 2033-34 | 2034-35 | 2035-36 | 2036-37 | 2037-38 | 2038-39 | 2039-40 | 2040-41 | 2041-42 | 2042-43 | 2043-44 | 2044-45 | 2045-46 | 2046-47 | 2047-48 | 2048-49 | 2049-50
TAS1 | Black Coal | 0 | 0 | 0 | 0 | 0 | 0 | 0 | 0 | 0 | 0 | 0 | 0 | 0 | 0 | 0 | 0 | 0 | 0 | 0 | 0 | 0 | 0 | 0 | 0 | 0 | 0 | 0 | 0 | 0
TAS1 | Brown Coal | 0 | 0 | 0 | 0 | 0 | 0 | 0 | 0 | 0 | 0 | 0 | 0 | 0 | 0 | 0 | 0 | 0 | 0 | 0 | 0 | 0 | 0 | 0 | 0 | 0 | 0 | 0 | 0 | 0
TAS1 | CCGT | 8.6876e-06 | 8.322e-06 | 8.0355e-06 | 7.7321e-06 | 7.4838e-06 | 7.2309e-06 | 7.2793e-06 | 7.3794e-06 | 7.6805e-06 | 7.5432e-06 | 7.2675e-06 | 7.3798e-06 | 7.266e-06 | 7.158e-06 | 6.9179e-06 | 6.8457e-06 | 7.1172e-06 | 7.0599e-06 | 7.6015e-06 | 7.3771e-06 | 7.5205e-06 | 7.371e-06 | 7.3827e-06 | 7.0251e-06 | 6.8127e-06 | 7.1463e-06 | 6.9402e-06 | 7.7741e-06 | 7.8231e-06
TAS1 | Gas - Steam | 0 | 0 | 0 | 0 | 0 | 0 | 0 | 0 | 0 | 0 | 0 | 0 | 0 | 0 | 0 | 0 | 0 | 0 | 0 | 0 | 0 | 0 | 0 | 0 | 0 | 0 | 0 | 0 | 0
TAS1 | OCGT / Diesel | 1.1112e-05 | 1.0463e-05 | 9.9087e-06 | 9.6211e-06 | 9.4276e-06 | 9.3693e-06 | 9.4274e-06 | 9.5316e-06 | 1.0218e-05 | 1.0077e-05 | 9.5011e-06 | 0.46829 | 2.6573 | 1.0331e-05 | 5.2619 | 4.731 | 0.95835 | 1.0365e-05 | 1.0624e-05 | 6.7162e-06 | 0.33415 | 6.7282e-06 | 8.025e-06 | 6.4156e-06 | 6.0837e-06 | 7.7564e-06 | 6.412e-06 | 2.156 | 3.5936
TAS1 | Hydro | 53008.9661 | 47467.109 | 43935.247 | 59373.7922 | 54561.1938 | 33119.7993 | 53954.2666 | 51482.9168 | 53714.0021 | 47257.5965 | 37909.7015 | 41368.4888 | 36452.998 | 38605.0306 | 31056.2718 | 27977.916 | 37239.4328 | 32958.558 | 30005.8513 | 28361.1958 | 26442.741 | 26135.2342 | 26904.5451 | 23765.6492 | 23256.0765 | 24945.467 | 20788.3742 | 18855.2171 | 17836.9298
TAS1 | Wind | 3391.7036 | 3954.7871 | 3439.9299 | 3349.1733 | 3440.7416 | 3146.5717 | 2887.2793 | 2374.6397 | 2333.5106 | 1934.7317 | 2022.8978 | 1642.9786 | 1511.0321 | 1200.7654 | 1053.2573 | 989.4487 | 891.135 | 1015.151 | 829.622 | 755.8725 | 735.684 | 758.3023 | 577.6234 | 568.7461 | 548.1039 | 433.451 | 431.2816 | 303.1772 | 281.2467
TAS1 | Solar PV | 5.1308e-09 | 7.4337e-09 | 1.2407e-08 | 1.3699e-08 | 1.1738e-08 | 1.3516e-08 | 1.4304e-08 | 1.4129e-08 | 1.7754e-08 | 2.123e-08 | 2.7861e-08 | 3.7059e-08 | 4.5457e-08 | 3.8644e-08 | 4.2708e-08 | 3.9948e-08 | 7.2127e-08 | 7.4147e-08 | 7.0953e-08 | 7.4994e-08 | 7.3117e-08 | 7.1417e-08 | 5.8391e-08 | 6.1045e-08 | 5.6212e-08 | 5.4174e-08 | 5.2737e-08 | 4.9525e-08 | 4.693e-08
TAS1 | Grid Battery | 1.798e-08 | 1.7521e-08 | 1.682e-08 | 1.6164e-08 | 1.5681e-08 | 1.5751e-08 | 1.6322e-08 | 1.8035e-08 | 2.4908e-08 | 2.5653e-08 | 2.6149e-08 | 2.8656e-08 | 2.7995e-08 | 3.0359e-08 | 3.1104e-08 | 3.2245e-08 | 3.1269e-08 | 3.105e-08 | 3.8872e-08 | 3.7961e-08 | 3.8677e-08 | 3.7064e-08 | 3.6801e-08 | 3.7387e-08 | 3.6998e-08 | 3.7978e-08 | 3.9908e-08 | 4.7287e-08 | 4.1721e-08
TAS1 | Pumped Hydro | 0 | 0 | 5.0443e-08 | 4.9385e-08 | 5.0299e-08 | 5.4018e-08 | 5.3237e-08 | 5.2671e-08 | 6.7202e-08 | 7.2101e-08 | 7.3322e-08 | 1.333e-07 | 1.291e-07 | 2.6492e-07 | 2.6569e-07 | 3.558e-07 | 0.68449 | 0.88359 | 1.0145 | 0.99429 | 0.94986 | 0.941 | 0.89331 | 0.84089 | 0.80803 | 0.74746 | 0.75224 | 0.74561 | 0.63453
TAS1 | VPP | 0.00044621 | 0.0011682 | 0.0010236 | 0.0011771 | 0.0022455 | 0.0034802 | 0.0057681 | 0.0078787 | 0.012039 | 0.014053 | 0.017403 | 0.019232 | 0.02093 | 0.024307 | 0.023779 | 0.023266 | 0.018759 | 0.017505 | 0.016342 | 0.015569 | 0.015842 | 0.014442 | 0.013498 | 0.01263 | 0.013128 | 0.011479 | 0.012147 | 0.010649 | 0.008623
Total excluding storage |  | 56400.6698 | 51421.8961 | 47375.1769 | 62722.9654 | 58001.9354 | 36266.3711 | 56841.5458 | 53857.5565 | 56047.5127 | 49192.3282 | 39932.5993 | 43011.9357 | 37966.6874 | 39805.7959 | 32114.791 | 28972.0957 | 38131.5261 | 33973.709 | 30835.4733 | 29117.0683 | 27178.7591 | 26893.5365 | 27482.1685 | 24334.3953 | 23804.1804 | 25378.918 | 21219.6559 | 19160.5502 | 18121.7701
Explicitly modelled pumping
Region | Technology | 2021-22 | 2022-23 | 2023-24 | 2024-25 | 2025-26 | 2026-27 | 2027-28 | 2028-29 | 2029-30 | 2030-31 | 2031-32 | 2032-33 | 2033-34 | 2034-35 | 2035-36 | 2036-37 | 2037-38 | 2038-39 | 2039-40 | 2040-41 | 2041-42 | 2042-43 | 2043-44 | 2044-45 | 2045-46 | 2046-47 | 2047-48 | 2048-49 | 2049-50
NEM | Grid Battery pump | 0.17008 | 0.25578 | 0.28061 | 0.36946 | 0.3587 | 0.35904 | 0.33777 | 0.29904 | 0.26033 | 0.25528 | 0.24405 | 0.24917 | 0.20957 | 0.19131 | 0.18829 | 0.18427 | 0.1699 | 0.16709 | 0.15704 | 0.1304 | 0.063462 | 0.034608 | 0.031939 | 0.029474 | 0.028942 | 0.026423 | 0.02591 | 0.025241 | 0.020563
NEM | Pumped Hydro Pump | 1843.6607 | 4518.8296 | 4752.72 | 8582.8282 | 9141.002 | 8618.7827 | 6454.3593 | 7597.6958 | 3972.6564 | 4887.6911 | 7799.4818 | 10225.8477 | 8554.7211 | 9064.269 | 8772.0596 | 8126.6122 | 7969.2466 | 8362.1705 | 8099.3929 | 6918.0358 | 7090.2742 | 7570.9661 | 6097.1263 | 6203.8389 | 5570.7477 | 5792.8079 | 4939.261 | 4949.0031 | 3156.7498
NEM | VPP pump | 0.13091 | 0.18827 | 0.21976 | 0.32079 | 0.44605 | 0.54214 | 0.61807 | 0.65388 | 0.6728 | 0.70179 | 0.82753 | 0.92423 | 0.99822 | 1.0818 | 1.0725 | 1.0785 | 1.0439 | 1.031 | 1.0099 | 0.97836 | 0.8914 | 0.8994 | 0.84204 | 0.79886 | 0.79448 | 0.74332 | 0.72319 | 0.69284 | 0.54006
Region | Technology | 2021-22 | 2022-23 | 2023-24 | 2024-25 | 2025-26 | 2026-27 | 2027-28 | 2028-29 | 2029-30 | 2030-31 | 2031-32 | 2032-33 | 2033-34 | 2034-35 | 2035-36 | 2036-37 | 2037-38 | 2038-39 | 2039-40 | 2040-41 | 2041-42 | 2042-43 | 2043-44 | 2044-45 | 2045-46 | 2046-47 | 2047-48 | 2048-49 | 2049-50
NSW1 | Grid Battery pump | 0 | 0 | 0 | 0 | 0 | 0 | 0 | 0 | 0 | 0 | 0 | 0 | 0 | 0 | 0 | 0 | 0 | 0 | 0 | 0 | 0 | 0 | 0 | 0 | 0 | 0 | 0 | 0 | 0
NSW1 | Pumped Hydro Pump | 1448.5503 | 3436.2852 | 3567.4759 | 5177.5547 | 4460.5775 | 3786.3797 | 2850.0605 | 2568.5263 | 1276.4936 | 1980.6023 | 4672.565 | 6095.7225 | 5113.6346 | 5164.8195 | 5292.3521 | 4887.969 | 4507.2421 | 5000.796 | 4950.3647 | 4153.157 | 4564.5574 | 5286.3591 | 4363.4669 | 4692.5169 | 4516.2786 | 5072.7207 | 4280.2497 | 4392.264 | 2852.4044
NSW1 | VPP pump | 0.065 | 0.085128 | 0.085709 | 0.11356 | 0.16387 | 0.20335 | 0.23054 | 0.24798 | 0.25734 | 0.26208 | 0.30505 | 0.34299 | 0.37281 | 0.38963 | 0.38963 | 0.39319 | 0.3822 | 0.37071 | 0.3645 | 0.34533 | 0.35115 | 0.35579 | 0.32997 | 0.31411 | 0.30603 | 0.29593 | 0.27894 | 0.27855 | 0.21512
Region | Technology | 2021-22 | 2022-23 | 2023-24 | 2024-25 | 2025-26 | 2026-27 | 2027-28 | 2028-29 | 2029-30 | 2030-31 | 2031-32 | 2032-33 | 2033-34 | 2034-35 | 2035-36 | 2036-37 | 2037-38 | 2038-39 | 2039-40 | 2040-41 | 2041-42 | 2042-43 | 2043-44 | 2044-45 | 2045-46 | 2046-47 | 2047-48 | 2048-49 | 2049-50
QLD1 | Grid Battery pump | 0 | 0.03303 | 0.031043 | 0.033062 | 0.035578 | 0.034195 | 0.032126 | 0.030559 | 0.027928 | 0.026921 | 0.025467 | 0.024804 | 0.024025 | 0.023967 | 0.022418 | 0.021705 | 0.019961 | 0.018973 | 0.018438 | 0 | 0 | 0 | 0 | 0 | 0 | 0 | 0 | 0 | 0
QLD1 | Pumped Hydro Pump | 395.1104 | 1082.5444 | 1185.2441 | 3405.2735 | 4680.4245 | 4832.403 | 3604.2988 | 5029.1695 | 2696.1628 | 2907.0888 | 3126.9168 | 4130.1252 | 3441.0865 | 3899.4495 | 3479.7075 | 3238.6432 | 3462.0045 | 3361.3745 | 3149.0282 | 2764.8788 | 2525.7168 | 2284.607 | 1733.6594 | 1511.322 | 1054.4691 | 720.0873 | 659.0113 | 556.7391 | 304.3454
QLD1 | VPP pump | 0.020434 | 0.027078 | 0.028861 | 0.042116 | 0.06904 | 0.083044 | 0.097771 | 0.10856 | 0.11221 | 0.11528 | 0.14419 | 0.15382 | 0.1689 | 0.18748 | 0.17734 | 0.17698 | 0.16313 | 0.15774 | 0.1593 | 0.15978 | 0.13162 | 0.12851 | 0.12662 | 0.12054 | 0.11946 | 0.10449 | 0.10825 | 0.1044 | 0.068442
Region | Technology | 2021-22 | 2022-23 | 2023-24 | 2024-25 | 2025-26 | 2026-27 | 2027-28 | 2028-29 | 2029-30 | 2030-31 | 2031-32 | 2032-33 | 2033-34 | 2034-35 | 2035-36 | 2036-37 | 2037-38 | 2038-39 | 2039-40 | 2040-41 | 2041-42 | 2042-43 | 2043-44 | 2044-45 | 2045-46 | 2046-47 | 2047-48 | 2048-49 | 2049-50
VIC1 | Grid Battery pump | 0.070818 | 0.13091 | 0.13497 | 0.21644 | 0.20565 | 0.20593 | 0.19633 | 0.17022 | 0.14801 | 0.14682 | 0.14105 | 0.1465 | 0.11218 | 0.1102 | 0.1099 | 0.10745 | 0.098125 | 0.096967 | 0.093397 | 0.088412 | 0.02788 | 0 | 0 | 0 | 0 | 0 | 0 | 0 | 0
VIC1 | Pumped Hydro Pump | 0 | 0 | 0 | 0 | 0 | 0 | 0 | 0 | 0 | 0 | 0 | 0 | 0 | 0 | 0 | 0 | 0 | 0 | 0 | 0 | 0 | 0 | 0 | 0 | 0 | 0 | 0 | 0 | 0
VIC1 | VPP pump | 0.017223 | 0.03097 | 0.038242 | 0.083246 | 0.11344 | 0.13679 | 0.15811 | 0.15888 | 0.1622 | 0.17664 | 0.22697 | 0.26626 | 0.29422 | 0.3282 | 0.33109 | 0.32914 | 0.32274 | 0.3273 | 0.3288 | 0.32097 | 0.27555 | 0.28285 | 0.256 | 0.2433 | 0.24419 | 0.22673 | 0.21744 | 0.19307 | 0.16516
Region | Technology | 2021-22 | 2022-23 | 2023-24 | 2024-25 | 2025-26 | 2026-27 | 2027-28 | 2028-29 | 2029-30 | 2030-31 | 2031-32 | 2032-33 | 2033-34 | 2034-35 | 2035-36 | 2036-37 | 2037-38 | 2038-39 | 2039-40 | 2040-41 | 2041-42 | 2042-43 | 2043-44 | 2044-45 | 2045-46 | 2046-47 | 2047-48 | 2048-49 | 2049-50
SA1 | Grid Battery pump | 0.099261 | 0.09184 | 0.1146 | 0.11996 | 0.11747 | 0.11891 | 0.10932 | 0.098267 | 0.084388 | 0.081545 | 0.077534 | 0.077869 | 0.073363 | 0.057146 | 0.055976 | 0.055116 | 0.051814 | 0.051149 | 0.045206 | 0.041993 | 0.035582 | 0.034608 | 0.031939 | 0.029474 | 0.028942 | 0.026423 | 0.02591 | 0.025241 | 0.020563
SA1 | Pumped Hydro Pump | 0 | 0 | 0 | 0 | 0 | 0 | 0 | 0 | 0 | 0 | 0 | 0 | 0 | 0 | 0 | 0 | 0 | 0 | 0 | 0 | 0 | 0 | 0 | 0 | 0 | 0 | 0 | 0 | 0
SA1 | VPP pump | 0.027727 | 0.043711 | 0.065748 | 0.080473 | 0.097072 | 0.11486 | 0.12484 | 0.12922 | 0.12684 | 0.1313 | 0.1308 | 0.13852 | 0.13767 | 0.14788 | 0.14652 | 0.15181 | 0.15385 | 0.15459 | 0.13806 | 0.13397 | 0.11443 | 0.11525 | 0.11355 | 0.10609 | 0.1093 | 0.10271 | 0.10423 | 0.10433 | 0.081188
Region | Technology | 2021-22 | 2022-23 | 2023-24 | 2024-25 | 2025-26 | 2026-27 | 2027-28 | 2028-29 | 2029-30 | 2030-31 | 2031-32 | 2032-33 | 2033-34 | 2034-35 | 2035-36 | 2036-37 | 2037-38 | 2038-39 | 2039-40 | 2040-41 | 2041-42 | 2042-43 | 2043-44 | 2044-45 | 2045-46 | 2046-47 | 2047-48 | 2048-49 | 2049-50
TAS1 | Grid Battery pump | 0 | 0 | 0 | 0 | 0 | 0 | 0 | 0 | 0 | 0 | 0 | 0 | 0 | 0 | 0 | 0 | 0 | 0 | 0 | 0 | 0 | 0 | 0 | 0 | 0 | 0 | 0 | 0 | 0
TAS1 | Pumped Hydro Pump | 0 | 0 | 0 | 0 | 0 | 0 | 0 | 0 | 0 | 0 | 0 | 0 | 0 | 0 | 0 | 0 | 0 | 0 | 0 | 0 | 0 | 0 | 0 | 0 | 0 | 0 | 0 | 0 | 0
TAS1 | VPP pump | 0.00052507 | 0.0013852 | 0.0011964 | 0.0013981 | 0.0026275 | 0.0040936 | 0.0068162 | 0.0092398 | 0.014202 | 0.016497 | 0.020518 | 0.022633 | 0.024607 | 0.028621 | 0.027921 | 0.027427 | 0.022016 | 0.02062 | 0.0192 | 0.018317 | 0.018653 | 0.016995 | 0.015907 | 0.014813 | 0.015489 | 0.013462 | 0.014332 | 0.012487 | 0.010145

## Marinus_FOM Cost
FOM cost by technology ($000s) - Marinus Link, Slow Change Scenario
FOM | Real June 2020 dollars discounted to 1 July 2020. For new entrant capacity, the FOM is incurred annually in modelling. For existing capacity, FOM is considered to be a sunk cost, since the fixed retirement dates are assumed to be the same in the Base Case and the case with Marinus Link. As such, early retirements are presented as an annual FOM saving, or negative cost, that continues until the assumed fixed date retirement.
Explicitly modelled generation
Region | Technology | 2021-22 | 2022-23 | 2023-24 | 2024-25 | 2025-26 | 2026-27 | 2027-28 | 2028-29 | 2029-30 | 2030-31 | 2031-32 | 2032-33 | 2033-34 | 2034-35 | 2035-36 | 2036-37 | 2037-38 | 2038-39 | 2039-40 | 2040-41 | 2041-42 | 2042-43 | 2043-44 | 2044-45 | 2045-46 | 2046-47 | 2047-48 | 2048-49 | 2049-50
NEM | Black Coal | 0 | 0 | 0 | -133121.1411 | -231123.7722 | -259108.6235 | -143660.7564 | -248542.605 | -285335.046 | -293770.1244 | 119456.6741 | 308874.913 | 119276.5136 | -184802.1183 | -49572.9847 | -30328.1686 | -3545.4517 | -3415.6568 | -3299.4603 | -3169.8239 | 290314.3469 | -2941.9838 | -9.5631e-05 | -4.277e-05 | -1.7531e-05 | 0 | 0 | 0 | 0
NEM | Brown Coal | 0 | 0 | 0 | -306962.5127 | -295724.9644 | -304964.8836 | -5555.3804 | -119336.7884 | -269978.556 | -224549.5325 | -180121.8388 | -137701.4716 | -132660.3775 | -127803.832 | -123456.1006 | -118605.4903 | 110187.3567 | 27078.8539 | -106335.6199 | -102157.6761 | -98417.7998 | -94814.8362 | -91589.3504 | -87990.79 | -84769.5473 | -81666.2306 | -78888.0431 | 0 | 0
NEM | CCGT | 2.7553e-05 | 2.6545e-05 | 2.6898e-05 | 2.6903e-05 | 2.5918e-05 | 2.4969e-05 | 2.412e-05 | 2.3172e-05 | 2.2324e-05 | 2.1507e-05 | 2.0775e-05 | 1.9959e-05 | 1.9228e-05 | 1.8524e-05 | 1.7894e-05 | 1.7191e-05 | 2.1215e-05 | 2.1575e-05 | 2.5742e-05 | 2.5396e-05 | 2.728e-05 | 2.7791e-05 | 3.2844e-05 | 3.1553e-05 | 3.4517e-05 | 3.6683e-05 | 3.7397e-05 | 4.1028e-05 | 3.9526e-05
NEM | Gas - Steam | 0 | 0 | 0 | 0 | 0 | 0 | 0 | 0 | 0 | 0 | 0 | 0 | 0 | 0 | 0 | 0 | 0 | 0 | 0 | 0 | 0 | 0 | 0 | 0 | 0 | 0 | 0 | 0 | 0
NEM | OCGT / Diesel | 0.00014401 | 0.00013874 | 0.00013402 | 0.00012875 | 0.00012404 | 0.0001195 | 0.00011543 | 0.0001109 | 0.00010684 | 0.00010293 | 9.9426e-05 | 9.5519e-05 | 9.2022e-05 | 8.8653e-05 | 8.6245e-05 | 8.5803e-05 | 8.6577e-05 | 8.3992e-05 | 0.0001392 | 0.00013373 | 0.00018286 | 0.00017617 | 0.00023362 | 1540.6008 | 1484.2012 | 3732.0379 | 3605.0785 | 8096.8942 | 7800.4761
NEM | Hydro | 0 | 0 | 0 | 0 | 0 | 0 | 0 | 0 | 0 | 0 | 0 | 0 | 0 | 0 | 0 | 0 | 0 | 0 | 0 | 0 | 0 | 0 | 0 | 0 | 0 | 0 | 0 | 0 | 0
NEM | Wind | 0.0031212 | 15773.1211 | 33690.118 | 63411.3467 | 78223.0239 | 94185.9801 | 108539.474 | 112814.62 | 111291.1176 | 109727.9716 | 132636.3607 | 129755.4184 | 127250.2739 | 124754.6475 | 122599.929 | 119790.1567 | 145449.9125 | 152585.2905 | 156863.8 | 160223.0948 | 185691.9938 | 215750.5407 | 220546.4767 | 211881.1709 | 219920.1608 | 230179.4401 | 244592.2206 | 245877.4506 | 245804.6823
NEM | Solar PV | 0.00023728 | 0.00038241 | 0.00041753 | 0.00047924 | 0.00047709 | 0.00095825 | 5995.9293 | 14841.685 | 24759.1034 | 33930.5 | 66868.3954 | 64241.1253 | 61889.3309 | 59623.6329 | 57595.3092 | 55332.3802 | 53306.725 | 51355.2265 | 49608.184 | 47659.0709 | 45914.3265 | 58494.8099 | 61380.6765 | 58969.0197 | 61070.1691 | 86796.4907 | 93724.059 | 95553.3864 | 104802.2489
NEM | Grid Battery | 0.0002736 | 0.00026358 | 0.00025461 | 0.00024461 | 0.00023566 | 0.00023008 | 0.00026194 | 0.00032533 | 0.00074121 | 0.00071987 | 0.00069538 | 0.00073145 | 0.00075443 | 0.00076449 | 0.0007564 | 0.00086721 | 3175.8685 | 3059.6036 | 4660.4752 | 4477.3647 | 16898.8948 | 18310.1702 | 19140.1206 | 29034.3287 | 29019.4334 | 28469.8589 | 27501.3488 | 31992.215 | 33296.1459
NEM | Pumped Hydro | 0 | 0 | 0.00033248 | 0.0003453 | 0.00035088 | 0.00036502 | 0.00035848 | 0.00038377 | 25199.0208 | 24276.5134 | 23450.6558 | 22529.2759 | 21704.5048 | 20909.9279 | 20198.5975 | 19404.9916 | 20929.5776 | 20874.8049 | 20894.7945 | 20073.8416 | 19800.9474 | 21561.4067 | 20827.9138 | 20009.5817 | 23445.9207 | 29749.6058 | 30858.5792 | 30962.0859 | 29828.5992
NEM | VPP | 0 | 0 | 0 | 0 | 0 | 0 | 0 | 0 | 0 | 0 | 0 | 0 | 0 | 0 | 0 | 0 | 0 | 0 | 0 | 0 | 0 | 0 | 0 | 0 | 0 | 0 | 0 | 0 | 0
Total excluding storage |  | 0.00353 | 15773.1216 | 33690.1186 | -376672.3064 | -448625.712 | -469887.5259 | -34680.7335 | -240223.0883 | -419263.3808 | -374661.1852 | 138839.5915 | 365169.9852 | 175755.741 | -128227.6698 | 7166.153 | 26188.8781 | 305398.5426 | 227603.7142 | 96836.904 | 102554.6658 | 423502.8675 | 176488.5308 | 190337.803 | 184400.0016 | 197704.9839 | 239041.7381 | 263033.315 | 349527.7314 | 358407.4074
Region | Technology | 2021-22 | 2022-23 | 2023-24 | 2024-25 | 2025-26 | 2026-27 | 2027-28 | 2028-29 | 2029-30 | 2030-31 | 2031-32 | 2032-33 | 2033-34 | 2034-35 | 2035-36 | 2036-37 | 2037-38 | 2038-39 | 2039-40 | 2040-41 | 2041-42 | 2042-43 | 2043-44 | 2044-45 | 2045-46 | 2046-47 | 2047-48 | 2048-49 | 2049-50
NSW1 | Black Coal | 0 | 0 | 0 | -34738.925 | -136343.2171 | -131351.8471 | -133031.8249 | -127804.9829 | -164238.4691 | -177106.7554 | -193956.6045 | 236652.872 | -87521.2915 | -84317.2366 | -0.0009829 | -0.00094428 | -0.00090971 | -0.00087641 | -0.00084659 | -0.00081333 | -0.00078356 | 0 | 0 | 0 | 0 | 0 | 0 | 0 | 0
NSW1 | Brown Coal | 0 | 0 | 0 | 0 | 0 | 0 | 0 | 0 | 0 | 0 | 0 | 0 | 0 | 0 | 0 | 0 | 0 | 0 | 0 | 0 | 0 | 0 | 0 | 0 | 0 | 0 | 0 | 0 | 0
NSW1 | CCGT | 6.3393e-06 | 6.1072e-06 | 5.8994e-06 | 5.6676e-06 | 5.4601e-06 | 5.2603e-06 | 5.0813e-06 | 4.8817e-06 | 4.703e-06 | 4.5308e-06 | 4.3767e-06 | 4.2047e-06 | 4.0508e-06 | 3.9025e-06 | 3.7697e-06 | 3.6216e-06 | 4.7364e-06 | 5.7001e-06 | 7.0668e-06 | 6.7892e-06 | 8.0637e-06 | 7.7685e-06 | 1.0558e-05 | 1.0144e-05 | 9.7723e-06 | 1.2845e-05 | 1.2408e-05 | 1.192e-05 | 1.1484e-05
NSW1 | Gas - Steam | 0 | 0 | 0 | 0 | 0 | 0 | 0 | 0 | 0 | 0 | 0 | 0 | 0 | 0 | 0 | 0 | 0 | 0 | 0 | 0 | 0 | 0 | 0 | 0 | 0 | 0 | 0 | 0 | 0
NSW1 | OCGT / Diesel | 2.9882e-05 | 2.8788e-05 | 2.7809e-05 | 2.6716e-05 | 2.5738e-05 | 2.4796e-05 | 2.3952e-05 | 2.3011e-05 | 2.2169e-05 | 2.1357e-05 | 2.0631e-05 | 1.982e-05 | 1.9095e-05 | 1.8396e-05 | 1.777e-05 | 1.7072e-05 | 1.7063e-05 | 1.7023e-05 | 2.5407e-05 | 2.4409e-05 | 4.8443e-05 | 4.667e-05 | 0.00010309 | 1540.5992 | 1484.1996 | 1429.8648 | 1381.2225 | 3085.1652 | 2972.2208
NSW1 | Hydro | 0 | 0 | 0 | 0 | 0 | 0 | 0 | 0 | 0 | 0 | 0 | 0 | 0 | 0 | 0 | 0 | 0 | 0 | 0 | 0 | 0 | 0 | 0 | 0 | 0 | 0 | 0 | 0 | 0
NSW1 | Wind | 0.00055966 | 15773.1186 | 30478.3758 | 43918.8299 | 56417.9338 | 68203.6169 | 72467.4193 | 71800.054 | 69171.5357 | 66639.2445 | 88630.7411 | 85148.4249 | 82031.238 | 79028.1677 | 76339.7252 | 73340.325 | 70655.4192 | 69569.7769 | 67203.0975 | 64562.6771 | 89506.0332 | 112330.6918 | 110571.5567 | 106227.1823 | 102338.3265 | 102769.151 | 101076.8311 | 97105.506 | 93550.5844
NSW1 | Solar PV | 5.6221e-05 | 0.00012684 | 0.00012615 | 0.00014214 | 0.00015232 | 0.00064139 | 5995.9289 | 14841.6847 | 24759.103 | 33930.4995 | 66868.3949 | 64241.1248 | 61889.3303 | 59623.6324 | 57595.3087 | 55332.3797 | 53306.7242 | 51355.2257 | 49608.1832 | 47659.0696 | 45914.3253 | 48997.7102 | 49030.9252 | 47104.4922 | 45634.1429 | 60815.2788 | 63288.1586 | 60801.5566 | 62456.7349
NSW1 | Grid Battery | 9.4693e-05 | 9.1226e-05 | 8.8123e-05 | 8.4661e-05 | 8.1561e-05 | 7.8575e-05 | 8.8665e-05 | 8.9165e-05 | 0.00043456 | 0.00041865 | 0.00040441 | 0.00040189 | 0.00038717 | 0.00037993 | 0.00037287 | 0.00036449 | 0.00035979 | 0.00035343 | 0.0003985 | 0.00038284 | 0.00071266 | 0.00068657 | 1017.189 | 2555.4411 | 3509.9077 | 3894.2079 | 3761.7317 | 3613.9327 | 3481.6307
NSW1 | Pumped Hydro | 0 | 0 | 9.7811e-05 | 0.00010148 | 9.7764e-05 | 0.00010029 | 9.6876e-05 | 9.7976e-05 | 25199.0205 | 24276.513 | 23450.6555 | 22529.2754 | 21704.5043 | 20909.9271 | 20198.5967 | 19404.9906 | 18694.596 | 18010.2081 | 17397.5227 | 16713.9712 | 16102.0918 | 15512.6125 | 14984.8923 | 14396.1335 | 13869.1075 | 13361.3752 | 12906.8374 | 12399.7257 | 11945.7859
NSW1 | VPP | 0 | 0 | 0 | 0 | 0 | 0 | 0 | 0 | 0 | 0 | 0 | 0 | 0 | 0 | 0 | 0 | 0 | 0 | 0 | 0 | 0 | 0 | 0 | 0 | 0 | 0 | 0 | 0 | 0
Total excluding storage |  | 0.0006521 | 15773.1187 | 30478.376 | 9179.9051 | -79925.2832 | -63148.2295 | -54568.4767 | -41163.2443 | -70307.8304 | -76537.0114 | -38457.4684 | 386042.4217 | 56399.2768 | 54334.5635 | 133935.033 | 128672.7038 | 123962.1425 | 120925.0017 | 116811.2798 | 112221.7459 | 135420.3578 | 161328.402 | 159602.4821 | 154872.2737 | 149456.669 | 165014.2946 | 165746.2122 | 160992.2278 | 158979.5401
Region | Technology | 2021-22 | 2022-23 | 2023-24 | 2024-25 | 2025-26 | 2026-27 | 2027-28 | 2028-29 | 2029-30 | 2030-31 | 2031-32 | 2032-33 | 2033-34 | 2034-35 | 2035-36 | 2036-37 | 2037-38 | 2038-39 | 2039-40 | 2040-41 | 2041-42 | 2042-43 | 2043-44 | 2044-45 | 2045-46 | 2046-47 | 2047-48 | 2048-49 | 2049-50
QLD1 | Black Coal | 0 | 0 | 0 | -98382.2161 | -94780.5551 | -127756.7764 | -10628.9315 | -120737.6221 | -121096.5769 | -116663.369 | 313413.2786 | 72222.0411 | 206797.8051 | -100484.8817 | -49572.9838 | -30328.1677 | -3545.4508 | -3415.6559 | -3299.4594 | -3169.8231 | 290314.3476 | -2941.9838 | -9.5631e-05 | -4.277e-05 | -1.7531e-05 | 0 | 0 | 0 | 0
QLD1 | Brown Coal | 0 | 0 | 0 | 0 | 0 | 0 | 0 | 0 | 0 | 0 | 0 | 0 | 0 | 0 | 0 | 0 | 0 | 0 | 0 | 0 | 0 | 0 | 0 | 0 | 0 | 0 | 0 | 0 | 0
QLD1 | CCGT | 6.7469e-06 | 6.4999e-06 | 6.2788e-06 | 7.0942e-06 | 6.8345e-06 | 6.5843e-06 | 6.3603e-06 | 6.1104e-06 | 5.8867e-06 | 5.6712e-06 | 5.4782e-06 | 5.263e-06 | 5.0703e-06 | 4.8847e-06 | 4.7185e-06 | 4.5331e-06 | 5.5438e-06 | 5.3408e-06 | 5.9741e-06 | 5.7394e-06 | 6.1471e-06 | 7.4314e-06 | 7.1786e-06 | 6.8965e-06 | 1.0762e-05 | 1.0368e-05 | 1.0016e-05 | 9.6222e-06 | 9.2699e-06
QLD1 | Gas - Steam | 0 | 0 | 0 | 0 | 0 | 0 | 0 | 0 | 0 | 0 | 0 | 0 | 0 | 0 | 0 | 0 | 0 | 0 | 0 | 0 | 0 | 0 | 0 | 0 | 0 | 0 | 0 | 0 | 0
QLD1 | OCGT / Diesel | 2.9812e-05 | 2.8721e-05 | 2.7744e-05 | 2.6654e-05 | 2.5678e-05 | 2.4738e-05 | 2.3896e-05 | 2.2958e-05 | 2.2117e-05 | 2.1307e-05 | 2.0583e-05 | 1.9774e-05 | 1.905e-05 | 1.8353e-05 | 1.7728e-05 | 1.7032e-05 | 1.816e-05 | 1.7495e-05 | 2.5035e-05 | 2.4051e-05 | 2.399e-05 | 2.3112e-05 | 2.2326e-05 | 2.1448e-05 | 5.0817e-05 | 2302.1716 | 2223.8545 | 4928.8604 | 4748.4205
QLD1 | Hydro | 0 | 0 | 0 | 0 | 0 | 0 | 0 | 0 | 0 | 0 | 0 | 0 | 0 | 0 | 0 | 0 | 0 | 0 | 0 | 0 | 0 | 0 | 0 | 0 | 0 | 0 | 0 | 0 | 0
QLD1 | Wind | 0.0014534 | 0.0014196 | 0.0014155 | 13318.1516 | 12830.5896 | 14421.0217 | 22087.8021 | 24874.197 | 23963.581 | 23086.3015 | 22300.9335 | 21424.7262 | 20640.3914 | 19884.7701 | 19208.3144 | 18453.6166 | 39600.0177 | 38150.3062 | 36852.479 | 38188.2902 | 40817.8222 | 48167.9809 | 52053.0201 | 50007.8485 | 50901.7715 | 58294.5982 | 56311.4866 | 54098.9992 | 56533.8047
QLD1 | Solar PV | 7.9589e-05 | 0.00011704 | 0.00012589 | 0.00013899 | 0.00013391 | 0.00013046 | 0.0001379 | 0.00018706 | 0.00027597 | 0.00026587 | 0.00025682 | 0.00024673 | 0.0002377 | 0.000229 | 0.00022121 | 0.00021252 | 0.00025449 | 0.00024518 | 0.00023684 | 0.0002382 | 0.00025285 | 9058.8354 | 9435.4445 | 9064.7244 | 12185.2281 | 22849.4216 | 22072.112 | 21204.8951 | 27009.6585
QLD1 | Grid Battery | 4.4836e-05 | 4.3194e-05 | 4.1725e-05 | 4.0086e-05 | 3.8618e-05 | 3.7204e-05 | 5.086e-05 | 0.00010291 | 9.9142e-05 | 9.5512e-05 | 9.2263e-05 | 9.8116e-05 | 0.00014429 | 0.00013901 | 0.00013428 | 0.000129 | 3175.8678 | 3059.6029 | 2955.5189 | 2839.3961 | 8885.394 | 10590.0344 | 10229.7743 | 13583.3922 | 13086.1196 | 12607.0517 | 12178.1751 | 11699.6926 | 13746.5097
QLD1 | Pumped Hydro | 0 | 0 | 4.3013e-05 | 5.0149e-05 | 5.186e-05 | 5.7714e-05 | 5.575e-05 | 8.1786e-05 | 7.8792e-05 | 7.5907e-05 | 7.3325e-05 | 7.0444e-05 | 8.3039e-05 | 7.9999e-05 | 7.7277e-05 | 7.4241e-05 | 0.0010056 | 0.00096883 | 0.00093587 | 0.0008991 | 350.0094 | 2822.5454 | 2726.5258 | 2619.4002 | 6211.7696 | 13146.3774 | 12699.1536 | 12200.2018 | 11753.5663
QLD1 | VPP | 0 | 0 | 0 | 0 | 0 | 0 | 0 | 0 | 0 | 0 | 0 | 0 | 0 | 0 | 0 | 0 | 0 | 0 | 0 | 0 | 0 | 0 | 0 | 0 | 0 | 0 | 0 | 0 | 0
Total excluding storage |  | 0.0015696 | 0.0015719 | 0.0015754 | -85064.0643 | -81949.9654 | -113335.7545 | 11458.8707 | -95863.4249 | -97132.9956 | -93577.0672 | 335714.2124 | 93646.7676 | 227438.1968 | -80600.1113 | -30364.6692 | -11874.5508 | 36054.5672 | 34734.6505 | 33553.0198 | 35018.4674 | 331132.1701 | 54284.8324 | 61488.4646 | 59072.5729 | 63086.9996 | 83446.1914 | 80607.4532 | 80232.7547 | 88291.8837
Region | Technology | 2021-22 | 2022-23 | 2023-24 | 2024-25 | 2025-26 | 2026-27 | 2027-28 | 2028-29 | 2029-30 | 2030-31 | 2031-32 | 2032-33 | 2033-34 | 2034-35 | 2035-36 | 2036-37 | 2037-38 | 2038-39 | 2039-40 | 2040-41 | 2041-42 | 2042-43 | 2043-44 | 2044-45 | 2045-46 | 2046-47 | 2047-48 | 2048-49 | 2049-50
VIC1 | Black Coal | 0 | 0 | 0 | 0 | 0 | 0 | 0 | 0 | 0 | 0 | 0 | 0 | 0 | 0 | 0 | 0 | 0 | 0 | 0 | 0 | 0 | 0 | 0 | 0 | 0 | 0 | 0 | 0 | 0
VIC1 | Brown Coal | 0 | 0 | 0 | -306962.5127 | -295724.9644 | -304964.8836 | -5555.3804 | -119336.7884 | -269978.556 | -224549.5325 | -180121.8388 | -137701.4716 | -132660.3775 | -127803.832 | -123456.1006 | -118605.4903 | 110187.3567 | 27078.8539 | -106335.6199 | -102157.6761 | -98417.7998 | -94814.8362 | -91589.3504 | -87990.79 | -84769.5473 | -81666.2306 | -78888.0431 | 0 | 0
VIC1 | CCGT | 5.0346e-06 | 4.8502e-06 | 4.6852e-06 | 4.5012e-06 | 4.3364e-06 | 4.1776e-06 | 4.0355e-06 | 3.877e-06 | 3.735e-06 | 3.5983e-06 | 3.4759e-06 | 3.3393e-06 | 3.2171e-06 | 3.0993e-06 | 2.9939e-06 | 2.8762e-06 | 3.7602e-06 | 3.6226e-06 | 4.6272e-06 | 5.1108e-06 | 4.9237e-06 | 4.7435e-06 | 5.5285e-06 | 5.3113e-06 | 5.1169e-06 | 4.9296e-06 | 6.2662e-06 | 8.0136e-06 | 7.7202e-06
VIC1 | Gas - Steam | 0 | 0 | 0 | 0 | 0 | 0 | 0 | 0 | 0 | 0 | 0 | 0 | 0 | 0 | 0 | 0 | 0 | 0 | 0 | 0 | 0 | 0 | 0 | 0 | 0 | 0 | 0 | 0 | 0
VIC1 | OCGT / Diesel | 2.7929e-05 | 2.6907e-05 | 2.5991e-05 | 2.497e-05 | 2.4056e-05 | 2.3175e-05 | 2.2387e-05 | 2.1507e-05 | 2.072e-05 | 1.9961e-05 | 1.9282e-05 | 1.8525e-05 | 1.7847e-05 | 1.7193e-05 | 1.6608e-05 | 1.655e-05 | 1.5944e-05 | 1.5361e-05 | 3.0574e-05 | 2.9372e-05 | 4.1221e-05 | 3.9712e-05 | 3.8361e-05 | 6.245e-05 | 6.0164e-05 | 5.7961e-05 | 5.5989e-05 | 5.9533e-05 | 5.7353e-05
VIC1 | Hydro | 0 | 0 | 0 | 0 | 0 | 0 | 0 | 0 | 0 | 0 | 0 | 0 | 0 | 0 | 0 | 0 | 0 | 0 | 0 | 0 | 0 | 0 | 0 | 0 | 0 | 0 | 0 | 0 | 0
VIC1 | Wind | 0.00032062 | 0.00031455 | 0.00030646 | 0.00037545 | 0.00036171 | 0.00034847 | 0.00033661 | 0.00033044 | 0.00031834 | 0.00030884 | 0.00029834 | 0.00029421 | 0.00028344 | 0.00030839 | 0.00029942 | 0.00033738 | 0.00050326 | 0.00075639 | 0.00086414 | 2940.0251 | 2832.3941 | 3147.1596 | 7589.7296 | 7291.5279 | 20095.6579 | 19359.979 | 39140.8197 | 48498.2685 | 49587.6275
VIC1 | Solar PV | 2.1321e-05 | 2.447e-05 | 2.5356e-05 | 4.7156e-05 | 4.543e-05 | 4.3766e-05 | 4.2278e-05 | 4.0616e-05 | 4.395e-05 | 4.8573e-05 | 4.6921e-05 | 5.5426e-05 | 5.7538e-05 | 5.5432e-05 | 5.3546e-05 | 5.7317e-05 | 8.0245e-05 | 9.4457e-05 | 0.00010274 | 0.00012711 | 0.00012246 | 0.00017947 | 0.00024037 | 0.00023092 | 0.0002377 | 0.00031963 | 2345.2446 | 6484.1365 | 8531.6183
VIC1 | Grid Battery | 4.3527e-05 | 4.1933e-05 | 4.0507e-05 | 3.8915e-05 | 3.749e-05 | 3.917e-05 | 4.2023e-05 | 4.4865e-05 | 6.9169e-05 | 6.799e-05 | 6.5677e-05 | 7.7285e-05 | 7.4455e-05 | 8.2337e-05 | 8.2739e-05 | 8.9861e-05 | 0.00010489 | 0.00012316 | 0.00092501 | 0.0011523 | 2914.2518 | 2807.5644 | 3147.7063 | 5873.9987 | 5658.9583 | 5451.7903 | 5266.327 | 10630.8107 | 10241.6288
VIC1 | Pumped Hydro | 0 | 0 | 4.3403e-05 | 5.1238e-05 | 5.8633e-05 | 6.0603e-05 | 5.8541e-05 | 5.6241e-05 | 5.4182e-05 | 5.2199e-05 | 5.0423e-05 | 5.5558e-05 | 5.3524e-05 | 5.7567e-05 | 5.5608e-05 | 5.567e-05 | 9.2137e-05 | 9.4671e-05 | 0.00079494 | 0.0076625 | 111.9851 | 107.8855 | 104.2153 | 100.1207 | 577.0596 | 555.9341 | 2658.0408 | 3676.2465 | 3541.6633
VIC1 | VPP | 0 | 0 | 0 | 0 | 0 | 0 | 0 | 0 | 0 | 0 | 0 | 0 | 0 | 0 | 0 | 0 | 0 | 0 | 0 | 0 | 0 | 0 | 0 | 0 | 0 | 0 | 0 | 0 | 0
Total excluding storage |  | 0.00037491 | 0.00037078 | 0.00036249 | -306962.5122 | -295724.9639 | -304964.8832 | -5555.38 | -119336.788 | -269978.5556 | -224549.5322 | -180121.8384 | -137701.4713 | -132660.3771 | -127803.8316 | -123456.1002 | -118605.4899 | 110187.3573 | 27078.8548 | -106335.6189 | -99217.6508 | -95585.4055 | -91667.6764 | -83999.6205 | -80699.2617 | -64673.8891 | -62306.2512 | -37401.9788 | 54982.405 | 58119.2458
Region | Technology | 2021-22 | 2022-23 | 2023-24 | 2024-25 | 2025-26 | 2026-27 | 2027-28 | 2028-29 | 2029-30 | 2030-31 | 2031-32 | 2032-33 | 2033-34 | 2034-35 | 2035-36 | 2036-37 | 2037-38 | 2038-39 | 2039-40 | 2040-41 | 2041-42 | 2042-43 | 2043-44 | 2044-45 | 2045-46 | 2046-47 | 2047-48 | 2048-49 | 2049-50
SA1 | Black Coal | 0 | 0 | 0 | 0 | 0 | 0 | 0 | 0 | 0 | 0 | 0 | 0 | 0 | 0 | 0 | 0 | 0 | 0 | 0 | 0 | 0 | 0 | 0 | 0 | 0 | 0 | 0 | 0 | 0
SA1 | Brown Coal | 0 | 0 | 0 | 0 | 0 | 0 | 0 | 0 | 0 | 0 | 0 | 0 | 0 | 0 | 0 | 0 | 0 | 0 | 0 | 0 | 0 | 0 | 0 | 0 | 0 | 0 | 0 | 0 | 0
SA1 | CCGT | 4.8981e-06 | 4.7188e-06 | 5.8143e-06 | 5.5859e-06 | 5.3814e-06 | 5.1844e-06 | 5.008e-06 | 4.8112e-06 | 4.6351e-06 | 4.4654e-06 | 4.3135e-06 | 4.144e-06 | 3.9923e-06 | 3.8462e-06 | 3.7153e-06 | 3.5694e-06 | 4.6785e-06 | 4.5072e-06 | 5.7513e-06 | 5.5254e-06 | 5.9958e-06 | 5.7763e-06 | 7.5776e-06 | 7.2799e-06 | 7.0134e-06 | 6.7566e-06 | 6.9842e-06 | 9.2435e-06 | 8.9051e-06
SA1 | Gas - Steam | 0 | 0 | 0 | 0 | 0 | 0 | 0 | 0 | 0 | 0 | 0 | 0 | 0 | 0 | 0 | 0 | 0 | 0 | 0 | 0 | 0 | 0 | 0 | 0 | 0 | 0 | 0 | 0 | 0
SA1 | OCGT / Diesel | 2.8077e-05 | 2.705e-05 | 2.6129e-05 | 2.5103e-05 | 2.4184e-05 | 2.3298e-05 | 2.2506e-05 | 2.1622e-05 | 2.083e-05 | 2.0068e-05 | 1.9385e-05 | 1.8623e-05 | 1.7941e-05 | 1.7285e-05 | 1.7305e-05 | 1.8976e-05 | 1.9829e-05 | 1.9103e-05 | 3.7839e-05 | 3.6352e-05 | 5.0383e-05 | 4.8538e-05 | 5.2325e-05 | 0.00153 | 0.001474 | 0.0014201 | 0.0013718 | 82.8685 | 79.8348
SA1 | Hydro | 0 | 0 | 0 | 0 | 0 | 0 | 0 | 0 | 0 | 0 | 0 | 0 | 0 | 0 | 0 | 0 | 0 | 0 | 0 | 0 | 0 | 0 | 0 | 0 | 0 | 0 | 0 | 0 | 0
SA1 | Wind | 0.00053124 | 0.0005118 | 0.00064924 | 0.00064503 | 0.00062141 | 0.00059867 | 0.0005783 | 0.00057854 | 0.00055736 | 0.00053696 | 0.00051869 | 0.00051801 | 0.00049904 | 0.00055351 | 0.00055144 | 0.0008258 | 6303.456 | 15190.136 | 22322.8185 | 23485.0936 | 22625.3311 | 23289.2816 | 22497.0093 | 21613.0992 | 20821.8683 | 24936.3125 | 24088.0095 | 23141.5878 | 23942.7918
SA1 | Solar PV | 7.1185e-05 | 0.00010118 | 0.00012013 | 0.00012949 | 0.00012475 | 0.00012018 | 0.00011609 | 0.00011607 | 0.00012224 | 0.00013461 | 0.00013003 | 0.00015385 | 0.00015529 | 0.00016009 | 0.00015464 | 0.00017122 | 0.00039513 | 0.00038183 | 0.0003849 | 0.00077248 | 0.0007442 | 438.2641 | 2914.3064 | 2799.8028 | 3250.7978 | 3131.7898 | 6018.5438 | 7062.7982 | 6804.2372
SA1 | Grid Battery | 4.658e-05 | 4.4875e-05 | 4.3348e-05 | 4.1645e-05 | 4.012e-05 | 3.8652e-05 | 4.1914e-05 | 4.4836e-05 | 7.3479e-05 | 7.0789e-05 | 6.8381e-05 | 8.1016e-05 | 7.805e-05 | 8.687e-05 | 9.0686e-05 | 0.00020482 | 0.00023075 | 0.0002223 | 1704.9549 | 1637.967 | 5099.2482 | 4912.5706 | 4745.4509 | 7021.4966 | 6764.4476 | 6516.8089 | 6295.1149 | 6047.7788 | 5826.3765
SA1 | Pumped Hydro | 0 | 0 | 3.76e-05 | 3.6123e-05 | 3.4801e-05 | 3.3527e-05 | 3.2386e-05 | 3.1114e-05 | 2.9975e-05 | 2.8877e-05 | 2.7895e-05 | 3.1694e-05 | 3.0534e-05 | 3.1415e-05 | 3.2055e-05 | 4.2616e-05 | 5.1861e-05 | 4.9962e-05 | 6.8742e-05 | 6.6041e-05 | 7.1487e-05 | 6.887e-05 | 6.8084e-05 | 7.5981e-05 | 8.3637e-05 | 8.0575e-05 | 7.7834e-05 | 7.674e-05 | 7.393e-05
SA1 | VPP | 0 | 0 | 0 | 0 | 0 | 0 | 0 | 0 | 0 | 0 | 0 | 0 | 0 | 0 | 0 | 0 | 0 | 0 | 0 | 0 | 0 | 0 | 0 | 0 | 0 | 0 | 0 | 0 | 0
Total excluding storage |  | 0.0006354 | 0.00064474 | 0.00080132 | 0.0008052 | 0.00077573 | 0.00074733 | 0.00072191 | 0.00072104 | 0.00070507 | 0.0006961 | 0.00067242 | 0.00069463 | 0.00067627 | 0.00073472 | 0.0007271 | 0.0010196 | 6303.4564 | 15190.1364 | 22322.819 | 23485.0945 | 22625.3319 | 23727.5458 | 25411.3157 | 24412.9036 | 24072.6676 | 28068.1038 | 30106.5547 | 30287.2545 | 30826.8639
Region | Technology | 2021-22 | 2022-23 | 2023-24 | 2024-25 | 2025-26 | 2026-27 | 2027-28 | 2028-29 | 2029-30 | 2030-31 | 2031-32 | 2032-33 | 2033-34 | 2034-35 | 2035-36 | 2036-37 | 2037-38 | 2038-39 | 2039-40 | 2040-41 | 2041-42 | 2042-43 | 2043-44 | 2044-45 | 2045-46 | 2046-47 | 2047-48 | 2048-49 | 2049-50
TAS1 | Black Coal | 0 | 0 | 0 | 0 | 0 | 0 | 0 | 0 | 0 | 0 | 0 | 0 | 0 | 0 | 0 | 0 | 0 | 0 | 0 | 0 | 0 | 0 | 0 | 0 | 0 | 0 | 0 | 0 | 0
TAS1 | Brown Coal | 0 | 0 | 0 | 0 | 0 | 0 | 0 | 0 | 0 | 0 | 0 | 0 | 0 | 0 | 0 | 0 | 0 | 0 | 0 | 0 | 0 | 0 | 0 | 0 | 0 | 0 | 0 | 0 | 0
TAS1 | CCGT | 4.5346e-06 | 4.3686e-06 | 4.22e-06 | 4.0542e-06 | 3.9057e-06 | 3.7628e-06 | 3.6347e-06 | 3.4919e-06 | 3.3641e-06 | 3.2409e-06 | 3.1307e-06 | 3.0077e-06 | 2.8976e-06 | 2.7915e-06 | 2.6965e-06 | 2.5906e-06 | 2.4958e-06 | 2.4044e-06 | 2.3226e-06 | 2.2313e-06 | 2.1496e-06 | 2.071e-06 | 2.0005e-06 | 1.9219e-06 | 1.8515e-06 | 1.7838e-06 | 1.7231e-06 | 2.2284e-06 | 2.1469e-06
TAS1 | Gas - Steam | 0 | 0 | 0 | 0 | 0 | 0 | 0 | 0 | 0 | 0 | 0 | 0 | 0 | 0 | 0 | 0 | 0 | 0 | 0 | 0 | 0 | 0 | 0 | 0 | 0 | 0 | 0 | 0 | 0
TAS1 | OCGT / Diesel | 2.8309e-05 | 2.7273e-05 | 2.6345e-05 | 2.531e-05 | 2.4384e-05 | 2.3491e-05 | 2.2692e-05 | 2.18e-05 | 2.1002e-05 | 2.0233e-05 | 1.9545e-05 | 1.8777e-05 | 1.809e-05 | 1.7427e-05 | 1.6835e-05 | 1.6173e-05 | 1.5581e-05 | 1.5011e-05 | 2.0342e-05 | 1.9543e-05 | 1.8828e-05 | 1.8138e-05 | 1.7521e-05 | 1.6833e-05 | 1.6217e-05 | 1.6048e-05 | 1.6027e-05 | 1.966e-05 | 1.8941e-05
TAS1 | Hydro | 0 | 0 | 0 | 0 | 0 | 0 | 0 | 0 | 0 | 0 | 0 | 0 | 0 | 0 | 0 | 0 | 0 | 0 | 0 | 0 | 0 | 0 | 0 | 0 | 0 | 0 | 0 | 0 | 0
TAS1 | Wind | 0.00025621 | 0.00025076 | 3211.7398 | 6174.3641 | 8974.4996 | 11561.3406 | 13984.2517 | 16140.3681 | 18156.0001 | 20002.4248 | 21704.6852 | 23182.2664 | 24578.6437 | 25841.7088 | 27051.8886 | 27996.2139 | 28891.0191 | 29675.0707 | 30485.4042 | 31047.0087 | 29910.4131 | 28815.4269 | 27835.161 | 26741.513 | 25762.5367 | 24819.3995 | 23975.0736 | 23033.0891 | 22189.8739
TAS1 | Solar PV | 8.9625e-06 | 1.2883e-05 | 1.9996e-05 | 2.1468e-05 | 2.0682e-05 | 2.2462e-05 | 2.3951e-05 | 2.301e-05 | 2.6055e-05 | 3.1144e-05 | 4.2053e-05 | 5.4054e-05 | 6.4318e-05 | 6.1964e-05 | 6.5317e-05 | 6.275e-05 | 0.00010153 | 9.7813e-05 | 9.4485e-05 | 0.00010198 | 9.8248e-05 | 9.4652e-05 | 9.1432e-05 | 8.7839e-05 | 8.4624e-05 | 8.1526e-05 | 7.8752e-05 | 7.5658e-05 | 7.2888e-05
TAS1 | Grid Battery | 4.3962e-05 | 4.2352e-05 | 4.0911e-05 | 3.9304e-05 | 3.7865e-05 | 3.6479e-05 | 3.8481e-05 | 4.3558e-05 | 6.4866e-05 | 6.693e-05 | 6.4653e-05 | 7.3142e-05 | 7.0464e-05 | 7.6346e-05 | 7.5819e-05 | 7.9041e-05 | 7.9568e-05 | 7.8903e-05 | 0.00010507 | 0.00010094 | 0.00012523 | 0.00012065 | 0.00011654 | 0.00011196 | 0.00010961 | 0.00011664 | 0.00011917 | 0.0001479 | 0.00014354
TAS1 | Pumped Hydro | 0 | 0 | 0.00011065 | 0.00010631 | 0.00010782 | 0.00011289 | 0.00011492 | 0.00011666 | 0.00015878 | 0.00016842 | 0.00016269 | 0.00030934 | 0.00029802 | 0.00062449 | 0.00060325 | 0.00080854 | 2234.9804 | 2864.5957 | 3497.27 | 3359.8617 | 3236.861 | 3118.3632 | 3012.2803 | 2893.9273 | 2787.9839 | 2685.919 | 2594.5473 | 2685.9119 | 2587.5837
TAS1 | VPP | 0 | 0 | 0 | 0 | 0 | 0 | 0 | 0 | 0 | 0 | 0 | 0 | 0 | 0 | 0 | 0 | 0 | 0 | 0 | 0 | 0 | 0 | 0 | 0 | 0 | 0 | 0 | 0 | 0
Total excluding storage |  | 0.00029801 | 0.00029529 | 3211.7399 | 6174.3642 | 8974.4996 | 11561.3406 | 13984.2518 | 16140.3682 | 18156.0001 | 20002.4249 | 21704.6853 | 23182.2665 | 24578.6438 | 25841.7089 | 27051.8886 | 27996.214 | 28891.0192 | 29675.0708 | 30485.4043 | 31047.0089 | 29910.4132 | 28815.427 | 27835.1611 | 26741.5131 | 25762.5368 | 24819.3996 | 23975.0737 | 23033.0892 | 22189.874

## Marinus_Fuel Cost
Fuel cost by technology ($000s) - Marinus Link, Slow Change Scenario
Fuel | Real June 2020 dollars discounted to 1 July 2020
Explicitly modelled generation
Region | Technology | 2021-22 | 2022-23 | 2023-24 | 2024-25 | 2025-26 | 2026-27 | 2027-28 | 2028-29 | 2029-30 | 2030-31 | 2031-32 | 2032-33 | 2033-34 | 2034-35 | 2035-36 | 2036-37 | 2037-38 | 2038-39 | 2039-40 | 2040-41 | 2041-42 | 2042-43 | 2043-44 | 2044-45 | 2045-46 | 2046-47 | 2047-48 | 2048-49 | 2049-50
NEM | Black Coal | 1579899.1433 | 1399117.184 | 1333581.6652 | 1270404.3473 | 1221699.6532 | 1070190.0176 | 950613.5886 | 953167.6047 | 617796.0339 | 527733.096 | 364469.0684 | 373715.9109 | 392256.3164 | 354367.4032 | 313339.7928 | 324571.5076 | 319612.4775 | 308375.3477 | 279854.3977 | 250533.362 | 229486.6019 | 160745.9074 | 122917.5649 | 93659.2802 | 76221.8594 | 50817.4152 | 46396.6565 | 42133.126 | 38073.209
NEM | Brown Coal | 205789.7949 | 176399.2399 | 187236.9341 | 101410.2159 | 101068.4971 | 87717.0222 | 63747.5334 | 68652.7778 | 61972.3709 | 63757.6439 | 55992.7383 | 55844.7396 | 56129.927 | 51921.6829 | 50835.4672 | 48374.0472 | 43321.5718 | 45620.1156 | 40736.538 | 35579.2535 | 38885.9341 | 38650.4783 | 35081.2415 | 34489.5841 | 31961.4373 | 32420.9692 | 11799.0671 | 0 | 0
NEM | CCGT | 203163.096 | 201900.8331 | 155430.8732 | 159356.7699 | 157467.3569 | 163653.9652 | 143390.0261 | 187855.6222 | 119709.7591 | 123888.7993 | 131377.9486 | 133499.7273 | 122827.1798 | 110738.6149 | 107125.2305 | 100840.7626 | 80822.9335 | 88480.0296 | 109841.3118 | 130910.5212 | 102277.3724 | 138549.849 | 104521.384 | 96401.711 | 58479.1801 | 46145.4663 | 44991.6824 | 43672.1066 | 42514.9584
NEM | Gas - Steam | 90124.4016 | 91789.7246 | 86344.2026 | 15733.6814 | 14545.3947 | 15003.1017 | 13244.4031 | 15996.6001 | 11569.8327 | 11666.779 | 11895.2304 | 12131.5747 | 11189.761 | 10498.4511 | 4519.2846 | 4248.1891 | 4590.0886 | 3704.9999 | 3075.7068 | 2998.95 | 2910.4572 | 3050.3952 | 4762.7125 | 3927.6315 | 5392.5725 | 0 | 0 | 0 | 0
NEM | OCGT / Diesel | 2150.4647 | 1288.8003 | 6374.8815 | 5873.0882 | 1555.711 | 6354.6547 | 2484.2968 | 18082.8549 | 447.3485 | 197.1779 | 338.0632 | 5059.6155 | 2608.986 | 909.0016 | 4682.4731 | 4262.4644 | 11895.7354 | 6243.3784 | 20515.6986 | 27254.3617 | 21597.5563 | 16404.1718 | 76478.6505 | 42070.3705 | 65844.7319 | 73379.5188 | 132037.2773 | 185845.827 | 182147.65
NEM | Hydro | 0 | 0 | 0 | 0 | 0 | 0 | 0 | 0 | 0 | 0 | 0 | 0 | 0 | 0 | 0 | 0 | 0 | 0 | 0 | 0 | 0 | 0 | 0 | 0 | 0 | 0 | 0 | 0 | 0
NEM | Wind | 0 | 0 | 0 | 0 | 0 | 0 | 0 | 0 | 0 | 0 | 0 | 0 | 0 | 0 | 0 | 0 | 0 | 0 | 0 | 0 | 0 | 0 | 0 | 0 | 0 | 0 | 0 | 0 | 0
NEM | Solar PV | 0 | 0 | 0 | 0 | 0 | 0 | 0 | 0 | 0 | 0 | 0 | 0 | 0 | 0 | 0 | 0 | 0 | 0 | 0 | 0 | 0 | 0 | 0 | 0 | 0 | 0 | 0 | 0 | 0
NEM | Grid Battery | 0 | 0 | 0 | 0 | 0 | 0 | 0 | 0 | 0 | 0 | 0 | 0 | 0 | 0 | 0 | 0 | 0 | 0 | 0 | 0 | 0 | 0 | 0 | 0 | 0 | 0 | 0 | 0 | 0
NEM | Pumped Hydro | 0 | 0 | 0 | 0 | 0 | 0 | 0 | 0 | 0 | 0 | 0 | 0 | 0 | 0 | 0 | 0 | 0 | 0 | 0 | 0 | 0 | 0 | 0 | 0 | 0 | 0 | 0 | 0 | 0
NEM | VPP | 0 | 0 | 0 | 0 | 0 | 0 | 0 | 0 | 0 | 0 | 0 | 0 | 0 | 0 | 0 | 0 | 0 | 0 | 0 | 0 | 0 | 0 | 0 | 0 | 0 | 0 | 0 | 0 | 0
Total excluding storage |  | 2081126.9005 | 1870495.7819 | 1768968.5566 | 1552778.1028 | 1496336.6129 | 1342918.7614 | 1173479.848 | 1243755.4596 | 811495.3452 | 727243.496 | 564073.0489 | 580251.5681 | 585012.1702 | 528435.1537 | 480502.2481 | 482296.9708 | 460242.8068 | 452423.8713 | 454023.6528 | 447276.4484 | 395157.9219 | 357400.8017 | 343761.5534 | 270548.5773 | 237899.7812 | 202763.3695 | 235224.6832 | 271651.0595 | 262735.8175
Region | Technology | 2021-22 | 2022-23 | 2023-24 | 2024-25 | 2025-26 | 2026-27 | 2027-28 | 2028-29 | 2029-30 | 2030-31 | 2031-32 | 2032-33 | 2033-34 | 2034-35 | 2035-36 | 2036-37 | 2037-38 | 2038-39 | 2039-40 | 2040-41 | 2041-42 | 2042-43 | 2043-44 | 2044-45 | 2045-46 | 2046-47 | 2047-48 | 2048-49 | 2049-50
NSW1 | Black Coal | 826738.417 | 732632.77 | 643126.3273 | 718076.9344 | 651433.8079 | 593040.5063 | 514046.0348 | 551908.0632 | 272706.6091 | 206465.5229 | 96558.7365 | 86706.8571 | 115030.3549 | 95473.3179 | 73124.9417 | 93572.933 | 101320.7242 | 97015.432 | 88753.252 | 70325.3346 | 60282.0155 | 0 | 0 | 0 | 0 | 0 | 0 | 0 | 0
NSW1 | Brown Coal | 0 | 0 | 0 | 0 | 0 | 0 | 0 | 0 | 0 | 0 | 0 | 0 | 0 | 0 | 0 | 0 | 0 | 0 | 0 | 0 | 0 | 0 | 0 | 0 | 0 | 0 | 0 | 0 | 0
NSW1 | CCGT | 2480.8385 | 2468.5555 | 7330.7273 | 4635.5879 | 4425.7319 | 4321.8424 | 4233.6259 | 4107.1572 | 3898.5524 | 3825.3315 | 3733.4111 | 3635.7252 | 3544.3548 | 3415.3162 | 3372.7293 | 3185.3533 | 3123.9682 | 9283.1675 | 23982.0325 | 41201.6024 | 23568.7815 | 41706.2106 | 65.6524 | 0.00052706 | 0.00052252 | 0.00067131 | 0.00067256 | 0.0006499 | 0.00061303
NSW1 | Gas - Steam | 0 | 0 | 0 | 0 | 0 | 0 | 0 | 0 | 0 | 0 | 0 | 0 | 0 | 0 | 0 | 0 | 0 | 0 | 0 | 0 | 0 | 0 | 0 | 0 | 0 | 0 | 0 | 0 | 0
NSW1 | OCGT / Diesel | 0.00044019 | 0.00043126 | 376.107 | 3137.0647 | 599.6753 | 1667.0058 | 543.8156 | 766.2141 | 0.0004663 | 0.00046674 | 0.00043988 | 1319.3046 | 145.9425 | 283.2545 | 816.5454 | 341.1802 | 1512.7728 | 349.4345 | 4046.1784 | 5129.6167 | 2765.9194 | 3464.1766 | 31663.6153 | 19297.4813 | 26832.9164 | 17205.5174 | 72092.4267 | 87536.3491 | 111274.809
NSW1 | Hydro | 0 | 0 | 0 | 0 | 0 | 0 | 0 | 0 | 0 | 0 | 0 | 0 | 0 | 0 | 0 | 0 | 0 | 0 | 0 | 0 | 0 | 0 | 0 | 0 | 0 | 0 | 0 | 0 | 0
NSW1 | Wind | 0 | 0 | 0 | 0 | 0 | 0 | 0 | 0 | 0 | 0 | 0 | 0 | 0 | 0 | 0 | 0 | 0 | 0 | 0 | 0 | 0 | 0 | 0 | 0 | 0 | 0 | 0 | 0 | 0
NSW1 | Solar PV | 0 | 0 | 0 | 0 | 0 | 0 | 0 | 0 | 0 | 0 | 0 | 0 | 0 | 0 | 0 | 0 | 0 | 0 | 0 | 0 | 0 | 0 | 0 | 0 | 0 | 0 | 0 | 0 | 0
NSW1 | Grid Battery | 0 | 0 | 0 | 0 | 0 | 0 | 0 | 0 | 0 | 0 | 0 | 0 | 0 | 0 | 0 | 0 | 0 | 0 | 0 | 0 | 0 | 0 | 0 | 0 | 0 | 0 | 0 | 0 | 0
NSW1 | Pumped Hydro | 0 | 0 | 0 | 0 | 0 | 0 | 0 | 0 | 0 | 0 | 0 | 0 | 0 | 0 | 0 | 0 | 0 | 0 | 0 | 0 | 0 | 0 | 0 | 0 | 0 | 0 | 0 | 0 | 0
NSW1 | VPP | 0 | 0 | 0 | 0 | 0 | 0 | 0 | 0 | 0 | 0 | 0 | 0 | 0 | 0 | 0 | 0 | 0 | 0 | 0 | 0 | 0 | 0 | 0 | 0 | 0 | 0 | 0 | 0 | 0
Total excluding storage |  | 829219.256 | 735101.326 | 650833.1617 | 725849.587 | 656459.2151 | 599029.3545 | 518823.4763 | 556781.4345 | 276605.1619 | 210290.8549 | 100292.148 | 91661.8868 | 118720.6522 | 99171.8886 | 77314.2164 | 97099.4665 | 105957.4652 | 106648.034 | 116781.4628 | 116656.5537 | 86616.7165 | 45170.3872 | 31729.2678 | 19297.4818 | 26832.9169 | 17205.5181 | 72092.4274 | 87536.3497 | 111274.8096
Region | Technology | 2021-22 | 2022-23 | 2023-24 | 2024-25 | 2025-26 | 2026-27 | 2027-28 | 2028-29 | 2029-30 | 2030-31 | 2031-32 | 2032-33 | 2033-34 | 2034-35 | 2035-36 | 2036-37 | 2037-38 | 2038-39 | 2039-40 | 2040-41 | 2041-42 | 2042-43 | 2043-44 | 2044-45 | 2045-46 | 2046-47 | 2047-48 | 2048-49 | 2049-50
QLD1 | Black Coal | 753160.7263 | 666484.414 | 690455.3379 | 552327.4129 | 570265.8453 | 477149.5113 | 436567.5538 | 401259.5414 | 345089.4248 | 321267.5731 | 267910.3319 | 287009.0539 | 277225.9616 | 258894.0853 | 240214.8511 | 230998.5746 | 218291.7533 | 211359.9157 | 191101.1457 | 180208.0274 | 169204.5864 | 160745.9074 | 122917.5649 | 93659.2802 | 76221.8594 | 50817.4152 | 46396.6565 | 42133.126 | 38073.209
QLD1 | Brown Coal | 0 | 0 | 0 | 0 | 0 | 0 | 0 | 0 | 0 | 0 | 0 | 0 | 0 | 0 | 0 | 0 | 0 | 0 | 0 | 0 | 0 | 0 | 0 | 0 | 0 | 0 | 0 | 0 | 0
QLD1 | CCGT | 99873.8648 | 100156.4049 | 110068.9731 | 118903.1813 | 118756.8123 | 126033.1181 | 106968.4395 | 152464.1043 | 85665.5741 | 90634.0511 | 98931.3648 | 101930.3355 | 91942.6843 | 80996.004 | 78158.9984 | 73153.3625 | 77698.9645 | 79196.8613 | 85859.2783 | 89708.9178 | 78708.5898 | 96843.6374 | 104455.7304 | 96401.7094 | 58479.1785 | 46145.4645 | 44991.6805 | 43672.1045 | 42514.9565
QLD1 | Gas - Steam | 2551.867 | 2563.7765 | 5130.1585 | 5465.2485 | 5645.5385 | 5411.611 | 4673.606 | 7528.365 | 3973.2695 | 4272.0725 | 4543.9275 | 4458.1265 | 4138.22 | 3810.395 | 3610.2585 | 3417.8018 | 3287.615 | 3171.435 | 3075.7068 | 2998.95 | 2910.4572 | 3050.3952 | 4762.7125 | 3927.6315 | 5392.5725 | 0 | 0 | 0 | 0
QLD1 | OCGT / Diesel | 0.00077466 | 0.00076115 | 0.00076558 | 1501.3291 | 463.675 | 2881.5096 | 1385.8078 | 16498.4384 | 447.2852 | 130.2272 | 249.5913 | 2671.2245 | 2253.8546 | 453.2763 | 1478.3403 | 1622.8843 | 4209.526 | 1886.3429 | 7299.2983 | 2596.2405 | 6259.0163 | 4568.6898 | 10949.3438 | 16080.5309 | 32976.8968 | 51282.9046 | 52479.1652 | 80927.2066 | 57095.835
QLD1 | Hydro | 0 | 0 | 0 | 0 | 0 | 0 | 0 | 0 | 0 | 0 | 0 | 0 | 0 | 0 | 0 | 0 | 0 | 0 | 0 | 0 | 0 | 0 | 0 | 0 | 0 | 0 | 0 | 0 | 0
QLD1 | Wind | 0 | 0 | 0 | 0 | 0 | 0 | 0 | 0 | 0 | 0 | 0 | 0 | 0 | 0 | 0 | 0 | 0 | 0 | 0 | 0 | 0 | 0 | 0 | 0 | 0 | 0 | 0 | 0 | 0
QLD1 | Solar PV | 0 | 0 | 0 | 0 | 0 | 0 | 0 | 0 | 0 | 0 | 0 | 0 | 0 | 0 | 0 | 0 | 0 | 0 | 0 | 0 | 0 | 0 | 0 | 0 | 0 | 0 | 0 | 0 | 0
QLD1 | Grid Battery | 0 | 0 | 0 | 0 | 0 | 0 | 0 | 0 | 0 | 0 | 0 | 0 | 0 | 0 | 0 | 0 | 0 | 0 | 0 | 0 | 0 | 0 | 0 | 0 | 0 | 0 | 0 | 0 | 0
QLD1 | Pumped Hydro | 0 | 0 | 0 | 0 | 0 | 0 | 0 | 0 | 0 | 0 | 0 | 0 | 0 | 0 | 0 | 0 | 0 | 0 | 0 | 0 | 0 | 0 | 0 | 0 | 0 | 0 | 0 | 0 | 0
QLD1 | VPP | 0 | 0 | 0 | 0 | 0 | 0 | 0 | 0 | 0 | 0 | 0 | 0 | 0 | 0 | 0 | 0 | 0 | 0 | 0 | 0 | 0 | 0 | 0 | 0 | 0 | 0 | 0 | 0 | 0
Total excluding storage |  | 855586.4589 | 769204.5962 | 805654.4703 | 678197.1718 | 695131.8711 | 611475.75 | 549595.4071 | 577750.4491 | 435175.5536 | 416303.9238 | 371635.2155 | 396068.7404 | 375560.7204 | 344153.7605 | 323462.4483 | 309192.6232 | 303487.8588 | 295614.5549 | 287335.4291 | 275512.1357 | 257082.6497 | 265208.6298 | 243085.3516 | 210069.1519 | 173070.5072 | 148245.7843 | 143867.5022 | 166732.437 | 137684.0004
Region | Technology | 2021-22 | 2022-23 | 2023-24 | 2024-25 | 2025-26 | 2026-27 | 2027-28 | 2028-29 | 2029-30 | 2030-31 | 2031-32 | 2032-33 | 2033-34 | 2034-35 | 2035-36 | 2036-37 | 2037-38 | 2038-39 | 2039-40 | 2040-41 | 2041-42 | 2042-43 | 2043-44 | 2044-45 | 2045-46 | 2046-47 | 2047-48 | 2048-49 | 2049-50
VIC1 | Black Coal | 0 | 0 | 0 | 0 | 0 | 0 | 0 | 0 | 0 | 0 | 0 | 0 | 0 | 0 | 0 | 0 | 0 | 0 | 0 | 0 | 0 | 0 | 0 | 0 | 0 | 0 | 0 | 0 | 0
VIC1 | Brown Coal | 205789.7949 | 176399.2399 | 187236.9341 | 101410.2159 | 101068.4971 | 87717.0222 | 63747.5334 | 68652.7778 | 61972.3709 | 63757.6439 | 55992.7383 | 55844.7396 | 56129.927 | 51921.6829 | 50835.4672 | 48374.0472 | 43321.5718 | 45620.1156 | 40736.538 | 35579.2535 | 38885.9341 | 38650.4783 | 35081.2415 | 34489.5841 | 31961.4373 | 32420.9692 | 11799.0671 | 0 | 0
VIC1 | CCGT | 0.00021375 | 0.00021932 | 0.00022736 | 0.00026676 | 0.00026912 | 0.00025905 | 0.00025513 | 0.00025052 | 0.00024378 | 0.0002404 | 0.00023387 | 0.00024612 | 0.00024036 | 0.00025069 | 0.00024271 | 0.00023951 | 0.00028714 | 0.00029263 | 0.00034585 | 0.00037085 | 0.00037408 | 0.00036552 | 0.00041879 | 0.00038068 | 0.00037498 | 0.00038621 | 0.00046574 | 0.00056818 | 0.0005476
VIC1 | Gas - Steam | 164.5116 | 7.4466e-05 | 382.4741 | 1259.217 | 272.8005 | 1273.8806 | 542.1902 | 612.3898 | 9.0258e-05 | 8.3422e-05 | 121.0832 | 670.8527 | 152.0253 | 88.7884 | 909.0261 | 830.3873 | 1302.4736 | 533.5649 | 0 | 0 | 0 | 0 | 0 | 0 | 0 | 0 | 0 | 0 | 0
VIC1 | OCGT / Diesel | 4.9843 | 0.00064159 | 205.0177 | 138.369 | 9.6727 | 480.6124 | 130.8142 | 0.00083682 | 0.00080218 | 0.00079457 | 0.00076504 | 359.2731 | 49.0207 | 0.00074275 | 450.7027 | 534.769 | 305.2183 | 117.4605 | 1058.0004 | 2150.2451 | 1905.2012 | 538.9522 | 1077.4259 | 3543.1523 | 2835.4012 | 1690.6144 | 1154.6752 | 5755.8164 | 4243.4233
VIC1 | Hydro | 0 | 0 | 0 | 0 | 0 | 0 | 0 | 0 | 0 | 0 | 0 | 0 | 0 | 0 | 0 | 0 | 0 | 0 | 0 | 0 | 0 | 0 | 0 | 0 | 0 | 0 | 0 | 0 | 0
VIC1 | Wind | 0 | 0 | 0 | 0 | 0 | 0 | 0 | 0 | 0 | 0 | 0 | 0 | 0 | 0 | 0 | 0 | 0 | 0 | 0 | 0 | 0 | 0 | 0 | 0 | 0 | 0 | 0 | 0 | 0
VIC1 | Solar PV | 0 | 0 | 0 | 0 | 0 | 0 | 0 | 0 | 0 | 0 | 0 | 0 | 0 | 0 | 0 | 0 | 0 | 0 | 0 | 0 | 0 | 0 | 0 | 0 | 0 | 0 | 0 | 0 | 0
VIC1 | Grid Battery | 0 | 0 | 0 | 0 | 0 | 0 | 0 | 0 | 0 | 0 | 0 | 0 | 0 | 0 | 0 | 0 | 0 | 0 | 0 | 0 | 0 | 0 | 0 | 0 | 0 | 0 | 0 | 0 | 0
VIC1 | Pumped Hydro | 0 | 0 | 0 | 0 | 0 | 0 | 0 | 0 | 0 | 0 | 0 | 0 | 0 | 0 | 0 | 0 | 0 | 0 | 0 | 0 | 0 | 0 | 0 | 0 | 0 | 0 | 0 | 0 | 0
VIC1 | VPP | 0 | 0 | 0 | 0 | 0 | 0 | 0 | 0 | 0 | 0 | 0 | 0 | 0 | 0 | 0 | 0 | 0 | 0 | 0 | 0 | 0 | 0 | 0 | 0 | 0 | 0 | 0 | 0 | 0
Total excluding storage |  | 205959.291 | 176399.2408 | 187824.4261 | 102807.8022 | 101350.9706 | 89471.5155 | 64420.5381 | 69265.1686 | 61972.3721 | 63757.645 | 56113.8225 | 56874.8657 | 56330.9732 | 52010.4722 | 52195.1962 | 49739.2037 | 44929.264 | 46271.1414 | 41794.5387 | 37729.499 | 40791.1357 | 39189.4308 | 36158.6678 | 38032.7368 | 34796.8389 | 34111.5839 | 12953.7428 | 5755.817 | 4243.4239
Region | Technology | 2021-22 | 2022-23 | 2023-24 | 2024-25 | 2025-26 | 2026-27 | 2027-28 | 2028-29 | 2029-30 | 2030-31 | 2031-32 | 2032-33 | 2033-34 | 2034-35 | 2035-36 | 2036-37 | 2037-38 | 2038-39 | 2039-40 | 2040-41 | 2041-42 | 2042-43 | 2043-44 | 2044-45 | 2045-46 | 2046-47 | 2047-48 | 2048-49 | 2049-50
SA1 | Black Coal | 0 | 0 | 0 | 0 | 0 | 0 | 0 | 0 | 0 | 0 | 0 | 0 | 0 | 0 | 0 | 0 | 0 | 0 | 0 | 0 | 0 | 0 | 0 | 0 | 0 | 0 | 0 | 0 | 0
SA1 | Brown Coal | 0 | 0 | 0 | 0 | 0 | 0 | 0 | 0 | 0 | 0 | 0 | 0 | 0 | 0 | 0 | 0 | 0 | 0 | 0 | 0 | 0 | 0 | 0 | 0 | 0 | 0 | 0 | 0 | 0
SA1 | CCGT | 100808.3922 | 99275.8722 | 38031.1723 | 35818.0003 | 34284.8123 | 33299.0043 | 32187.9603 | 31284.3603 | 30145.6322 | 29429.4162 | 28713.1722 | 27933.6663 | 27340.1403 | 26327.2943 | 25593.5023 | 24502.0463 | 0.00031451 | 0.00033357 | 0.00039466 | 0.00039889 | 0.00041666 | 0.00040821 | 0.00051561 | 0.00046162 | 0.00046367 | 0.00047362 | 0.00049039 | 0.00060804 | 0.00057798
SA1 | Gas - Steam | 87408.023 | 89225.948 | 80831.57 | 9009.2159 | 8627.0557 | 8317.6101 | 8028.6069 | 7855.8453 | 7596.5631 | 7394.7064 | 7230.2197 | 7002.5955 | 6899.5157 | 6599.2677 | 0 | 0 | 0 | 0 | 0 | 0 | 0 | 0 | 0 | 0 | 0 | 0 | 0 | 0 | 0
SA1 | OCGT / Diesel | 2145.4789 | 1288.7982 | 5793.7558 | 1096.3251 | 482.6877 | 1325.5266 | 423.8588 | 818.2013 | 0.061719 | 66.9492 | 88.4704 | 701.5888 | 112.3235 | 172.4698 | 1841.5167 | 1678.0307 | 5850.8568 | 3890.1402 | 8112.2212 | 17378.2591 | 10660.9796 | 7832.3529 | 32788.2652 | 3149.2059 | 3199.5173 | 3200.4822 | 6311.0099 | 11584.4428 | 9463.4289
SA1 | Hydro | 0 | 0 | 0 | 0 | 0 | 0 | 0 | 0 | 0 | 0 | 0 | 0 | 0 | 0 | 0 | 0 | 0 | 0 | 0 | 0 | 0 | 0 | 0 | 0 | 0 | 0 | 0 | 0 | 0
SA1 | Wind | 0 | 0 | 0 | 0 | 0 | 0 | 0 | 0 | 0 | 0 | 0 | 0 | 0 | 0 | 0 | 0 | 0 | 0 | 0 | 0 | 0 | 0 | 0 | 0 | 0 | 0 | 0 | 0 | 0
SA1 | Solar PV | 0 | 0 | 0 | 0 | 0 | 0 | 0 | 0 | 0 | 0 | 0 | 0 | 0 | 0 | 0 | 0 | 0 | 0 | 0 | 0 | 0 | 0 | 0 | 0 | 0 | 0 | 0 | 0 | 0
SA1 | Grid Battery | 0 | 0 | 0 | 0 | 0 | 0 | 0 | 0 | 0 | 0 | 0 | 0 | 0 | 0 | 0 | 0 | 0 | 0 | 0 | 0 | 0 | 0 | 0 | 0 | 0 | 0 | 0 | 0 | 0
SA1 | Pumped Hydro | 0 | 0 | 0 | 0 | 0 | 0 | 0 | 0 | 0 | 0 | 0 | 0 | 0 | 0 | 0 | 0 | 0 | 0 | 0 | 0 | 0 | 0 | 0 | 0 | 0 | 0 | 0 | 0 | 0
SA1 | VPP | 0 | 0 | 0 | 0 | 0 | 0 | 0 | 0 | 0 | 0 | 0 | 0 | 0 | 0 | 0 | 0 | 0 | 0 | 0 | 0 | 0 | 0 | 0 | 0 | 0 | 0 | 0 | 0 | 0
Total excluding storage |  | 190361.8941 | 189790.6184 | 124656.4981 | 45923.5413 | 43394.5556 | 42942.141 | 40640.426 | 39958.4069 | 37742.2571 | 36891.0719 | 36031.8624 | 35637.8505 | 34351.9794 | 33099.0318 | 27435.019 | 26180.0769 | 5850.8571 | 3890.1405 | 8112.2216 | 17378.2595 | 10660.98 | 7832.3533 | 32788.2657 | 3149.2063 | 3199.5177 | 3200.4826 | 6311.0104 | 11584.4434 | 9463.4295
Region | Technology | 2021-22 | 2022-23 | 2023-24 | 2024-25 | 2025-26 | 2026-27 | 2027-28 | 2028-29 | 2029-30 | 2030-31 | 2031-32 | 2032-33 | 2033-34 | 2034-35 | 2035-36 | 2036-37 | 2037-38 | 2038-39 | 2039-40 | 2040-41 | 2041-42 | 2042-43 | 2043-44 | 2044-45 | 2045-46 | 2046-47 | 2047-48 | 2048-49 | 2049-50
TAS1 | Black Coal | 0 | 0 | 0 | 0 | 0 | 0 | 0 | 0 | 0 | 0 | 0 | 0 | 0 | 0 | 0 | 0 | 0 | 0 | 0 | 0 | 0 | 0 | 0 | 0 | 0 | 0 | 0 | 0 | 0
TAS1 | Brown Coal | 0 | 0 | 0 | 0 | 0 | 0 | 0 | 0 | 0 | 0 | 0 | 0 | 0 | 0 | 0 | 0 | 0 | 0 | 0 | 0 | 0 | 0 | 0 | 0 | 0 | 0 | 0 | 0 | 0
TAS1 | CCGT | 0.00021592 | 0.00021889 | 0.00022419 | 0.00022307 | 0.00021674 | 0.00020924 | 0.00021156 | 0.00021582 | 0.00022674 | 0.00022571 | 0.00021987 | 0.00022448 | 0.00022181 | 0.00022082 | 0.00021564 | 0.00021404 | 0.00022276 | 0.00022127 | 0.00023874 | 0.00023204 | 0.00023692 | 0.00023256 | 0.00023328 | 0.00022232 | 0.00021592 | 0.00022684 | 0.00022063 | 0.00024751 | 0.00024944
TAS1 | Gas - Steam | 0 | 0 | 0 | 0 | 0 | 0 | 0 | 0 | 0 | 0 | 0 | 0 | 0 | 0 | 0 | 0 | 0 | 0 | 0 | 0 | 0 | 0 | 0 | 0 | 0 | 0 | 0 | 0 | 0
TAS1 | OCGT / Diesel | 0.00026576 | 0.00026438 | 0.00026679 | 0.00026753 | 0.00026425 | 0.0002611 | 0.00026479 | 0.00026904 | 0.00028648 | 0.00028671 | 0.00027466 | 8.2245 | 47.8448 | 0.00029528 | 95.3681 | 85.6003 | 17.3614 | 0.00029833 | 0.00030888 | 0.00023956 | 6.4397 | 0.00023902 | 0.00027062 | 0.0002301 | 0.0002199 | 0.00025909 | 0.0002315 | 42.0121 | 70.1538
TAS1 | Hydro | 0 | 0 | 0 | 0 | 0 | 0 | 0 | 0 | 0 | 0 | 0 | 0 | 0 | 0 | 0 | 0 | 0 | 0 | 0 | 0 | 0 | 0 | 0 | 0 | 0 | 0 | 0 | 0 | 0
TAS1 | Wind | 0 | 0 | 0 | 0 | 0 | 0 | 0 | 0 | 0 | 0 | 0 | 0 | 0 | 0 | 0 | 0 | 0 | 0 | 0 | 0 | 0 | 0 | 0 | 0 | 0 | 0 | 0 | 0 | 0
TAS1 | Solar PV | 0 | 0 | 0 | 0 | 0 | 0 | 0 | 0 | 0 | 0 | 0 | 0 | 0 | 0 | 0 | 0 | 0 | 0 | 0 | 0 | 0 | 0 | 0 | 0 | 0 | 0 | 0 | 0 | 0
TAS1 | Grid Battery | 0 | 0 | 0 | 0 | 0 | 0 | 0 | 0 | 0 | 0 | 0 | 0 | 0 | 0 | 0 | 0 | 0 | 0 | 0 | 0 | 0 | 0 | 0 | 0 | 0 | 0 | 0 | 0 | 0
TAS1 | Pumped Hydro | 0 | 0 | 0 | 0 | 0 | 0 | 0 | 0 | 0 | 0 | 0 | 0 | 0 | 0 | 0 | 0 | 0 | 0 | 0 | 0 | 0 | 0 | 0 | 0 | 0 | 0 | 0 | 0 | 0
TAS1 | VPP | 0 | 0 | 0 | 0 | 0 | 0 | 0 | 0 | 0 | 0 | 0 | 0 | 0 | 0 | 0 | 0 | 0 | 0 | 0 | 0 | 0 | 0 | 0 | 0 | 0 | 0 | 0 | 0 | 0
Total excluding storage |  | 0.00048168 | 0.00048327 | 0.00049098 | 0.00049059 | 0.00048099 | 0.00047034 | 0.00047635 | 0.00048486 | 0.00051322 | 0.00051241 | 0.00049453 | 8.2247 | 47.845 | 0.00051611 | 95.3683 | 85.6005 | 17.3616 | 0.0005196 | 0.00054762 | 0.0004716 | 6.4399 | 0.00047158 | 0.0005039 | 0.00045242 | 0.00043582 | 0.00048593 | 0.00045213 | 42.0124 | 70.1541

## Marinus_Build Cost
New generation build cost (CAPEX) by technology ($000s) - Marinus Link, Slow Change Scenario
CAPEX (Install) | Real June 2020 dollars discounted to 1 July 2020. The total capital costs are annualised for modelling purposes.
Explicitly modelled generation
Region | Technology | 2021-22 | 2022-23 | 2023-24 | 2024-25 | 2025-26 | 2026-27 | 2027-28 | 2028-29 | 2029-30 | 2030-31 | 2031-32 | 2032-33 | 2033-34 | 2034-35 | 2035-36 | 2036-37 | 2037-38 | 2038-39 | 2039-40 | 2040-41 | 2041-42 | 2042-43 | 2043-44 | 2044-45 | 2045-46 | 2046-47 | 2047-48 | 2048-49 | 2049-50
NEM | Black Coal | 0 | 0 | 0 | 0 | 0 | 0 | 0 | 0 | 0 | 0 | 0 | 0 | 0 | 0 | 0 | 0 | 0 | 0 | 0 | 0 | 0 | 0 | 0 | 0 | 0 | 0 | 0 | 0 | 0
NEM | Brown Coal | 0 | 0 | 0 | 0 | 0 | 0 | 0 | 0 | 0 | 0 | 0 | 0 | 0 | 0 | 0 | 0 | 0 | 0 | 0 | 0 | 0 | 0 | 0 | 0 | 0 | 0 | 0 | 0 | 0
NEM | CCGT | 0.00030137 | 0.00029033 | 0.00029455 | 0.00029444 | 0.00028366 | 0.00027328 | 0.00026398 | 0.00025361 | 0.00024432 | 0.00023538 | 0.00022737 | 0.00021844 | 0.00021044 | 0.00020274 | 0.00019584 | 0.00018815 | 0.00023071 | 0.00023384 | 0.00027776 | 0.00027407 | 0.0002932 | 0.00029821 | 0.00035068 | 0.0003369 | 0.00036728 | 0.00026969 | 0.00028153 | 0.00031928 | 0.00030308
NEM | Gas - Steam | 0 | 0 | 0 | 0 | 0 | 0 | 0 | 0 | 0 | 0 | 0 | 0 | 0 | 0 | 0 | 0 | 0 | 0 | 0 | 0 | 0 | 0 | 0 | 0 | 0 | 0 | 0 | 0 | 0
NEM | OCGT / Diesel | 0.0010412 | 0.0010031 | 0.00096895 | 0.00093088 | 0.0008968 | 0.00086397 | 0.00083458 | 0.00080179 | 0.00077243 | 0.00074416 | 0.00071884 | 0.0006906 | 0.00066532 | 0.00064096 | 0.00062308 | 0.00061909 | 0.00062362 | 0.0006043 | 0.00098017 | 0.00094166 | 0.0012636 | 0.0012173 | 0.0015799 | 9150.1834 | 8815.2058 | 22517.4077 | 21751.3928 | 48747.7287 | 46963.1298
NEM | Hydro | 0 | 0 | 0 | 0 | 0 | 0 | 0 | 0 | 0 | 0 | 0 | 0 | 0 | 0 | 0 | 0 | 0 | 0 | 0 | 0 | 0 | 0 | 0 | 0 | 0 | 0 | 0 | 0 | 0
NEM | Wind | 0.013849 | 66811.4613 | 142863.485 | 270085.481 | 331773.3018 | 398383.4908 | 459157.5397 | 477032.6806 | 470631.5168 | 463969.5265 | 556079.2715 | 543896.8467 | 533197.9519 | 522417.9536 | 512992.9517 | 500769.6044 | 601502.7435 | 628917.9191 | 645740.6954 | 657959.8669 | 747724.7587 | 856812.2589 | 873985.8799 | 839646.837 | 869181.2952 | 905044.4099 | 932636.9956 | 907037.3402 | 854924.3882
NEM | Solar PV | 0.0011727 | 0.0018263 | 0.0019791 | 0.0022342 | 0.0022121 | 0.003998 | 21656.5848 | 53057.7227 | 87072.017 | 117569.786 | 224428.0635 | 215610.2487 | 207717.0029 | 200112.7198 | 193305.1277 | 185710.138 | 178911.5022 | 172361.7558 | 166498.2179 | 159956.4773 | 154100.6527 | 188216.7479 | 195278.0912 | 187605.5833 | 192043.6036 | 254236.4506 | 270653.6724 | 274492.6195 | 295774.2625
NEM | Grid Battery | 0.0021092 | 0.002032 | 0.0019629 | 0.0018857 | 0.0018167 | 0.0017705 | 0.0019409 | 0.0022694 | 0.0042056 | 0.0040818 | 0.0039429 | 0.0041031 | 0.0041923 | 0.0042206 | 0.0041612 | 0.0046624 | 14178.5741 | 13659.5128 | 20860.2455 | 20040.6443 | 73192.0147 | 78872.1039 | 82011.2925 | 122344.4106 | 121857.3986 | 119320.8278 | 115261.6778 | 133179.7723 | 137629.6313
NEM | Pumped Hydro | 0 | 0 | 0.0030898 | 0.0032167 | 0.003267 | 0.0033834 | 0.003311 | 0.0035462 | 230474.5398 | 222037.1293 | 214483.6954 | 206056.5975 | 198513.1001 | 191245.7639 | 184739.815 | 177481.3595 | 187694.3431 | 186132.6779 | 185239.9096 | 177961.8713 | 175903.7461 | 193269.3105 | 186694.5232 | 179359.2656 | 212611.625 | 272945.6561 | 284269.3196 | 285405.3535 | 274956.9883
NEM | VPP | 0 | 0 | 0 | 0 | 0 | 0 | 0 | 0 | 0 | 0 | 0 | 0 | 0 | 0 | 0 | 0 | 0 | 0 | 0 | 0 | 0 | 0 | 0 | 0 | 0 | 0 | 0 | 0 | 0
Total excluding storage |  | 0.016365 | 66811.4644 | 142863.4882 | 270085.4844 | 331773.3051 | 398383.4959 | 480814.1256 | 530090.4044 | 557703.5348 | 581539.3135 | 780507.336 | 759507.0962 | 740914.9557 | 722530.6743 | 706298.0803 | 686479.7432 | 780414.2466 | 801279.6757 | 812238.9145 | 817916.3453 | 901825.413 | 1045029.0083 | 1069263.9731 | 1036402.604 | 1070040.1049 | 1181798.2686 | 1225042.061 | 1230277.6888 | 1197661.7809
Region | Technology | 2021-22 | 2022-23 | 2023-24 | 2024-25 | 2025-26 | 2026-27 | 2027-28 | 2028-29 | 2029-30 | 2030-31 | 2031-32 | 2032-33 | 2033-34 | 2034-35 | 2035-36 | 2036-37 | 2037-38 | 2038-39 | 2039-40 | 2040-41 | 2041-42 | 2042-43 | 2043-44 | 2044-45 | 2045-46 | 2046-47 | 2047-48 | 2048-49 | 2049-50
NSW1 | Black Coal | 0 | 0 | 0 | 0 | 0 | 0 | 0 | 0 | 0 | 0 | 0 | 0 | 0 | 0 | 0 | 0 | 0 | 0 | 0 | 0 | 0 | 0 | 0 | 0 | 0 | 0 | 0 | 0 | 0
NSW1 | Brown Coal | 0 | 0 | 0 | 0 | 0 | 0 | 0 | 0 | 0 | 0 | 0 | 0 | 0 | 0 | 0 | 0 | 0 | 0 | 0 | 0 | 0 | 0 | 0 | 0 | 0 | 0 | 0 | 0 | 0
NSW1 | CCGT | 6.6698e-05 | 6.4256e-05 | 6.207e-05 | 5.9631e-05 | 5.7448e-05 | 5.5345e-05 | 5.3462e-05 | 5.1362e-05 | 4.9482e-05 | 4.767e-05 | 4.6048e-05 | 4.4239e-05 | 4.262e-05 | 4.1059e-05 | 3.9663e-05 | 3.8104e-05 | 4.9436e-05 | 5.9207e-05 | 7.3053e-05 | 7.0183e-05 | 8.3033e-05 | 7.9993e-05 | 0.00010809 | 0.00010384 | 0.00010004 | 0.00010454 | 0.00010099 | 9.7018e-05 | 9.3466e-05
NSW1 | Gas - Steam | 0 | 0 | 0 | 0 | 0 | 0 | 0 | 0 | 0 | 0 | 0 | 0 | 0 | 0 | 0 | 0 | 0 | 0 | 0 | 0 | 0 | 0 | 0 | 0 | 0 | 0 | 0 | 0 | 0
NSW1 | OCGT / Diesel | 0.00020789 | 0.00020028 | 0.00019347 | 0.00018587 | 0.00017906 | 0.00017251 | 0.00016664 | 0.00016009 | 0.00015423 | 0.00014858 | 0.00014353 | 0.00013789 | 0.00013284 | 0.00012798 | 0.00012363 | 0.00011877 | 0.00011813 | 0.00011731 | 0.00017233 | 0.00016556 | 0.00031808 | 0.00030644 | 0.00065905 | 9150.1729 | 8815.1955 | 8492.4812 | 8203.5773 | 18250.5732 | 17582.4405
NSW1 | Hydro | 0 | 0 | 0 | 0 | 0 | 0 | 0 | 0 | 0 | 0 | 0 | 0 | 0 | 0 | 0 | 0 | 0 | 0 | 0 | 0 | 0 | 0 | 0 | 0 | 0 | 0 | 0 | 0 | 0
NSW1 | Wind | 0.0023676 | 66811.4501 | 128556.0284 | 184507.5116 | 236222.9105 | 284871.6476 | 302358.9927 | 299227.4017 | 288273.027 | 277719.6795 | 366037.9473 | 351656.2569 | 338782.5215 | 326380.0789 | 315277.0243 | 302889.7389 | 291801.2902 | 286623.7398 | 276873.1478 | 265994.7577 | 354695.4563 | 436919.1237 | 429405.4176 | 412534.0091 | 397431.6099 | 397825.9024 | 364353.1909 | 324925.3253 | 289033.7112
NSW1 | Solar PV | 0.00026311 | 0.00057122 | 0.00056694 | 0.00062701 | 0.00066376 | 0.0024905 | 21656.5833 | 53057.7211 | 87072.015 | 117569.784 | 224428.0615 | 215610.2465 | 207717.0008 | 200112.7177 | 193305.1257 | 185710.1359 | 178911.4992 | 172361.7528 | 166498.2149 | 159956.473 | 154100.6486 | 161113.6014 | 160030.0853 | 153742.4773 | 148738.7016 | 183733.3278 | 188236.173 | 180840.3432 | 183248.5524
NSW1 | Grid Battery | 0.00068075 | 0.00065582 | 0.00063351 | 0.00060862 | 0.00058634 | 0.00056488 | 0.00061513 | 0.00061017 | 0.002181 | 0.0021012 | 0.0020297 | 0.0020126 | 0.001939 | 0.0018992 | 0.0018607 | 0.0018149 | 0.0017854 | 0.0017488 | 0.0019246 | 0.001849 | 0.0028357 | 0.0027318 | 3959.9329 | 9882.0564 | 13512.1633 | 14941.9882 | 14433.6799 | 13866.5784 | 13358.938
NSW1 | Pumped Hydro | 0 | 0 | 0.0008441 | 0.00087565 | 0.00084359 | 0.00086504 | 0.00083561 | 0.00084552 | 230474.5369 | 222037.1264 | 214483.6925 | 206056.5935 | 198513.0961 | 191245.7576 | 184739.8088 | 177481.3517 | 170983.9614 | 164724.4332 | 159120.7079 | 152868.8294 | 147272.4761 | 141880.9983 | 137054.3791 | 131669.4906 | 126849.2207 | 122205.4151 | 118048.135 | 113410.0046 | 109258.1934
NSW1 | VPP | 0 | 0 | 0 | 0 | 0 | 0 | 0 | 0 | 0 | 0 | 0 | 0 | 0 | 0 | 0 | 0 | 0 | 0 | 0 | 0 | 0 | 0 | 0 | 0 | 0 | 0 | 0 | 0 | 0
Total excluding storage |  | 0.0029053 | 66811.4509 | 128556.0292 | 184507.5125 | 236222.9114 | 284871.6503 | 324015.5762 | 352285.1229 | 375345.0421 | 395289.4637 | 590466.009 | 567266.5037 | 546499.5225 | 526492.7968 | 508582.1502 | 488599.875 | 470712.7896 | 458985.4927 | 443371.3629 | 425951.231 | 508796.1053 | 598032.7255 | 589435.5037 | 575426.6594 | 554985.5072 | 590051.7115 | 560792.9412 | 524016.2418 | 489864.7042
Region | Technology | 2021-22 | 2022-23 | 2023-24 | 2024-25 | 2025-26 | 2026-27 | 2027-28 | 2028-29 | 2029-30 | 2030-31 | 2031-32 | 2032-33 | 2033-34 | 2034-35 | 2035-36 | 2036-37 | 2037-38 | 2038-39 | 2039-40 | 2040-41 | 2041-42 | 2042-43 | 2043-44 | 2044-45 | 2045-46 | 2046-47 | 2047-48 | 2048-49 | 2049-50
QLD1 | Black Coal | 0 | 0 | 0 | 0 | 0 | 0 | 0 | 0 | 0 | 0 | 0 | 0 | 0 | 0 | 0 | 0 | 0 | 0 | 0 | 0 | 0 | 0 | 0 | 0 | 0 | 0 | 0 | 0 | 0
QLD1 | Brown Coal | 0 | 0 | 0 | 0 | 0 | 0 | 0 | 0 | 0 | 0 | 0 | 0 | 0 | 0 | 0 | 0 | 0 | 0 | 0 | 0 | 0 | 0 | 0 | 0 | 0 | 0 | 0 | 0 | 0
QLD1 | CCGT | 7.326e-05 | 7.0578e-05 | 6.8177e-05 | 7.6962e-05 | 7.4145e-05 | 7.143e-05 | 6.9001e-05 | 6.6289e-05 | 6.3863e-05 | 6.1525e-05 | 5.9432e-05 | 5.7097e-05 | 5.5006e-05 | 5.2993e-05 | 5.119e-05 | 4.9179e-05 | 5.9766e-05 | 5.7578e-05 | 6.4166e-05 | 6.1645e-05 | 6.5843e-05 | 7.9174e-05 | 7.6481e-05 | 7.3476e-05 | 0.0001135 | 8.0528e-05 | 7.7789e-05 | 7.4733e-05 | 6.7487e-05
QLD1 | Gas - Steam | 0 | 0 | 0 | 0 | 0 | 0 | 0 | 0 | 0 | 0 | 0 | 0 | 0 | 0 | 0 | 0 | 0 | 0 | 0 | 0 | 0 | 0 | 0 | 0 | 0 | 0 | 0 | 0 | 0
QLD1 | OCGT / Diesel | 0.00021381 | 0.00020599 | 0.00019898 | 0.00019116 | 0.00018416 | 0.00017742 | 0.00017138 | 0.00016465 | 0.00015862 | 0.00015282 | 0.00014762 | 0.00014182 | 0.00013663 | 0.00013162 | 0.00012715 | 0.00012215 | 0.00012987 | 0.00012512 | 0.00017596 | 0.00016904 | 0.00016925 | 0.00016305 | 0.0001575 | 0.00015131 | 0.00034468 | 14024.9172 | 13547.8066 | 29975.2826 | 28877.9216
QLD1 | Hydro | 0 | 0 | 0 | 0 | 0 | 0 | 0 | 0 | 0 | 0 | 0 | 0 | 0 | 0 | 0 | 0 | 0 | 0 | 0 | 0 | 0 | 0 | 0 | 0 | 0 | 0 | 0 | 0 | 0
QLD1 | Wind | 0.0065079 | 0.0063557 | 0.0063327 | 58185.2453 | 56055.1512 | 62903.8524 | 95838.8861 | 107702.9696 | 103760.0865 | 99961.5478 | 96560.9771 | 92767.0806 | 89370.9834 | 86099.2134 | 83170.2225 | 79902.451 | 162937.7713 | 156972.8049 | 151632.7804 | 156400.203 | 166088.1593 | 193665.4972 | 208155.4581 | 199976.9963 | 202873.0431 | 229980.2003 | 222156.5527 | 213427.9856 | 198848.6761
QLD1 | Solar PV | 0.00039514 | 0.00056741 | 0.00060528 | 0.00065905 | 0.00063493 | 0.00061748 | 0.00064227 | 0.00082062 | 0.0011375 | 0.0010959 | 0.0010586 | 0.001017 | 0.00097975 | 0.00094389 | 0.00091178 | 0.00087595 | 0.00099783 | 0.0009613 | 0.0009286 | 0.00092404 | 0.00095867 | 25846.2912 | 26870.8956 | 25815.1338 | 34002.8907 | 61541.6475 | 59448.0752 | 57112.3507 | 71399.4822
QLD1 | Grid Battery | 0.00034813 | 0.00033539 | 0.00032398 | 0.00031125 | 0.00029986 | 0.00028888 | 0.00036684 | 0.0006491 | 0.00062534 | 0.00060244 | 0.00058195 | 0.00060542 | 0.00082268 | 0.00079257 | 0.0007656 | 0.00073552 | 14178.57 | 13659.5087 | 13194.8288 | 12676.4018 | 37898.0997 | 44870.2589 | 43343.8271 | 56722.8626 | 54646.3032 | 52645.7642 | 50854.8191 | 48856.7249 | 56393.5557
QLD1 | Pumped Hydro | 0 | 0 | 0.00042549 | 0.00049595 | 0.00051276 | 0.0005703 | 0.0005509 | 0.00080615 | 0.00077663 | 0.0007482 | 0.00072275 | 0.00069435 | 0.00081648 | 0.00078659 | 0.00075983 | 0.00072998 | 0.0097238 | 0.0093678 | 0.0090491 | 0.0086936 | 3357.6962 | 27039.9752 | 26120.108 | 25093.8447 | 59309.1778 | 125255.4371 | 120994.399 | 116240.5094 | 111985.0766
QLD1 | VPP | 0 | 0 | 0 | 0 | 0 | 0 | 0 | 0 | 0 | 0 | 0 | 0 | 0 | 0 | 0 | 0 | 0 | 0 | 0 | 0 | 0 | 0 | 0 | 0 | 0 | 0 | 0 | 0 | 0
Total excluding storage |  | 0.0071901 | 0.0071997 | 0.0072051 | 58185.2462 | 56055.1521 | 62903.8532 | 95838.8869 | 107702.9707 | 103760.0878 | 99961.5491 | 96560.9784 | 92767.0818 | 89370.9845 | 86099.2145 | 83170.2236 | 79902.4521 | 162937.7725 | 156972.8061 | 151632.7816 | 156400.2042 | 166088.1605 | 219511.7887 | 235026.3539 | 225792.1303 | 236875.9343 | 305546.7652 | 295152.4345 | 300515.6189 | 299126.08
Region | Technology | 2021-22 | 2022-23 | 2023-24 | 2024-25 | 2025-26 | 2026-27 | 2027-28 | 2028-29 | 2029-30 | 2030-31 | 2031-32 | 2032-33 | 2033-34 | 2034-35 | 2035-36 | 2036-37 | 2037-38 | 2038-39 | 2039-40 | 2040-41 | 2041-42 | 2042-43 | 2043-44 | 2044-45 | 2045-46 | 2046-47 | 2047-48 | 2048-49 | 2049-50
VIC1 | Black Coal | 0 | 0 | 0 | 0 | 0 | 0 | 0 | 0 | 0 | 0 | 0 | 0 | 0 | 0 | 0 | 0 | 0 | 0 | 0 | 0 | 0 | 0 | 0 | 0 | 0 | 0 | 0 | 0 | 0
VIC1 | Brown Coal | 0 | 0 | 0 | 0 | 0 | 0 | 0 | 0 | 0 | 0 | 0 | 0 | 0 | 0 | 0 | 0 | 0 | 0 | 0 | 0 | 0 | 0 | 0 | 0 | 0 | 0 | 0 | 0 | 0
VIC1 | CCGT | 5.6691e-05 | 5.4615e-05 | 5.2757e-05 | 5.0685e-05 | 4.8829e-05 | 4.7042e-05 | 4.5441e-05 | 4.3656e-05 | 4.2058e-05 | 4.0518e-05 | 3.914e-05 | 3.7602e-05 | 3.6225e-05 | 3.4899e-05 | 3.3712e-05 | 3.2387e-05 | 4.2002e-05 | 4.0464e-05 | 5.1353e-05 | 5.656e-05 | 5.4489e-05 | 5.2494e-05 | 6.0927e-05 | 5.8533e-05 | 5.639e-05 | 3.2025e-05 | 4.705e-05 | 6.6509e-05 | 6.4074e-05
VIC1 | Gas - Steam | 0 | 0 | 0 | 0 | 0 | 0 | 0 | 0 | 0 | 0 | 0 | 0 | 0 | 0 | 0 | 0 | 0 | 0 | 0 | 0 | 0 | 0 | 0 | 0 | 0 | 0 | 0 | 0 | 0
VIC1 | OCGT / Diesel | 0.00020704 | 0.00019946 | 0.00019268 | 0.00018511 | 0.00017833 | 0.0001718 | 0.00016596 | 0.00015944 | 0.0001536 | 0.00014798 | 0.00014294 | 0.00013733 | 0.0001323 | 0.00012746 | 0.00012312 | 0.0001221 | 0.00011763 | 0.00011332 | 0.00021799 | 0.00020943 | 0.00028959 | 0.00027899 | 0.0002695 | 0.00043027 | 0.00041452 | 0.0003179 | 0.00030709 | 0.00034082 | 0.00032834
VIC1 | Hydro | 0 | 0 | 0 | 0 | 0 | 0 | 0 | 0 | 0 | 0 | 0 | 0 | 0 | 0 | 0 | 0 | 0 | 0 | 0 | 0 | 0 | 0 | 0 | 0 | 0 | 0 | 0 | 0 | 0
VIC1 | Wind | 0.0013824 | 0.0013579 | 0.0013236 | 0.0016388 | 0.0015788 | 0.001521 | 0.0014692 | 0.0014429 | 0.0013901 | 0.0013486 | 0.0013027 | 0.0012844 | 0.0012373 | 0.0013401 | 0.0013009 | 0.001454 | 0.0021269 | 0.0031503 | 0.0035843 | 11782.0312 | 11350.7045 | 12590.7053 | 30055.738 | 28874.8432 | 77873.7628 | 75022.8934 | 150790.961 | 186634.971 | 190780.8135
VIC1 | Solar PV | 0.00011032 | 0.00012519 | 0.00012887 | 0.00022561 | 0.00021735 | 0.00020939 | 0.00020227 | 0.00019432 | 0.00020539 | 0.00022073 | 0.00021322 | 0.00024128 | 0.00024682 | 0.00023778 | 0.00022969 | 0.00023998 | 0.00031183 | 0.00035515 | 0.00037935 | 0.00045285 | 0.00043627 | 0.00060279 | 0.00077624 | 0.00074574 | 0.0007604 | 0.00093352 | 6231.5205 | 17045.4919 | 22345.4631
VIC1 | Grid Battery | 0.00035586 | 0.00034283 | 0.00033117 | 0.00031816 | 0.00030651 | 0.00031556 | 0.00033075 | 0.00034373 | 0.00047273 | 0.00046266 | 0.00044692 | 0.0005024 | 0.00048401 | 0.00051888 | 0.00051685 | 0.00054615 | 0.00061229 | 0.000692 | 0.0043168 | 0.005319 | 12816.7872 | 12347.5792 | 13789.9212 | 25300.1161 | 24373.9077 | 23481.6066 | 22682.7908 | 44238.3246 | 42618.8098
VIC1 | Pumped Hydro | 0 | 0 | 0.00043932 | 0.00051848 | 0.00059301 | 0.00061277 | 0.00059192 | 0.00056867 | 0.00054785 | 0.00052779 | 0.00050984 | 0.00056074 | 0.00054021 | 0.00058007 | 0.00056034 | 0.00056055 | 0.0009205 | 0.00094508 | 0.0078425 | 0.075358 | 1099.2405 | 1058.9986 | 1022.9727 | 982.78 | 5631.3088 | 5425.153 | 25849.5397 | 35720.6131 | 34412.9221
VIC1 | VPP | 0 | 0 | 0 | 0 | 0 | 0 | 0 | 0 | 0 | 0 | 0 | 0 | 0 | 0 | 0 | 0 | 0 | 0 | 0 | 0 | 0 | 0 | 0 | 0 | 0 | 0 | 0 | 0 | 0
Total excluding storage |  | 0.0017564 | 0.0017371 | 0.0016979 | 0.0021002 | 0.0020233 | 0.0019492 | 0.0018829 | 0.0018403 | 0.0017911 | 0.0017578 | 0.001698 | 0.0017006 | 0.0016527 | 0.0017403 | 0.0016874 | 0.0018485 | 0.0025984 | 0.0036592 | 0.004233 | 11782.0319 | 11350.7053 | 12590.7063 | 30055.7391 | 28874.8444 | 77873.7641 | 75022.8947 | 157022.4818 | 203680.4633 | 213126.277
Region | Technology | 2021-22 | 2022-23 | 2023-24 | 2024-25 | 2025-26 | 2026-27 | 2027-28 | 2028-29 | 2029-30 | 2030-31 | 2031-32 | 2032-33 | 2033-34 | 2034-35 | 2035-36 | 2036-37 | 2037-38 | 2038-39 | 2039-40 | 2040-41 | 2041-42 | 2042-43 | 2043-44 | 2044-45 | 2045-46 | 2046-47 | 2047-48 | 2048-49 | 2049-50
SA1 | Black Coal | 0 | 0 | 0 | 0 | 0 | 0 | 0 | 0 | 0 | 0 | 0 | 0 | 0 | 0 | 0 | 0 | 0 | 0 | 0 | 0 | 0 | 0 | 0 | 0 | 0 | 0 | 0 | 0 | 0
SA1 | Brown Coal | 0 | 0 | 0 | 0 | 0 | 0 | 0 | 0 | 0 | 0 | 0 | 0 | 0 | 0 | 0 | 0 | 0 | 0 | 0 | 0 | 0 | 0 | 0 | 0 | 0 | 0 | 0 | 0 | 0
SA1 | CCGT | 5.5156e-05 | 5.3137e-05 | 6.542e-05 | 6.285e-05 | 6.0549e-05 | 5.8332e-05 | 5.6348e-05 | 5.4134e-05 | 5.2152e-05 | 5.0243e-05 | 4.8534e-05 | 4.6627e-05 | 4.492e-05 | 4.3276e-05 | 4.1803e-05 | 4.0161e-05 | 5.2228e-05 | 5.0316e-05 | 6.3804e-05 | 6.1297e-05 | 6.6342e-05 | 6.3914e-05 | 8.3313e-05 | 8.004e-05 | 7.711e-05 | 5.259e-05 | 5.5702e-05 | 7.5073e-05 | 7.2325e-05
SA1 | Gas - Steam | 0 | 0 | 0 | 0 | 0 | 0 | 0 | 0 | 0 | 0 | 0 | 0 | 0 | 0 | 0 | 0 | 0 | 0 | 0 | 0 | 0 | 0 | 0 | 0 | 0 | 0 | 0 | 0 | 0
SA1 | OCGT / Diesel | 0.00020869 | 0.00020105 | 0.00019421 | 0.00018658 | 0.00017975 | 0.00017317 | 0.00016728 | 0.0001607 | 0.00015482 | 0.00014915 | 0.00014408 | 0.00013842 | 0.00013335 | 0.00012847 | 0.00012802 | 0.00013967 | 0.00014586 | 0.00014052 | 0.00026959 | 0.000259 | 0.00035312 | 0.00034019 | 0.00036959 | 0.0097619 | 0.0094045 | 0.0089781 | 0.0086727 | 521.8725 | 502.7673
SA1 | Hydro | 0 | 0 | 0 | 0 | 0 | 0 | 0 | 0 | 0 | 0 | 0 | 0 | 0 | 0 | 0 | 0 | 0 | 0 | 0 | 0 | 0 | 0 | 0 | 0 | 0 | 0 | 0 | 0 | 0
SA1 | Wind | 0.0024381 | 0.0023488 | 0.0029673 | 0.0029467 | 0.0028388 | 0.0027349 | 0.0026419 | 0.0026368 | 0.0025403 | 0.0024473 | 0.0023641 | 0.0023562 | 0.0022699 | 0.00249 | 0.0024742 | 0.0035791 | 25492.1215 | 61190.0414 | 90158.0911 | 94836.28 | 91364.4319 | 93958.6987 | 90762.3407 | 87196.2777 | 84004.1213 | 99133.759 | 95761.3492 | 91998.8706 | 94876.102
SA1 | Solar PV | 0.00036012 | 0.00050064 | 0.00058506 | 0.00062362 | 0.00060079 | 0.00057879 | 0.0005591 | 0.00055423 | 0.00057266 | 0.00061225 | 0.00059142 | 0.00066801 | 0.00066794 | 0.00067841 | 0.00065533 | 0.00070253 | 0.0014006 | 0.0013531 | 0.0013564 | 0.0025204 | 0.0024282 | 1256.8543 | 8377.1092 | 8047.9712 | 9302.0102 | 8961.4741 | 16737.9034 | 19494.4335 | 18780.7646
SA1 | Grid Battery | 0.00037827 | 0.00036443 | 0.00035203 | 0.0003382 | 0.00032582 | 0.00031389 | 0.00033138 | 0.00034459 | 0.00049612 | 0.00047796 | 0.0004617 | 0.0005219 | 0.0005028 | 0.0005419 | 0.00055626 | 0.0010936 | 0.0012097 | 0.0011654 | 7665.4099 | 7364.2347 | 22477.1246 | 21654.2626 | 20917.6109 | 30439.3749 | 29325.024 | 28251.4683 | 27290.3876 | 26218.1438 | 25258.3273
SA1 | Pumped Hydro | 0 | 0 | 0.00056846 | 0.00054612 | 0.00052613 | 0.00050687 | 0.00048962 | 0.00047039 | 0.00045317 | 0.00043658 | 0.00042172 | 0.00047804 | 0.00046054 | 0.00047334 | 0.00048255 | 0.00063838 | 0.00077448 | 0.00074612 | 0.001022 | 0.00098189 | 0.0010612 | 0.0010224 | 0.0010104 | 0.0011249 | 0.0012356 | 0.0011904 | 0.0011499 | 0.0011332 | 0.0010917
SA1 | VPP | 0 | 0 | 0 | 0 | 0 | 0 | 0 | 0 | 0 | 0 | 0 | 0 | 0 | 0 | 0 | 0 | 0 | 0 | 0 | 0 | 0 | 0 | 0 | 0 | 0 | 0 | 0 | 0 | 0
Total excluding storage |  | 0.0030621 | 0.0031037 | 0.0038119 | 0.0038198 | 0.0036799 | 0.0035452 | 0.0034246 | 0.0034059 | 0.0033199 | 0.003259 | 0.0031481 | 0.0032092 | 0.0031161 | 0.0033402 | 0.0032994 | 0.0044615 | 25492.1231 | 61190.0429 | 90158.0928 | 94836.2829 | 91364.4347 | 95215.5534 | 99139.4503 | 95244.2588 | 93306.141 | 108095.2421 | 112499.2613 | 112015.1766 | 114159.634
Region | Technology | 2021-22 | 2022-23 | 2023-24 | 2024-25 | 2025-26 | 2026-27 | 2027-28 | 2028-29 | 2029-30 | 2030-31 | 2031-32 | 2032-33 | 2033-34 | 2034-35 | 2035-36 | 2036-37 | 2037-38 | 2038-39 | 2039-40 | 2040-41 | 2041-42 | 2042-43 | 2043-44 | 2044-45 | 2045-46 | 2046-47 | 2047-48 | 2048-49 | 2049-50
TAS1 | Black Coal | 0 | 0 | 0 | 0 | 0 | 0 | 0 | 0 | 0 | 0 | 0 | 0 | 0 | 0 | 0 | 0 | 0 | 0 | 0 | 0 | 0 | 0 | 0 | 0 | 0 | 0 | 0 | 0 | 0
TAS1 | Brown Coal | 0 | 0 | 0 | 0 | 0 | 0 | 0 | 0 | 0 | 0 | 0 | 0 | 0 | 0 | 0 | 0 | 0 | 0 | 0 | 0 | 0 | 0 | 0 | 0 | 0 | 0 | 0 | 0 | 0
TAS1 | CCGT | 4.9563e-05 | 4.7749e-05 | 4.6124e-05 | 4.4312e-05 | 4.269e-05 | 4.1127e-05 | 3.9728e-05 | 3.8167e-05 | 3.677e-05 | 3.5424e-05 | 3.4219e-05 | 3.2874e-05 | 3.1671e-05 | 3.0511e-05 | 2.9473e-05 | 2.8315e-05 | 2.7279e-05 | 2.628e-05 | 2.5386e-05 | 2.4389e-05 | 2.3496e-05 | 2.2636e-05 | 2.1866e-05 | 2.1007e-05 | 2.0238e-05 | 0 | 0 | 5.9451e-06 | 5.7275e-06
TAS1 | Gas - Steam | 0 | 0 | 0 | 0 | 0 | 0 | 0 | 0 | 0 | 0 | 0 | 0 | 0 | 0 | 0 | 0 | 0 | 0 | 0 | 0 | 0 | 0 | 0 | 0 | 0 | 0 | 0 | 0 | 0
TAS1 | OCGT / Diesel | 0.00020375 | 0.00019629 | 0.00018962 | 0.00018217 | 0.0001755 | 0.00016907 | 0.00016332 | 0.0001569 | 0.00015116 | 0.00014563 | 0.00014067 | 0.00013514 | 0.0001302 | 0.00012543 | 0.00012116 | 0.0001164 | 0.00011214 | 0.00010804 | 0.00014431 | 0.00013864 | 0.00013356 | 0.00012867 | 0.0001243 | 0.00011941 | 0.00011504 | 3.3278e-05 | 3.5349e-05 | 6.2741e-05 | 6.0444e-05
TAS1 | Hydro | 0 | 0 | 0 | 0 | 0 | 0 | 0 | 0 | 0 | 0 | 0 | 0 | 0 | 0 | 0 | 0 | 0 | 0 | 0 | 0 | 0 | 0 | 0 | 0 | 0 | 0 | 0 | 0 | 0
TAS1 | Wind | 0.0011534 | 0.0011288 | 14307.446 | 27392.7195 | 39495.2357 | 50607.9865 | 60959.6568 | 70102.3053 | 78598.3995 | 86288.2954 | 93480.3435 | 99473.5054 | 105044.4435 | 109938.6575 | 114545.7011 | 117977.4095 | 121271.5583 | 124131.3298 | 127076.6725 | 128946.5949 | 124226.0067 | 119678.234 | 115606.9256 | 111064.7107 | 106998.758 | 103081.6548 | 99574.9419 | 90050.1878 | 81385.0854
TAS1 | Solar PV | 4.4049e-05 | 6.1879e-05 | 9.2963e-05 | 9.8877e-05 | 9.5257e-05 | 0.00010177 | 0.00010688 | 0.00010268 | 0.00011282 | 0.00012972 | 0.000166 | 0.00020506 | 0.00023786 | 0.00022915 | 0.0002387 | 0.00022932 | 0.00034637 | 0.00033369 | 0.00032234 | 0.00034273 | 0.00033019 | 0.0003181 | 0.00030728 | 0.0002952 | 0.0002844 | 0.00025666 | 0.00024026 | 0.0002178 | 0.00020606
TAS1 | Grid Battery | 0.00034618 | 0.00033351 | 0.00032216 | 0.00030951 | 0.00029817 | 0.00028726 | 0.00029684 | 0.00032186 | 0.00043044 | 0.00043755 | 0.00042266 | 0.00046074 | 0.00044388 | 0.00046803 | 0.00046183 | 0.00047225 | 0.00047045 | 0.00046323 | 0.00057325 | 0.00055073 | 0.000485 | 0.00046724 | 0.00045135 | 0.00043362 | 0.00042476 | 0.00045306 | 0.00045395 | 0.00054838 | 0.0004753
TAS1 | Pumped Hydro | 0 | 0 | 0.00081246 | 0.00078054 | 0.00079151 | 0.00082838 | 0.00084297 | 0.00085544 | 0.0011612 | 0.0012309 | 0.001189 | 0.0022502 | 0.0021678 | 0.0045284 | 0.0043743 | 0.0058593 | 16710.3702 | 21408.2337 | 26119.1838 | 25092.9568 | 24174.3322 | 23289.3374 | 22497.0624 | 21613.1492 | 20821.9164 | 20059.6497 | 19377.2447 | 20034.2252 | 19300.7951
TAS1 | VPP | 0 | 0 | 0 | 0 | 0 | 0 | 0 | 0 | 0 | 0 | 0 | 0 | 0 | 0 | 0 | 0 | 0 | 0 | 0 | 0 | 0 | 0 | 0 | 0 | 0 | 0 | 0 | 0 | 0
Total excluding storage |  | 0.0014507 | 0.0014348 | 14307.4464 | 27392.7198 | 39495.236 | 50607.9868 | 60959.6571 | 70102.3056 | 78598.3998 | 86288.2957 | 93480.3438 | 99473.5058 | 105044.4439 | 109938.6579 | 114545.7015 | 117977.4099 | 121271.5588 | 124131.3303 | 127076.673 | 128946.5954 | 124226.0072 | 119678.2345 | 115606.926 | 111064.7111 | 106998.7585 | 103081.6551 | 99574.9421 | 90050.1881 | 81385.0857

## Marinus_REHAB Cost
Rehabilition cost by technology ($000s) - Marinus Link, Slow Change Scenario
REHAB | Real June 2020 dollars discounted to 1 July 2020
Explicitly modelled generation
Region | Technology | 2021-22 | 2022-23 | 2023-24 | 2024-25 | 2025-26 | 2026-27 | 2027-28 | 2028-29 | 2029-30 | 2030-31 | 2031-32 | 2032-33 | 2033-34 | 2034-35 | 2035-36 | 2036-37 | 2037-38 | 2038-39 | 2039-40 | 2040-41 | 2041-42 | 2042-43 | 2043-44 | 2044-45 | 2045-46 | 2046-47 | 2047-48 | 2048-49 | 2049-50
NEM | Black Coal | 0 | 0 | 0 | 132013.9181 | 100023.7993 | 37483.1218 | 4312.0922 | 0 | 26046.427 | 4242.2217 | 2614.2642 | 0 | 0 | 0 | 548.0858 | 307.8244 | 0 | 0 | 0 | 0 | 0 | 0 | 0 | 0 | 0 | 0 | 0 | 0 | 0
NEM | Brown Coal | 0 | 0 | 0 | 130326.1231 | 0 | 12821.0682 | 19066.4849 | 0 | 0.00013509 | 8.6769e-06 | 1.2505e-05 | 0 | 0 | 0 | 0 | 0 | 0 | 0 | 0 | 0 | 0 | 0 | 0 | 0 | 0 | 0 | 0 | 0 | 0
NEM | CCGT | 0 | 0 | 0 | 0 | 0 | 0 | 0 | 0 | 0 | 0 | 0 | 0 | 0 | 0 | 0 | 0 | 0 | 0 | 0 | 0 | 0 | 0 | 0 | 0 | 0 | 0 | 0 | 0 | 0
NEM | Gas - Steam | 0 | 0 | 0 | 0 | 0 | 0 | 0 | 0 | 0 | 0 | 0 | 0 | 0 | 0 | 0 | 0 | 0 | 0 | 0 | 0 | 0 | 0 | 0 | 0 | 0 | 0 | 0 | 0 | 0
NEM | OCGT / Diesel | 0 | 0 | 0 | 0 | 0 | 0 | 0 | 0 | 0 | 0 | 0 | 0 | 0 | 0 | 0 | 0 | 0 | 0 | 0 | 0 | 0 | 0 | 0 | 0 | 0 | 0 | 0 | 0 | 0
NEM | Hydro | 0 | 0 | 0 | 0 | 0 | 0 | 0 | 0 | 0 | 0 | 0 | 0 | 0 | 0 | 0 | 0 | 0 | 0 | 0 | 0 | 0 | 0 | 0 | 0 | 0 | 0 | 0 | 0 | 0
NEM | Wind | 0 | 0 | 0 | 0 | 0 | 0 | 0 | 0 | 0 | 0 | 0 | 0 | 0 | 0 | 0 | 0 | 0 | 0 | 0 | 0 | 0 | 0 | 0 | 0 | 0 | 0 | 0 | 0 | 0
NEM | Solar PV | 0 | 0 | 0 | 0 | 0 | 0 | 0 | 0 | 0 | 0 | 0 | 0 | 0 | 0 | 0 | 0 | 0 | 0 | 0 | 0 | 0 | 0 | 0 | 0 | 0 | 0 | 0 | 0 | 0
NEM | Grid Battery | 0 | 0 | 0 | 0 | 0 | 0 | 0 | 0 | 0 | 0 | 0 | 0 | 0 | 0 | 0 | 0 | 0 | 0 | 0 | 0 | 0 | 0 | 0 | 0 | 0 | 0 | 0 | 0 | 0
NEM | Pumped Hydro | 0 | 0 | 0 | 0 | 0 | 0 | 0 | 0 | 0 | 0 | 0 | 0 | 0 | 0 | 0 | 0 | 0 | 0 | 0 | 0 | 0 | 0 | 0 | 0 | 0 | 0 | 0 | 0 | 0
NEM | VPP | 0 | 0 | 0 | 0 | 0 | 0 | 0 | 0 | 0 | 0 | 0 | 0 | 0 | 0 | 0 | 0 | 0 | 0 | 0 | 0 | 0 | 0 | 0 | 0 | 0 | 0 | 0 | 0 | 0
Total excluding storage |  | 0 | 0 | 0 | 262340.0411 | 100023.7993 | 50304.19 | 23378.5771 | 0 | 26046.4271 | 4242.2217 | 2614.2643 | 0 | 0 | 0 | 548.0858 | 307.8244 | 0 | 0 | 0 | 0 | 0 | 0 | 0 | 0 | 0 | 0 | 0 | 0 | 0
Region | Technology | 2021-22 | 2022-23 | 2023-24 | 2024-25 | 2025-26 | 2026-27 | 2027-28 | 2028-29 | 2029-30 | 2030-31 | 2031-32 | 2032-33 | 2033-34 | 2034-35 | 2035-36 | 2036-37 | 2037-38 | 2038-39 | 2039-40 | 2040-41 | 2041-42 | 2042-43 | 2043-44 | 2044-45 | 2045-46 | 2046-47 | 2047-48 | 2048-49 | 2049-50
NSW1 | Black Coal | 0 | 0 | 0 | 26601.2211 | 100023.7993 | 0 | 2115.5429 | 0 | 19975.327 | 4242.2217 | 2614.2642 | 0 | 0 | 0 | 0 | 0 | 0 | 0 | 0 | 0 | 0 | 0 | 0 | 0 | 0 | 0 | 0 | 0 | 0
NSW1 | Brown Coal | 0 | 0 | 0 | 0 | 0 | 0 | 0 | 0 | 0 | 0 | 0 | 0 | 0 | 0 | 0 | 0 | 0 | 0 | 0 | 0 | 0 | 0 | 0 | 0 | 0 | 0 | 0 | 0 | 0
NSW1 | CCGT | 0 | 0 | 0 | 0 | 0 | 0 | 0 | 0 | 0 | 0 | 0 | 0 | 0 | 0 | 0 | 0 | 0 | 0 | 0 | 0 | 0 | 0 | 0 | 0 | 0 | 0 | 0 | 0 | 0
NSW1 | Gas - Steam | 0 | 0 | 0 | 0 | 0 | 0 | 0 | 0 | 0 | 0 | 0 | 0 | 0 | 0 | 0 | 0 | 0 | 0 | 0 | 0 | 0 | 0 | 0 | 0 | 0 | 0 | 0 | 0 | 0
NSW1 | OCGT / Diesel | 0 | 0 | 0 | 0 | 0 | 0 | 0 | 0 | 0 | 0 | 0 | 0 | 0 | 0 | 0 | 0 | 0 | 0 | 0 | 0 | 0 | 0 | 0 | 0 | 0 | 0 | 0 | 0 | 0
NSW1 | Hydro | 0 | 0 | 0 | 0 | 0 | 0 | 0 | 0 | 0 | 0 | 0 | 0 | 0 | 0 | 0 | 0 | 0 | 0 | 0 | 0 | 0 | 0 | 0 | 0 | 0 | 0 | 0 | 0 | 0
NSW1 | Wind | 0 | 0 | 0 | 0 | 0 | 0 | 0 | 0 | 0 | 0 | 0 | 0 | 0 | 0 | 0 | 0 | 0 | 0 | 0 | 0 | 0 | 0 | 0 | 0 | 0 | 0 | 0 | 0 | 0
NSW1 | Solar PV | 0 | 0 | 0 | 0 | 0 | 0 | 0 | 0 | 0 | 0 | 0 | 0 | 0 | 0 | 0 | 0 | 0 | 0 | 0 | 0 | 0 | 0 | 0 | 0 | 0 | 0 | 0 | 0 | 0
NSW1 | Grid Battery | 0 | 0 | 0 | 0 | 0 | 0 | 0 | 0 | 0 | 0 | 0 | 0 | 0 | 0 | 0 | 0 | 0 | 0 | 0 | 0 | 0 | 0 | 0 | 0 | 0 | 0 | 0 | 0 | 0
NSW1 | Pumped Hydro | 0 | 0 | 0 | 0 | 0 | 0 | 0 | 0 | 0 | 0 | 0 | 0 | 0 | 0 | 0 | 0 | 0 | 0 | 0 | 0 | 0 | 0 | 0 | 0 | 0 | 0 | 0 | 0 | 0
NSW1 | VPP | 0 | 0 | 0 | 0 | 0 | 0 | 0 | 0 | 0 | 0 | 0 | 0 | 0 | 0 | 0 | 0 | 0 | 0 | 0 | 0 | 0 | 0 | 0 | 0 | 0 | 0 | 0 | 0 | 0
Total excluding storage |  | 0 | 0 | 0 | 26601.2211 | 100023.7993 | 0 | 2115.5429 | 0 | 19975.327 | 4242.2217 | 2614.2642 | 0 | 0 | 0 | 0 | 0 | 0 | 0 | 0 | 0 | 0 | 0 | 0 | 0 | 0 | 0 | 0 | 0 | 0
Region | Technology | 2021-22 | 2022-23 | 2023-24 | 2024-25 | 2025-26 | 2026-27 | 2027-28 | 2028-29 | 2029-30 | 2030-31 | 2031-32 | 2032-33 | 2033-34 | 2034-35 | 2035-36 | 2036-37 | 2037-38 | 2038-39 | 2039-40 | 2040-41 | 2041-42 | 2042-43 | 2043-44 | 2044-45 | 2045-46 | 2046-47 | 2047-48 | 2048-49 | 2049-50
QLD1 | Black Coal | 0 | 0 | 0 | 105412.6969 | 0 | 37483.1218 | 2196.5493 | 0 | 6071.1 | 0 | 4.2446e-06 | 0 | 0 | 0 | 548.0858 | 307.8244 | 0 | 0 | 0 | 0 | 0 | 0 | 0 | 0 | 0 | 0 | 0 | 0 | 0
QLD1 | Brown Coal | 0 | 0 | 0 | 0 | 0 | 0 | 0 | 0 | 0 | 0 | 0 | 0 | 0 | 0 | 0 | 0 | 0 | 0 | 0 | 0 | 0 | 0 | 0 | 0 | 0 | 0 | 0 | 0 | 0
QLD1 | CCGT | 0 | 0 | 0 | 0 | 0 | 0 | 0 | 0 | 0 | 0 | 0 | 0 | 0 | 0 | 0 | 0 | 0 | 0 | 0 | 0 | 0 | 0 | 0 | 0 | 0 | 0 | 0 | 0 | 0
QLD1 | Gas - Steam | 0 | 0 | 0 | 0 | 0 | 0 | 0 | 0 | 0 | 0 | 0 | 0 | 0 | 0 | 0 | 0 | 0 | 0 | 0 | 0 | 0 | 0 | 0 | 0 | 0 | 0 | 0 | 0 | 0
QLD1 | OCGT / Diesel | 0 | 0 | 0 | 0 | 0 | 0 | 0 | 0 | 0 | 0 | 0 | 0 | 0 | 0 | 0 | 0 | 0 | 0 | 0 | 0 | 0 | 0 | 0 | 0 | 0 | 0 | 0 | 0 | 0
QLD1 | Hydro | 0 | 0 | 0 | 0 | 0 | 0 | 0 | 0 | 0 | 0 | 0 | 0 | 0 | 0 | 0 | 0 | 0 | 0 | 0 | 0 | 0 | 0 | 0 | 0 | 0 | 0 | 0 | 0 | 0
QLD1 | Wind | 0 | 0 | 0 | 0 | 0 | 0 | 0 | 0 | 0 | 0 | 0 | 0 | 0 | 0 | 0 | 0 | 0 | 0 | 0 | 0 | 0 | 0 | 0 | 0 | 0 | 0 | 0 | 0 | 0
QLD1 | Solar PV | 0 | 0 | 0 | 0 | 0 | 0 | 0 | 0 | 0 | 0 | 0 | 0 | 0 | 0 | 0 | 0 | 0 | 0 | 0 | 0 | 0 | 0 | 0 | 0 | 0 | 0 | 0 | 0 | 0
QLD1 | Grid Battery | 0 | 0 | 0 | 0 | 0 | 0 | 0 | 0 | 0 | 0 | 0 | 0 | 0 | 0 | 0 | 0 | 0 | 0 | 0 | 0 | 0 | 0 | 0 | 0 | 0 | 0 | 0 | 0 | 0
QLD1 | Pumped Hydro | 0 | 0 | 0 | 0 | 0 | 0 | 0 | 0 | 0 | 0 | 0 | 0 | 0 | 0 | 0 | 0 | 0 | 0 | 0 | 0 | 0 | 0 | 0 | 0 | 0 | 0 | 0 | 0 | 0
QLD1 | VPP | 0 | 0 | 0 | 0 | 0 | 0 | 0 | 0 | 0 | 0 | 0 | 0 | 0 | 0 | 0 | 0 | 0 | 0 | 0 | 0 | 0 | 0 | 0 | 0 | 0 | 0 | 0 | 0 | 0
Total excluding storage |  | 0 | 0 | 0 | 105412.6969 | 0 | 37483.1218 | 2196.5493 | 0 | 6071.1 | 0 | 4.2446e-06 | 0 | 0 | 0 | 548.0858 | 307.8244 | 0 | 0 | 0 | 0 | 0 | 0 | 0 | 0 | 0 | 0 | 0 | 0 | 0
Region | Technology | 2021-22 | 2022-23 | 2023-24 | 2024-25 | 2025-26 | 2026-27 | 2027-28 | 2028-29 | 2029-30 | 2030-31 | 2031-32 | 2032-33 | 2033-34 | 2034-35 | 2035-36 | 2036-37 | 2037-38 | 2038-39 | 2039-40 | 2040-41 | 2041-42 | 2042-43 | 2043-44 | 2044-45 | 2045-46 | 2046-47 | 2047-48 | 2048-49 | 2049-50
VIC1 | Black Coal | 0 | 0 | 0 | 0 | 0 | 0 | 0 | 0 | 0 | 0 | 0 | 0 | 0 | 0 | 0 | 0 | 0 | 0 | 0 | 0 | 0 | 0 | 0 | 0 | 0 | 0 | 0 | 0 | 0
VIC1 | Brown Coal | 0 | 0 | 0 | 130326.1231 | 0 | 12821.0682 | 19066.4849 | 0 | 0.00013509 | 8.6769e-06 | 1.2505e-05 | 0 | 0 | 0 | 0 | 0 | 0 | 0 | 0 | 0 | 0 | 0 | 0 | 0 | 0 | 0 | 0 | 0 | 0
VIC1 | CCGT | 0 | 0 | 0 | 0 | 0 | 0 | 0 | 0 | 0 | 0 | 0 | 0 | 0 | 0 | 0 | 0 | 0 | 0 | 0 | 0 | 0 | 0 | 0 | 0 | 0 | 0 | 0 | 0 | 0
VIC1 | Gas - Steam | 0 | 0 | 0 | 0 | 0 | 0 | 0 | 0 | 0 | 0 | 0 | 0 | 0 | 0 | 0 | 0 | 0 | 0 | 0 | 0 | 0 | 0 | 0 | 0 | 0 | 0 | 0 | 0 | 0
VIC1 | OCGT / Diesel | 0 | 0 | 0 | 0 | 0 | 0 | 0 | 0 | 0 | 0 | 0 | 0 | 0 | 0 | 0 | 0 | 0 | 0 | 0 | 0 | 0 | 0 | 0 | 0 | 0 | 0 | 0 | 0 | 0
VIC1 | Hydro | 0 | 0 | 0 | 0 | 0 | 0 | 0 | 0 | 0 | 0 | 0 | 0 | 0 | 0 | 0 | 0 | 0 | 0 | 0 | 0 | 0 | 0 | 0 | 0 | 0 | 0 | 0 | 0 | 0
VIC1 | Wind | 0 | 0 | 0 | 0 | 0 | 0 | 0 | 0 | 0 | 0 | 0 | 0 | 0 | 0 | 0 | 0 | 0 | 0 | 0 | 0 | 0 | 0 | 0 | 0 | 0 | 0 | 0 | 0 | 0
VIC1 | Solar PV | 0 | 0 | 0 | 0 | 0 | 0 | 0 | 0 | 0 | 0 | 0 | 0 | 0 | 0 | 0 | 0 | 0 | 0 | 0 | 0 | 0 | 0 | 0 | 0 | 0 | 0 | 0 | 0 | 0
VIC1 | Grid Battery | 0 | 0 | 0 | 0 | 0 | 0 | 0 | 0 | 0 | 0 | 0 | 0 | 0 | 0 | 0 | 0 | 0 | 0 | 0 | 0 | 0 | 0 | 0 | 0 | 0 | 0 | 0 | 0 | 0
VIC1 | Pumped Hydro | 0 | 0 | 0 | 0 | 0 | 0 | 0 | 0 | 0 | 0 | 0 | 0 | 0 | 0 | 0 | 0 | 0 | 0 | 0 | 0 | 0 | 0 | 0 | 0 | 0 | 0 | 0 | 0 | 0
VIC1 | VPP | 0 | 0 | 0 | 0 | 0 | 0 | 0 | 0 | 0 | 0 | 0 | 0 | 0 | 0 | 0 | 0 | 0 | 0 | 0 | 0 | 0 | 0 | 0 | 0 | 0 | 0 | 0 | 0 | 0
Total excluding storage |  | 0 | 0 | 0 | 130326.1231 | 0 | 12821.0682 | 19066.4849 | 0 | 0.00013509 | 8.6769e-06 | 1.2505e-05 | 0 | 0 | 0 | 0 | 0 | 0 | 0 | 0 | 0 | 0 | 0 | 0 | 0 | 0 | 0 | 0 | 0 | 0
Region | Technology | 2021-22 | 2022-23 | 2023-24 | 2024-25 | 2025-26 | 2026-27 | 2027-28 | 2028-29 | 2029-30 | 2030-31 | 2031-32 | 2032-33 | 2033-34 | 2034-35 | 2035-36 | 2036-37 | 2037-38 | 2038-39 | 2039-40 | 2040-41 | 2041-42 | 2042-43 | 2043-44 | 2044-45 | 2045-46 | 2046-47 | 2047-48 | 2048-49 | 2049-50
SA1 | Black Coal | 0 | 0 | 0 | 0 | 0 | 0 | 0 | 0 | 0 | 0 | 0 | 0 | 0 | 0 | 0 | 0 | 0 | 0 | 0 | 0 | 0 | 0 | 0 | 0 | 0 | 0 | 0 | 0 | 0
SA1 | Brown Coal | 0 | 0 | 0 | 0 | 0 | 0 | 0 | 0 | 0 | 0 | 0 | 0 | 0 | 0 | 0 | 0 | 0 | 0 | 0 | 0 | 0 | 0 | 0 | 0 | 0 | 0 | 0 | 0 | 0
SA1 | CCGT | 0 | 0 | 0 | 0 | 0 | 0 | 0 | 0 | 0 | 0 | 0 | 0 | 0 | 0 | 0 | 0 | 0 | 0 | 0 | 0 | 0 | 0 | 0 | 0 | 0 | 0 | 0 | 0 | 0
SA1 | Gas - Steam | 0 | 0 | 0 | 0 | 0 | 0 | 0 | 0 | 0 | 0 | 0 | 0 | 0 | 0 | 0 | 0 | 0 | 0 | 0 | 0 | 0 | 0 | 0 | 0 | 0 | 0 | 0 | 0 | 0
SA1 | OCGT / Diesel | 0 | 0 | 0 | 0 | 0 | 0 | 0 | 0 | 0 | 0 | 0 | 0 | 0 | 0 | 0 | 0 | 0 | 0 | 0 | 0 | 0 | 0 | 0 | 0 | 0 | 0 | 0 | 0 | 0
SA1 | Hydro | 0 | 0 | 0 | 0 | 0 | 0 | 0 | 0 | 0 | 0 | 0 | 0 | 0 | 0 | 0 | 0 | 0 | 0 | 0 | 0 | 0 | 0 | 0 | 0 | 0 | 0 | 0 | 0 | 0
SA1 | Wind | 0 | 0 | 0 | 0 | 0 | 0 | 0 | 0 | 0 | 0 | 0 | 0 | 0 | 0 | 0 | 0 | 0 | 0 | 0 | 0 | 0 | 0 | 0 | 0 | 0 | 0 | 0 | 0 | 0
SA1 | Solar PV | 0 | 0 | 0 | 0 | 0 | 0 | 0 | 0 | 0 | 0 | 0 | 0 | 0 | 0 | 0 | 0 | 0 | 0 | 0 | 0 | 0 | 0 | 0 | 0 | 0 | 0 | 0 | 0 | 0
SA1 | Grid Battery | 0 | 0 | 0 | 0 | 0 | 0 | 0 | 0 | 0 | 0 | 0 | 0 | 0 | 0 | 0 | 0 | 0 | 0 | 0 | 0 | 0 | 0 | 0 | 0 | 0 | 0 | 0 | 0 | 0
SA1 | Pumped Hydro | 0 | 0 | 0 | 0 | 0 | 0 | 0 | 0 | 0 | 0 | 0 | 0 | 0 | 0 | 0 | 0 | 0 | 0 | 0 | 0 | 0 | 0 | 0 | 0 | 0 | 0 | 0 | 0 | 0
SA1 | VPP | 0 | 0 | 0 | 0 | 0 | 0 | 0 | 0 | 0 | 0 | 0 | 0 | 0 | 0 | 0 | 0 | 0 | 0 | 0 | 0 | 0 | 0 | 0 | 0 | 0 | 0 | 0 | 0 | 0
Total excluding storage |  | 0 | 0 | 0 | 0 | 0 | 0 | 0 | 0 | 0 | 0 | 0 | 0 | 0 | 0 | 0 | 0 | 0 | 0 | 0 | 0 | 0 | 0 | 0 | 0 | 0 | 0 | 0 | 0 | 0
Region | Technology | 2021-22 | 2022-23 | 2023-24 | 2024-25 | 2025-26 | 2026-27 | 2027-28 | 2028-29 | 2029-30 | 2030-31 | 2031-32 | 2032-33 | 2033-34 | 2034-35 | 2035-36 | 2036-37 | 2037-38 | 2038-39 | 2039-40 | 2040-41 | 2041-42 | 2042-43 | 2043-44 | 2044-45 | 2045-46 | 2046-47 | 2047-48 | 2048-49 | 2049-50
TAS1 | Black Coal | 0 | 0 | 0 | 0 | 0 | 0 | 0 | 0 | 0 | 0 | 0 | 0 | 0 | 0 | 0 | 0 | 0 | 0 | 0 | 0 | 0 | 0 | 0 | 0 | 0 | 0 | 0 | 0 | 0
TAS1 | Brown Coal | 0 | 0 | 0 | 0 | 0 | 0 | 0 | 0 | 0 | 0 | 0 | 0 | 0 | 0 | 0 | 0 | 0 | 0 | 0 | 0 | 0 | 0 | 0 | 0 | 0 | 0 | 0 | 0 | 0
TAS1 | CCGT | 0 | 0 | 0 | 0 | 0 | 0 | 0 | 0 | 0 | 0 | 0 | 0 | 0 | 0 | 0 | 0 | 0 | 0 | 0 | 0 | 0 | 0 | 0 | 0 | 0 | 0 | 0 | 0 | 0
TAS1 | Gas - Steam | 0 | 0 | 0 | 0 | 0 | 0 | 0 | 0 | 0 | 0 | 0 | 0 | 0 | 0 | 0 | 0 | 0 | 0 | 0 | 0 | 0 | 0 | 0 | 0 | 0 | 0 | 0 | 0 | 0
TAS1 | OCGT / Diesel | 0 | 0 | 0 | 0 | 0 | 0 | 0 | 0 | 0 | 0 | 0 | 0 | 0 | 0 | 0 | 0 | 0 | 0 | 0 | 0 | 0 | 0 | 0 | 0 | 0 | 0 | 0 | 0 | 0
TAS1 | Hydro | 0 | 0 | 0 | 0 | 0 | 0 | 0 | 0 | 0 | 0 | 0 | 0 | 0 | 0 | 0 | 0 | 0 | 0 | 0 | 0 | 0 | 0 | 0 | 0 | 0 | 0 | 0 | 0 | 0
TAS1 | Wind | 0 | 0 | 0 | 0 | 0 | 0 | 0 | 0 | 0 | 0 | 0 | 0 | 0 | 0 | 0 | 0 | 0 | 0 | 0 | 0 | 0 | 0 | 0 | 0 | 0 | 0 | 0 | 0 | 0
TAS1 | Solar PV | 0 | 0 | 0 | 0 | 0 | 0 | 0 | 0 | 0 | 0 | 0 | 0 | 0 | 0 | 0 | 0 | 0 | 0 | 0 | 0 | 0 | 0 | 0 | 0 | 0 | 0 | 0 | 0 | 0
TAS1 | Grid Battery | 0 | 0 | 0 | 0 | 0 | 0 | 0 | 0 | 0 | 0 | 0 | 0 | 0 | 0 | 0 | 0 | 0 | 0 | 0 | 0 | 0 | 0 | 0 | 0 | 0 | 0 | 0 | 0 | 0
TAS1 | Pumped Hydro | 0 | 0 | 0 | 0 | 0 | 0 | 0 | 0 | 0 | 0 | 0 | 0 | 0 | 0 | 0 | 0 | 0 | 0 | 0 | 0 | 0 | 0 | 0 | 0 | 0 | 0 | 0 | 0 | 0
TAS1 | VPP | 0 | 0 | 0 | 0 | 0 | 0 | 0 | 0 | 0 | 0 | 0 | 0 | 0 | 0 | 0 | 0 | 0 | 0 | 0 | 0 | 0 | 0 | 0 | 0 | 0 | 0 | 0 | 0 | 0
Total excluding storage |  | 0 | 0 | 0 | 0 | 0 | 0 | 0 | 0 | 0 | 0 | 0 | 0 | 0 | 0 | 0 | 0 | 0 | 0 | 0 | 0 | 0 | 0 | 0 | 0 | 0 | 0 | 0 | 0 | 0

## Marinus_REZ Tx Cost
REZ transmission expansion cost by region ($000s) - Marinus Link, Slow Change Scenario
REZ Expansion | Real June 2020 dollars discounted to 1 July 2020. As with the total capital costs, the REZ transmission expansion costs are annualised for modelling purposes.
Explicitly modelled generation
Region | Technology | 2021-22 | 2022-23 | 2023-24 | 2024-25 | 2025-26 | 2026-27 | 2027-28 | 2028-29 | 2029-30 | 2030-31 | 2031-32 | 2032-33 | 2033-34 | 2034-35 | 2035-36 | 2036-37 | 2037-38 | 2038-39 | 2039-40 | 2040-41 | 2041-42 | 2042-43 | 2043-44 | 2044-45 | 2045-46 | 2046-47 | 2047-48 | 2048-49 | 2049-50
NSW1 | Transmission | 0.00019439 | 1908.3136 | 8879.2579 | 15289.8131 | 21242.0383 | 28754.0452 | 32446.1996 | 38602.7536 | 44348.8672 | 49622.5277 | 81036.8324 | 77852.8821 | 75002.7767 | 72257.0104 | 69798.9145 | 67056.5038 | 64601.6415 | 62832.9336 | 60695.4334 | 58310.7001 | 67024.1137 | 85870.2988 | 84762.1265 | 81431.8088 | 78599.2149 | 84912.9072 | 85958.6736 | 82581.3434 | 82442.0076
QLD1 | Transmission | 0.0002057 | 0.00021419 | 0.0002283 | 0.00026863 | 0.00028249 | 0.00036312 | 0.00035756 | 0.0004595 | 0.00045774 | 0.00044098 | 0.00042598 | 0.00040924 | 0.00039426 | 0.00037983 | 0.0003669 | 0.00036499 | 14677.3829 | 14140.0606 | 13659.0329 | 13122.3673 | 12641.9724 | 15857.8494 | 25884.7293 | 24867.7141 | 26501.3835 | 67549.0682 | 65251.1308 | 62687.4033 | 74277.6635
VIC1 | Transmission | 3.7078e-05 | 3.5721e-05 | 3.4505e-05 | 3.315e-05 | 3.1936e-05 | 3.0767e-05 | 2.972e-05 | 2.8553e-05 | 2.7507e-05 | 2.65e-05 | 2.5599e-05 | 2.4593e-05 | 2.3693e-05 | 2.2825e-05 | 2.2049e-05 | 2.1183e-05 | 2.0407e-05 | 1.966e-05 | 1.8991e-05 | 1.8245e-05 | 1.7577e-05 | 191.5538 | 2171.8918 | 2086.5578 | 4055.2071 | 3906.7507 | 9626.818 | 13658.5609 | 14697.5654
SA1 | Transmission | 0.00017114 | 0.00017433 | 0.00021315 | 0.00021049 | 0.00020279 | 0.00019536 | 0.00018872 | 0.00019998 | 0.00019266 | 0.00018971 | 0.00018326 | 0.00018569 | 0.00018066 | 0.00019021 | 0.00018878 | 0.0002549 | 1410.9099 | 1359.2582 | 4316.0049 | 5336.4549 | 5141.0934 | 5823.6564 | 5625.5427 | 5404.5143 | 5206.6612 | 8774.4047 | 8475.9102 | 8142.8905 | 9765.2598
TAS1 | Transmission | 0 | 0 | 0 | 0 | 0 | 0 | 0 | 0 | 0 | 0 | 0 | 3.2613e-06 | 5.121e-06 | 5.7278e-05 | 5.5329e-05 | 7.4261e-05 | 278.4677 | 690.0584 | 1083.3587 | 1443.7218 | 1390.8687 | 1339.9506 | 1294.3671 | 1243.5112 | 1197.9877 | 1154.1307 | 1114.8686 | 1071.0652 | 1031.8548
NEM | Total | 0.00060831 | 1908.314 | 8879.2584 | 15289.8136 | 21242.0388 | 28754.0458 | 32446.2001 | 38602.7543 | 44348.8679 | 49622.5284 | 81036.8331 | 77852.8828 | 75002.7773 | 72257.0111 | 69798.9151 | 67056.5045 | 80968.402 | 79022.3109 | 79753.8299 | 78213.244 | 86198.0482 | 109083.309 | 119738.6575 | 115034.1062 | 115560.4543 | 166297.2617 | 170427.4013 | 168141.2634 | 182214.351

## Marinus_USE+DSP Cost
USE and USE / DSP cost by region ($000s) - Marinus Link, Slow Change Scenario
USE / DSP | Real June 2020 dollars discounted to 1 July 2020
Explicitly modelled generation
Region | Technology | 2021-22 | 2022-23 | 2023-24 | 2024-25 | 2025-26 | 2026-27 | 2027-28 | 2028-29 | 2029-30 | 2030-31 | 2031-32 | 2032-33 | 2033-34 | 2034-35 | 2035-36 | 2036-37 | 2037-38 | 2038-39 | 2039-40 | 2040-41 | 2041-42 | 2042-43 | 2043-44 | 2044-45 | 2045-46 | 2046-47 | 2047-48 | 2048-49 | 2049-50
NSW1 | USE / DSP | 0.00049663 | 0.00049522 | 0.0004983 | 0.00050063 | 0.00050774 | 0.0005057 | 0.00050438 | 0.00050561 | 0.00050314 | 0.00050315 | 0.00049874 | 0.00050388 | 0.00050146 | 0.00050614 | 0.00050088 | 0.00050082 | 0.00051163 | 0.00051907 | 4525.4725 | 7.2392 | 14150.8644 | 0.0005284 | 8109.7028 | 7684.1817 | 9004.5964 | 8044.7361 | 202.9072 | 7900.8506 | 10.8593
QLD1 | USE / DSP | 0.00049589 | 0.00049467 | 0.00049647 | 0.00050067 | 0.00050446 | 44.0105 | 0.00050583 | 12915.5441 | 0.00050169 | 0.00050151 | 0.00050038 | 0.00050343 | 4908.5413 | 39.3702 | 1966.9869 | 10.2137 | 25526.6934 | 126.9435 | 779.9547 | 3350.6222 | 1777.6183 | 2879.1489 | 2777.8676 | 6592.5683 | 2142.6159 | 33842.1792 | 41.6317 | 914.162 | 5029.8517
VIC1 | USE / DSP | 0.0004876 | 0.00048656 | 0.00048854 | 0.00049629 | 0.00050211 | 0.00049883 | 0.00049637 | 0.00049529 | 0.00049261 | 0.0004925 | 0.00049073 | 0.00049327 | 0.00049201 | 0.00049756 | 0.00049336 | 25.4005 | 0.00050099 | 0.00050564 | 754.8158 | 519.7789 | 5900.7426 | 6.7295 | 697.0401 | 3603.9496 | 5622.8621 | 313.5836 | 267.2302 | 2981.1419 | 3144.9178
SA1 | USE / DSP | 0.0004913 | 0.00048927 | 0.00050406 | 0.0004995 | 0.00050677 | 0.00050286 | 0.00050094 | 0.00050168 | 0.000499 | 0.00049908 | 0.00049676 | 0.00050083 | 0.00049859 | 0.00050399 | 27.5577 | 2450.6629 | 1271.2801 | 22.9977 | 2162.8284 | 1509.0339 | 3587.4508 | 0.00052013 | 1557.4523 | 2252.8268 | 3362.0148 | 1055.1138 | 54.6287 | 1653.9704 | 19.7558
TAS1 | USE / DSP | 0.00040592 | 0.00040542 | 0.00040693 | 0.0004059 | 0.00040573 | 0.00040491 | 0.00040687 | 0.00040656 | 0.0004082 | 0.00040828 | 0.00040763 | 0.00040771 | 0.00040718 | 0.00040722 | 0.00040681 | 0.00040572 | 0.00040715 | 0.00040685 | 436.8566 | 0.00040828 | 397.5886 | 0.00040847 | 0.00041047 | 0.00040615 | 0.00040543 | 0.00040755 | 10.4162 | 52.1353 | 0.00041085
NEM | Total | 0.0023773 | 0.0023711 | 0.0023943 | 0.002403 | 0.0024268 | 44.0125 | 0.0024144 | 12915.546 | 0.0024046 | 0.0024045 | 0.0023942 | 0.0024091 | 4908.5432 | 39.3721 | 1994.546 | 2486.278 | 26797.975 | 149.9426 | 8659.928 | 5386.6746 | 25814.2646 | 2885.8799 | 13142.0632 | 20133.5268 | 20132.0896 | 43255.6131 | 576.814 | 13502.2602 | 8205.385

## Marinus_SyncCon Cost
Synchronous Condenser cost by region ($000s) - Marinus Link, Slow Change Scenario
SyncCon | Real June 2020 dollars discounted to 1 July 2020
Explicitly modelled generation
Region | Technology | 2021-22 | 2022-23 | 2023-24 | 2024-25 | 2025-26 | 2026-27 | 2027-28 | 2028-29 | 2029-30 | 2030-31 | 2031-32 | 2032-33 | 2033-34 | 2034-35 | 2035-36 | 2036-37 | 2037-38 | 2038-39 | 2039-40 | 2040-41 | 2041-42 | 2042-43 | 2043-44 | 2044-45 | 2045-46 | 2046-47 | 2047-48 | 2048-49 | 2049-50
NSW1 | SyncCon | 0 | 0 | 0 | 0 | 0 | 0 | 0 | 0 | 0 | 0 | 0 | 0 | 0 | 0 | 0 | 0 | 0 | 0 | 0 | 0 | 0 | 0 | 0 | 0 | 0 | 0 | 0 | 0 | 0
QLD1 | SyncCon | 0 | 0 | 0 | 0 | 0 | 0 | 0 | 0 | 0 | 0 | 0 | 0 | 0 | 0 | 0 | 0 | 0 | 0 | 0 | 0 | 0 | 0 | 0 | 0 | 0 | 0 | 0 | 0 | 0
VIC1 | SyncCon | 0 | 0 | 0 | 9961.6126 | 9596.9293 | 10816.1879 | 11944.152 | 11474.8643 | 11054.7826 | 10650.0796 | 10287.7768 | 9883.5684 | 9521.7422 | 9173.162 | 8861.1022 | 8512.948 | 9068.4589 | 8736.4729 | 8439.2687 | 8107.6884 | 7810.8752 | 7524.9279 | 7268.939 | 6983.3412 | 6727.689 | 6481.396 | 6272.7341 | 6026.2774 | 5805.6622
SA1 | SyncCon | 0 | 0 | 0 | 0 | 0 | 0 | 0 | 0 | 0 | 0 | 0 | 0 | 0 | 0 | 0 | 0 | 0 | 0 | 0 | 0 | 0 | 0 | 0 | 0 | 0 | 0 | 0 | 0 | 0
TAS1 | SyncCon | 1049.8969 | 1746.409 | 1895.8199 | 735.6611 | 829.2911 | 2254.7881 | 2048.5089 | 2200.6137 | 2700.1312 | 2855.1984 | 3412.9765 | 3163.2249 | 3275.6261 | 3313.9929 | 3560.6199 | 3674.2163 | 2728.8766 | 2541.171 | 2294.4058 | 2421.7416 | 2200.1034 | 2073.2062 | 1954.294 | 2017.8155 | 1921.869 | 1796.0949 | 1749.9626 | 1483.8133 | 1268.0397
NEM | Total | 1049.8969 | 1746.409 | 1895.8199 | 10697.2737 | 10426.2204 | 13070.976 | 13992.6609 | 13675.478 | 13754.9138 | 13505.278 | 13700.7533 | 13046.7933 | 12797.3683 | 12487.155 | 12421.7221 | 12187.1644 | 11797.3355 | 11277.6439 | 10733.6744 | 10529.43 | 10010.9786 | 9598.1341 | 9223.2331 | 9001.1567 | 8649.558 | 8277.4909 | 8022.6967 | 7510.0907 | 7073.7019

## Marinus_System Strength Cost
System Strength cost by region ($000s) - Marinus Link, Slow Change Scenario
System Strength | Real June 2020 dollars discounted to 1 July 2020
Explicitly modelled generation
Region | Technology | 2021-22 | 2022-23 | 2023-24 | 2024-25 | 2025-26 | 2026-27 | 2027-28 | 2028-29 | 2029-30 | 2030-31 | 2031-32 | 2032-33 | 2033-34 | 2034-35 | 2035-36 | 2036-37 | 2037-38 | 2038-39 | 2039-40 | 2040-41 | 2041-42 | 2042-43 | 2043-44 | 2044-45 | 2045-46 | 2046-47 | 2047-48 | 2048-49 | 2049-50
NSW1 | System Strength | 1.3939e-05 | 214.1086 | 996.2333 | 1715.4835 | 2383.3101 | 3226.1408 | 3640.3925 | 4331.1443 | 4975.8457 | 5567.5388 | 9662.9752 | 9283.3154 | 8943.4638 | 8616.0537 | 8322.946 | 7995.9361 | 7703.214 | 7531.8534 | 7275.6289 | 6989.7683 | 8344.2418 | 10529.5179 | 10440.4543 | 10030.2471 | 9685.1002 | 11246.3874 | 11401.4667 | 10953.5012 | 10929.9215
QLD1 | System Strength | 9.3672e-05 | 9.4683e-05 | 9.3923e-05 | 1119.3875 | 1078.4081 | 1212.0835 | 1170.8499 | 1124.8471 | 1083.6677 | 1043.9959 | 1008.4804 | 968.857 | 933.3883 | 899.218 | 868.6277 | 834.4992 | 1919.2548 | 1848.993 | 1786.0925 | 1949.8903 | 1878.507 | 1856.5725 | 2257.676 | 2168.9716 | 2278.3128 | 3797.3356 | 3668.1548 | 3524.0324 | 4580.041
VIC1 | System Strength | 2.0102e-05 | 2.0347e-05 | 2.0515e-05 | 2.8631e-05 | 2.7583e-05 | 2.6573e-05 | 2.5669e-05 | 2.5381e-05 | 2.509e-05 | 2.5187e-05 | 2.433e-05 | 2.5351e-05 | 2.506e-05 | 2.6568e-05 | 2.6074e-05 | 2.9164e-05 | 4.4437e-05 | 6.3808e-05 | 7.1673e-05 | 256.7049 | 247.3072 | 274.7906 | 662.6884 | 636.6513 | 1754.6291 | 1690.3942 | 3370.2777 | 4612.2621 | 4736.9671
SA1 | System Strength | 3.7755e-05 | 3.9764e-05 | 4.9243e-05 | 5.0305e-05 | 4.8464e-05 | 4.6689e-05 | 4.5101e-05 | 4.6395e-05 | 4.5539e-05 | 4.5453e-05 | 4.3907e-05 | 4.5989e-05 | 4.4987e-05 | 4.8204e-05 | 4.773e-05 | 6.5625e-05 | 543.9242 | 1247.5398 | 1886.2271 | 1993.7058 | 1920.7185 | 2034.6006 | 2092.5314 | 2010.3156 | 2009.2402 | 2323.8066 | 2636.9421 | 2701.1397 | 2749.0315
TAS1 | System Strength | 1.4658e-05 | 1.5238e-05 | 165.0527 | 316.8406 | 453.1509 | 579.0563 | 697.0049 | 801.8585 | 899.9013 | 989.6911 | 1105.924 | 1252.3063 | 1389.3457 | 1514.6728 | 1633.3412 | 1732.6759 | 1830.7211 | 1921.445 | 2011.9507 | 2083.5931 | 2007.3151 | 1933.8296 | 1868.043 | 1794.6473 | 1728.9473 | 1665.6525 | 1608.9891 | 1545.7716 | 1489.1827
NEM | Total | 0.00018013 | 214.1088 | 1161.2861 | 3151.7117 | 3914.8692 | 5017.2807 | 5508.2474 | 6257.85 | 6959.4147 | 7601.2259 | 11777.3797 | 11504.4788 | 11266.1978 | 11029.9446 | 10824.915 | 10563.1113 | 11997.1141 | 12549.8314 | 12959.8993 | 13273.6623 | 14398.0896 | 16629.3112 | 17321.3932 | 16640.8329 | 17456.2297 | 20723.5762 | 22685.8303 | 23336.7071 | 24485.1438