## Cover
Project Marinus Economic Modelling Results
Supporting the Economic Modelling Appendix to the TasNetworks PACR
TasNetworks | 22 June 2021

## Release notice
Notice
Ernst & Young ("EY") was engaged on the instructions of Tasmanian Networks Pty Ltd (“TasNetworks” or “Client”) to provide market modelling in relation to the proposed Marinus Link interconnector (“Project”), in accordance with the contract dated 14 June 2018.
The results of Ernst & Young’s work, including the assumptions and qualifications made in preparing the workbook dated 22 June 2021 (“Workbook”), are set out in Ernst & Young's report dated 22 June 2021 ("Report"). The Workbook and Report should be read in their entirety including this notice, the applicable scope of the work and any limitations. A reference to the Workbook includes any part of the Workbook. No further work has been undertaken by Ernst & Young since the date of the Workbook to update it.
EY has prepared the Workbook under the directions of the Client. EY has not been engaged to act, and has not acted, as advisor to any other party. Accordingly, EY makes no representations as to the appropriateness, accuracy or completeness of the Workbook for any other party's purposes.
No reliance may be placed upon the Workbook or any of its contents by any party other than the Client (“Third Parties”). Any Third Party receiving a copy of the Workbook must make and rely on their own enquiries in relation to the issues to which the Workbook relates, the contents of the Workbook and all matters arising from or relating to or in any way connected with the Workbook or its contents.
EY disclaims all responsibility to any Third Parties for any loss or liability that the Third Parties may suffer or incur arising from or relating to or in any way connected with the contents of the Workbook, the provision of the Workbook to the Third Parties or the reliance upon the Workbook by the Third Parties.
No claim or demand or any actions or proceedings may be brought against EY arising from or connected with the contents of the Workbook or the provision of the Workbook to the Third Parties. EY will be released and forever discharged from any such claims, demands, actions or proceedings.
Our work commenced on 12 January 2021 and was completed on 19 May 2021. Therefore, our Workbook does not take account of events or circumstances arising after 19 May 2021 and we have no responsibility to update the Workbook for such events or circumstances.
In preparing this Workbook we have considered and relied upon information from a range of sources believed to be reliable and accurate. We do not imply, and it should not be construed, that we have verified any of the information provided to us, or that our enquiries could have identified any matter that a more extensive examination might disclose.
The work performed as part of our scope considers information provided to us and a number of combinations of input assumptions relating to future conditions, which may not necessarily represent actual or most likely future conditions. Additionally, modelling work performed as part of our scope inherently requires assumptions about future behaviours and market interactions, which may result in forecasts that deviate from future conditions. There will usually be differences between estimated and actual results, because events and circumstances frequently do not occur as expected, and those differences may be material. We take no responsibility that the projected outcomes will be achieved, if any.
We highlight that our analysis and Workbook do not constitute investment advice or a recommendation to you on a future course of action. We provide no assurance that the scenarios we have modelled will be accepted by any relevant authority or third party.
Our conclusions are based, in part, on the assumptions stated and on information provided by the Client and other information sources used during the course of the engagement. The modelled outcomes are contingent on the collection of assumptions as agreed with the Client and no consideration of other market events, announcements or other changing circumstances are reflected in this Workbook. Neither EY nor any member or employee thereof undertakes responsibility in any way whatsoever to any person in respect of errors in this Workbook arising from incorrect information provided by the Client or other information sources used.
EY has consented to the Workbook being published electronically on the Client’s website alongside the Report and Addendum for informational purposes only. EY has not consented to distribution or disclosure beyond this. The material contained in the Workbook, including the EY logo, is copyright. The copyright in the material contained in the Workbook itself, excluding EY logo, vests in the Client. The Workbook, including the EY logo, cannot be altered without prior written permission from EY.
EY’s liability is limited by a scheme approved under Professional Standards Legislation.

## Version notes
Change log
2021-06-22 | 1 | Project Marinus Economic Modelling Result Workbooks supporting the Addendum to the PACR, Step Change Scenario. Marinus Link from 1 July 2027.

## Abbreviations and notes
Acronyms
AEMO | Australian Energy Market Operator
CCGT | Closed cycle gas turbine
Diesel | Diesel generator
Distributed PV | PV non-scheduled generators (PVNSG) and Rooftop PV
DSP | Demand-side participation
ESOO | Electricity Statement Of Opportunities
FOM | Fixed operations and maintenance
Gas - Steam | Gas-powered steam turbine
GWh | Gigawatt-hours
Grid Battery | Explicitly modelled existing and new entrant (8 hour or less) battery storage
MW | Megawatts
NEM | National Electricity Market
OCGT | Open cycle gas turbine
PACR | Project Assessment Conclusions Report
PV | Photovoltaic
PVNSG | PV non-scheduled generators
Rehab | Rehabilitation (after closing an existing generator)
USE | Unserved energy
VOM | Variable operations and maintenance
VPP | Virtual power plants
Notes
1. BaseCase simulations do not include Marinus Link. Marinus simulations include Marinus Link from 1 July 2027.
2. Tumut 3 generation is included in Hydro, whereas Tumut 3 pump is included in Pumped Hydro Pump.
3. REZ expansion costs only capture intra-regional network augmentations. These costs do not include the cost of interconnectors.
4. New entrant capacity and retiring capacity for allowable generators are made at the beginning of each financial year, on 1 July.
5. Other non-scheduled generation is handled on the demand side as per AEMO's 2020 ESOO.

## ---Compare options---
Compare |  | Marinus | to | BaseCase |  | 0 | 1 | 2 | 3 | 4 | 5 | 6 | 7 | 8 | 9 | 10 | 11 | 12 | 13 | 14 | 15 | 16 | 17 | 18 | 19 | 20 | 21 | 22 | 23 | 24 | 25 | 26 | 27 | 28
NEM discounted market benefits by year
Select region | NEM
[5 empty] | Real June 2020 dollars ($m) discounted to 1 July 2020 | 2021-22 | 2022-23 | 2023-24 | 2024-25 | 2025-26 | 2026-27 | 2027-28 | 2028-29 | 2029-30 | 2030-31 | 2031-32 | 2032-33 | 2033-34 | 2034-35 | 2035-36 | 2036-37 | 2037-38 | 2038-39 | 2039-40 | 2040-41 | 2041-42 | 2042-43 | 2043-44 | 2044-45 | 2045-46 | 2046-47 | 2047-48 | 2048-49 | 2049-50
|  |  |  | Build | CAPEX | 12.6153 | 12.0375 | 30.5744 | 29.4786 | 18.6644 | 7.6342 | 35.2747 | 22.9517 | 26.2861 | 26.7236 | 51.8271 | 59.4098 | 92.7571 | 99.7752 | 101.0418 | 127.0317 | 111.36 | 104.3365 | 97.1346 | 104.0293 | 126.7379 | 113.9932 | 114.4369 | 100.4484 | 96.9421 | 93.418 | 74.1974 | 56.2541 | 42.798
|  |  |  | FOM | FOM | 2.4186 | 2.3078 | 6.5331 | -3.7655 | 37.3479 | -5.823 | 14.5195 | 11.0317 | 14.9148 | 14.2006 | 15.7478 | 9.2617 | 15.9187 | 21.2239 | 17.7691 | 22.7081 | 22.6436 | 20.8973 | 18.7 | 18.6525 | -12.8772 | 20.8143 | 20.745 | 20.9107 | 20.8143 | 19.8448 | 18.6885 | 16.7631 | 11.499
|  |  |  | Fuel | Fuel | -2.4084 | -0.32254 | -12.466 | -6.7341 | -19.5377 | -7.3744 | 45.047 | 55.7744 | 32.4362 | 48.7395 | 58.1929 | 56.6669 | 36.6102 | 50.6711 | 43.4791 | 15.2099 | 40.1323 | 42.0192 | 41.7709 | 34.6573 | 27.5953 | 43.5182 | 39.9525 | 29.5756 | 28.3968 | 36.4966 | 33.9553 | 33.2946 | 55.9347
|  |  |  | VOM | VOM | -1.1028 | -1.9848 | -1.1776 | -0.68955 | 1.7273 | 2.9302 | 0.044814 | 2.536 | 2.5644 | 1.0823 | -4.518 | -2.0144 | -7.2889 | -10.5959 | -8.8661 | -12.2447 | -9.1716 | -9.0533 | -7.684 | -8.0667 | -9.7208 | -8.5292 | -8.349 | -7.05 | -7.2248 | -6.9594 | -4.9187 | -4.2783 | -3.442
|  |  |  | REHAB | REHAB | 0 | 0 | 0 | 6.799 | -3.2724 | 0.75529 | -9.6182 | 3.8595e-05 | -1.4482 | 2.614e-07 | 0.51376 | 8.1382e-09 | -0.16449 | 0 | 0 | 0.17034 | 7.4117e-06 | 6.0715e-07 | 0 | 1.5424 | 4.2438 | 0 | 0.026016 | 1.6537e-07 | 1.5295e-06 | 2.8037e-10 | -1.9351 | 0 | 0
|  |  |  | REZ Tx | REZ | 1.6198 | 1.5456 | 1.0974 | 0.29145 | 1.102 | 0.3383 | 7.4605 | -0.70711 | -0.39079 | 0.096709 | 0.58902 | 2.3181 | 11.2561 | 11.8004 | 11.8845 | 19.648 | 17.4046 | 16.5038 | 19.2243 | 23.3855 | 23.508 | 26.6766 | 29.6701 | 26.6653 | 28.3708 | 32.6571 | 25.8226 | 23.511 | 12.293
|  |  |  | USE+DSP | USE+DSP | 8.366e-06 | 8.3097e-06 | 8.3852e-06 | 0.065991 | 0.11026 | 0.50511 | 8.5651e-06 | -0.29733 | -0.0050083 | 0.013925 | 0.087347 | -0.79614 | -1.674 | 0.39922 | 9.7168 | 0.68485 | -6.2945 | -0.040147 | -1.9669 | 0.5866 | -5.8937 | 2.6136 | 2.7432 | 10.7896 | -1.9194 | -0.74683 | -0.099086 | 0.0074692 | -3.3833
|  |  |  | SyncCon | SyncCon | -0.05319 | 0.083232 | -0.054836 | 0.20836 | 0.029626 | 0.17889 | -0.76561 | -0.8511 | -1.0035 | -0.82104 | -0.44903 | -0.63502 | -0.43641 | 0.13317 | 0.0033842 | 0.079723 | -0.024252 | -0.077852 | -0.10497 | -0.20636 | -0.097776 | -0.16021 | -0.084847 | -0.093759 | -0.052144 | -0.047047 | -0.13444 | -0.13279 | -0.084277
|  |  |  | System Strength | System Strength | 0.4026 | 0.38416 | 0.01042 | 0.18293 | 0.21545 | -0.0038745 | 0.58579 | 0.29161 | 0.31214 | 0.13722 | 0.68715 | 0.2396 | 1.1902 | 1.3268 | 1.2857 | 1.6191 | 2.0029 | 1.8385 | 1.7239 | 1.7949 | 2.4321 | 2.0354 | 2.0957 | 1.9537 | 1.8783 | 1.8643 | 1.4703 | 1.4012 | 0.59448
[5 empty] | Total cumulative market benefits | 13.4919 | 27.5429 | 52.0599 | 77.897 | 114.284 | 113.4247 | 205.9732 | 296.7032 | 370.3694 | 460.5421 | 583.2202 | 707.6707 | 855.8392 | 1030.5729 | 1206.8873 | 1381.7943 | 1559.8474 | 1736.2713 | 1905.069 | 2081.4444 | 2237.372 | 2438.3337 | 2639.5693 | 2822.769 | 2989.975 | 3166.5025 | 3313.5491 | 3440.3694 | 3556.5789
NEM capacity difference by year
Select region | NEM
[5 empty] | Capacity difference (MW) | 2021-22 | 2022-23 | 2023-24 | 2024-25 | 2025-26 | 2026-27 | 2027-28 | 2028-29 | 2029-30 | 2030-31 | 2031-32 | 2032-33 | 2033-34 | 2034-35 | 2035-36 | 2036-37 | 2037-38 | 2038-39 | 2039-40 | 2040-41 | 2041-42 | 2042-43 | 2043-44 | 2044-45 | 2045-46 | 2046-47 | 2047-48 | 2048-49 | 2049-50
[5 empty] | Black Coal | 0 | 0 | 0 | 12.5926 | -34.8939 | -177.9137 | -210.2593 | -210.2591 | -312.3745 | -312.3745 | -196.6742 | -125.6526 | -126.1123 | -126.1123 | 16.3804 | 65.018 | 17.5317 | 17.5317 | 17.5317 | 77.9045 | 265.3117 | 265.3117 | 292.2806 | 247.7801 | 247.7801 | 247.7801 | 0.00049 | 0.00049 | 0.00049
[5 empty] | Brown Coal | 0 | 0 | 0 | 79.6595 | 89.5858 | 128.5962 | -0.001609 | -0.0010089 | -0.0010087 | -0.0010089 | -0.0010088 | -0.0010089 | -0.0010089 | -0.0010089 | -0.0010088 | -0.00083591 | -0.00056463 | -0.00056465 | -0.00056473 | -0.0005647 | -0.00056468 | -0.00056464 | -0.00056466 | -0.00056467 | -0.0001542 | -0.00015406 | 0 | 0 | 0
[5 empty] | CCGT | 0 | 0 | 0 | 0 | 0 | 0 | 0 | 0 | 0 | 0 | 0 | 0 | 0 | 0 | 0 | 0 | 0 | 0 | 0 | 0 | 0 | 0 | 0 | 0 | 0 | 0 | 0 | 0 | 0
[5 empty] | Gas - Steam | 0 | 0 | 0 | 0 | 0 | 0 | 0 | 0 | 0 | 0 | 0 | 0 | 0 | 0 | 0 | 0 | 0 | 0 | 0 | 0 | 0 | 0 | 0 | 0 | 0 | 0 | 0 | 0 | 0
[5 empty] | OCGT / Diesel | 0 | 0 | 0 | 0 | 0 | 0 | 0 | 0 | 0 | 0 | 0 | 0 | 0 | 0 | -46.1899 | -46.1899 | -378.8474 | -378.8474 | -321.7569 | -321.7569 | -226.5963 | -396.1905 | -497.1425 | -417.5548 | -417.5548 | -486.6784 | -486.6784 | -296.3774 | -400.9782
[5 empty] | Hydro | 0 | 0 | 0 | 0 | 0 | 0 | 250 | 250 | 250 | 250 | 250 | 250 | 250 | 250 | 250 | 250 | 250 | 250 | 250 | 250 | 250 | 250 | 250 | 250 | 250 | 250 | 250 | 250 | 250
[5 empty] | Wind | -106.9561 | -106.9561 | -254.7662 | -262.8558 | -283.27 | -173.7036 | -561.7813 | -454.8098 | -488.134 | -590.8262 | -889.0098 | -454.8466 | -531.7969 | -674.9019 | -655.0098 | -1179.4297 | -790.9311 | -791.0879 | -986.3184 | -1306.2629 | -966.6965 | -783.9751 | -781.7252 | -732.4303 | -672.2508 | -984.1291 | -546.2235 | -549.3267 | -361.0548
[5 empty] | Solar PV | 0 | 0 | 0 | 0 | 197.1493 | 197.1493 | 344.4418 | 378.7589 | 337.5415 | 493.2626 | 369.091 | 368.1749 | -516.3073 | -605.5074 | -646.5889 | -646.5889 | -1064.8088 | -981.1901 | -769.6172 | -624.9723 | -1799.0938 | -1760.8734 | -1971.908 | -1971.908 | -2050.1128 | -1508.2134 | -1508.2134 | -1508.2134 | -553.8079
[5 empty] | Grid Battery | 0 | 0 | 0 | 0 | 0 | 0 | 0 | -0.00025075 | -0.00044758 | -0.00054837 | -0.0005548 | 103.1353 | 100.9474 | 100.9474 | 35.902 | 35.902 | -40.5688 | -40.5688 | 152.3149 | 152.3149 | -73.6936 | -298.9915 | -298.9915 | -560.0084 | -560.0084 | -533.4058 | -533.4058 | -484.603 | -691.4822
[5 empty] | Pumped Hydro | 0 | 0 | 0 | 0 | 0 | 0 | 0 | -0.00025436 | -0.0001799 | -0.0003064 | -0.0003241 | -435.6542 | -443.0595 | -443.0595 | -460.4883 | -460.4883 | -297.1677 | -297.1677 | -297.1678 | -297.1678 | -513.1958 | -375.5634 | -375.5634 | -164.0427 | -164.0427 | -169.9106 | -169.9106 | -79.5654 | -79.5654
[5 empty] | VPP | 0 | 0 | 0 | 0 | 0 | 0 | 0 | 0 | 0 | 0 | 0 | 0 | 0 | 0 | 0 | 0 | 0 | 0 | 0 | 0 | 0 | 0 | 0 | 0 | 0 | 0 | 0 | 0 | 0
[5 empty] | Grid Battery pump | 0 | 0 | 0 | 0 | 0 | 0 | 0 | -0.00025075 | -0.00044758 | -0.00054837 | -0.0005548 | 103.1353 | 100.9474 | 100.9474 | 35.902 | 35.902 | -40.5688 | -40.5688 | 152.3149 | 152.3149 | -73.6936 | -298.9915 | -298.9915 | -560.0084 | -560.0084 | -533.4058 | -533.4058 | -484.603 | -691.4822
[5 empty] | Pumped Hydro Pump | 0 | 0 | 0 | 0 | 0 | 0 | 0 | -0.00025436 | -0.0001799 | -0.0003064 | -0.0003241 | -435.6542 | -443.0595 | -443.0595 | -460.4883 | -460.4883 | -297.1677 | -297.1677 | -297.1678 | -297.1678 | -513.1958 | -375.5634 | -375.5634 | -164.0427 | -164.0427 | -169.9106 | -169.9106 | -79.5654 | -79.5654
[5 empty] | VPP pump | 0 | 0 | 0 | 0 | 0 | 0 | 0 | 0 | 0 | 0 | 0 | 0 | 0 | 0 | 0 | 0 | 0 | 0 | 0 | 0 | 0 | 0 | 0 | 0 | 0 | 0 | 0 | 0 | 0
NEM generation difference by year
Select region | NEM
[5 empty] | Sent-out generation difference (GWh)* | 2021-22 | 2022-23 | 2023-24 | 2024-25 | 2025-26 | 2026-27 | 2027-28 | 2028-29 | 2029-30 | 2030-31 | 2031-32 | 2032-33 | 2033-34 | 2034-35 | 2035-36 | 2036-37 | 2037-38 | 2038-39 | 2039-40 | 2040-41 | 2041-42 | 2042-43 | 2043-44 | 2044-45 | 2045-46 | 2046-47 | 2047-48 | 2048-49 | 2049-50
[5 empty] | Black Coal | 70.5513 | 29.2874 | 566.5977 | 437.8152 | 403.1717 | 191.8566 | -228.9574 | -607.1879 | -338.8014 | -351.4945 | 31.3005 | -102.0259 | 257.0251 | -619.8065 | -50.0477 | 407.5311 | 181.3076 | 198.4296 | 154.0228 | 501.1468 | 1288.2912 | 1438.7943 | 1435.1519 | 1158.218 | 1153.6126 | 1192.1669 | 111.6405 | 31.4131 | 42.5799
[5 empty] | Brown Coal | 205.4073 | 40.2651 | 253.9106 | 509.6768 | 875.9316 | 1155.0113 | -0.0086251 | -0.006128 | -0.0056834 | -0.0057443 | -0.0053303 | -0.0053683 | -0.0056534 | -0.0052486 | -0.0051819 | -0.0041725 | -0.0024494 | -0.0026613 | -0.0022528 | -0.0019755 | -0.0024531 | -0.0027216 | -0.0028483 | -0.0026179 | -0.0010245 | -0.0011516 | -0.00024858 | 0 | 0
[5 empty] | CCGT | -6.6845e-05 | -6.7251e-05 | 10.4776 | 0.091466 | 74.6801 | -13.2846 | -586.4613 | -649.6946 | -437.4637 | -513.9914 | -419.6842 | -119.1994 | -15.6192 | -30.2117 | -318.0006 | -43.8095 | -56.5762 | -1.3079 | 17.8881 | -25.6865 | -24.9614 | -99.7975 | -75.6976 | -33.2717 | -5.6906 | -0.00044874 | -0.00044472 | -0.00044693 | -0.00069642
[5 empty] | Gas - Steam | 1.1664 | 0.47264 | 1.238 | -18.6015 | -4.9036 | -5.4216 | -61.2192 | -79.1706 | -44.527 | -105.8234 | -379.8191 | -514.2153 | -431.2646 | -373.9391 | -111.228 | -40.8414 | -128.0249 | -291.5327 | 2.7144 | 0.15845 | -2.2644 | -8.5301 | -3.6132 | -3.0959 | -1.2926 | 0 | 0 | 0 | 0
[5 empty] | OCGT / Diesel | 1.3133 | 0.65504 | 3.0639 | -33.0577 | -4.3839 | -3.5679 | -53.7605 | -93.8723 | -26.0387 | -141.5227 | -191.018 | -233.1094 | -144.3044 | -302.0034 | -425.6693 | -274.571 | -571.647 | -499.7539 | -787.55 | -683.5277 | -652.0854 | -1040.4916 | -989.3187 | -782.0708 | -795.1422 | -1047.1371 | -787.0891 | -838.2352 | -1588.3715
[5 empty] | Hydro | -3.6955 | 240.27 | -276.0588 | -412.6644 | -1170.1932 | -1331.3703 | 1062.3107 | 940.3944 | 530.8665 | 948.223 | 1880.8323 | 1412.7858 | 2112.3328 | 3553.7436 | 3243.9928 | 3513.1809 | 2980.5195 | 2926.5437 | 2766.467 | 2448.9999 | 2781.556 | 2840.6201 | 2768.6444 | 2399.6066 | 2653.9323 | 2882.1096 | 2490.6973 | 2336.1299 | 2439.2504
[5 empty] | Wind | -266.4151 | -308.8805 | -554.3582 | -467.3386 | -697.4967 | -517.6996 | -1341.71 | -822.1464 | -1125.3667 | -1483.7174 | -2111.1118 | -1540.6221 | -864.5059 | -895.8292 | -812.9778 | -2082.512 | -484.8347 | -583.963 | -843.9695 | -1304.6019 | -114.6096 | -176.4267 | 24.3955 | 376.6151 | 142.0566 | -836.8056 | 71.326 | 308.3577 | 32.8575
[5 empty] | Solar PV | 0.0012732 | -7.4609e-05 | -3.6651 | 0.0032577 | 488.5557 | 524.8699 | 888.8427 | 874.8422 | 783.839 | 1161.6963 | 887.4445 | 728.406 | -1179.363 | -1313.5466 | -1529.8005 | -1515.2907 | -1879.4704 | -1649.0959 | -1262.6453 | -911.5562 | -3399.4676 | -3096.2537 | -3159.6111 | -3179.0331 | -3136.0022 | -2119.8902 | -1844.7298 | -1722.0997 | -823.9312
[5 empty] | Grid Battery | -0.18402 | -0.45509 | -0.69606 | 3.2209 | -2.4314 | -1.495 | 4.7891 | 1.5508 | -2.5569 | 3.2228 | 5.0616 | 137.4279 | 130.7139 | 131.792 | 52.5517 | 50.8529 | -47.6448 | -43.0237 | 199.8993 | 205.6646 | -342.431 | -633.9554 | -595.6244 | -1027.5035 | -987.5253 | -902.5405 | -875.7863 | -819.6395 | -1021.3696
[5 empty] | Pumped Hydro | -3.4391 | -0.13434 | -8.1636 | 16.471 | 84.318 | 326.3616 | -68.2273 | -241.0855 | -603.5021 | -381.1617 | -305.5068 | -907.6248 | -1181.6946 | -823.0209 | -843.4018 | -926.7693 | -556.8074 | -503.7574 | -652.9192 | -747.9977 | -1187.1602 | -806.0787 | -581.4542 | -397.3655 | -74.5083 | 124.3576 | 151.6034 | 351.1549 | 468.3169
[5 empty] | VPP | 0.28244 | -0.20091 | -0.95023 | 7.1191 | -4.2823 | -3.802 | -8.5039 | -1.6685 | -18.6856 | 12.1889 | 0.79275 | -5.0758 | -12.6889 | 22.1748 | 29.2806 | 20.6854 | 48.4337 | 45.063 | 47.3693 | 58.4631 | 10.2981 | 52.4454 | 186.2278 | 212.4904 | 171.2323 | 191.5266 | 196.5195 | 199.6143 | 256.2354
[5 empty] | Grid Battery pump | -0.22718 | -0.56183 | -0.85932 | 4.0072 | -3.1642 | -1.7139 | 5.9125 | 1.9146 | -3.1566 | 3.9788 | 6.2469 | 161.7254 | 153.5407 | 154.8471 | 61.9379 | 60.1785 | -55.6698 | -51.4396 | 235.8574 | 241.1542 | -418.9129 | -762.1813 | -716.773 | -1231.1576 | -1185.1298 | -1080.1913 | -1053.3107 | -983.126 | -1220.8184
[5 empty] | Pumped Hydro Pump | -10.2821 | -10.174 | -40.5215 | 21.0935 | 122.8361 | 432.934 | -290.6485 | -532.0081 | -1082.7192 | -697.4003 | -533.0305 | -1313.3053 | -1598.6847 | -1035.5829 | -1081.1145 | -1207.9377 | -734.6113 | -632.3587 | -826.2719 | -930.2679 | -1447.4123 | -1045.7292 | -711.8652 | -506.2914 | -85.7187 | 156.461 | 190.412 | 430.6061 | 642.395
[5 empty] | VPP pump | 0.339 | -0.24114 | -1.1429 | 8.2031 | -5.141 | -4.2182 | -10.2067 | -2.0026 | -22.0835 | 14.286 | 0.94942 | -7.202 | -13.8879 | 26.0788 | 36.0711 | 23.974 | 58.3643 | 54.0409 | 56.9001 | 71.3079 | 11.2226 | 64.2115 | 224.075 | 253.8517 | 204.9843 | 230.5714 | 235.1218 | 241.1844 | 305.8986
*Generation shown is sent-out, as is demand. The difference in sent-out generation with the Marinus Link option and the Base Case is due to the difference in losses from interconnectors and storage.

## BaseCase_CF
Annual capacity factor by technology - BaseCase, Step Change Scenario
Explicitly modelled generation
Region | Technology | 2021-22 | 2022-23 | 2023-24 | 2024-25 | 2025-26 | 2026-27 | 2027-28 | 2028-29 | 2029-30 | 2030-31 | 2031-32 | 2032-33 | 2033-34 | 2034-35 | 2035-36 | 2036-37 | 2037-38 | 2038-39 | 2039-40 | 2040-41 | 2041-42 | 2042-43 | 2043-44 | 2044-45 | 2045-46 | 2046-47 | 2047-48 | 2048-49 | 2049-50
NEM | Black Coal | 48.09% | 44.55% | 46.42% | 59.21% | 62.52% | 60.03% | 57.28% | 61.53% | 59.6% | 58.37% | 54.88% | 56.17% | 64.01% | 57.09% | 53.36% | 56.55% | 58.81% | 57.82% | 53.41% | 53.26% | 52.63% | 56.01% | 52.47% | 50.87% | 47.59% | 48.51% | 48.62% | 44.65% | 45.66%
NEM | Brown Coal | 63.89% | 54.82% | 57.95% | 65.45% | 66.64% | 63.97% | - | - | - | - | - | - | - | - | - | - | - | - | - | - | - | - | - | - | - | - | - | - | -
NEM | CCGT | 8.417% | 8.417% | 7.241% | 12.91% | 15.86% | 13.59% | 15.48% | 16.4% | 14.76% | 16.94% | 20.04% | 23.82% | 26.88% | 25.48% | 22.89% | 22.66% | 26.27% | 26.12% | 24.11% | 24.45% | 26.59% | 29.87% | 25.44% | 27.44% | 28.72% | 28.26% | 28.34% | 28.26% | 28.26%
NEM | Gas - Steam | 5.852% | 5.938% | 5.989% | 2.256% | 2.376% | 2.431% | 2.885% | 3.522% | 2.291% | 2.937% | 5.874% | 11.88% | 11.59% | 15.53% | 11.6% | 10.6% | 17.51% | 24.22% | 22.09% | 24.97% | 32.36% | 35.06% | 31.04% | 30.25% | 26.37% | - | - | - | -
NEM | OCGT / Diesel | 0.09947% | 0.04011% | 0.174% | 0.5801% | 0.4726% | 0.4815% | 0.4792% | 0.7695% | 0.2428% | 0.7642% | 1.299% | 3.218% | 2.694% | 4.078% | 3.789% | 4.625% | 6.96% | 6.763% | 10.53% | 12.55% | 11.25% | 14.05% | 15.14% | 10.71% | 11.3% | 14.19% | 15.23% | 16.59% | 16.9%
NEM | Hydro | 20.93% | 21.72% | 20.9% | 24.62% | 26.01% | 24.93% | 24.9% | 27.46% | 24.32% | 22.74% | 21.16% | 20.98% | 21.87% | 21.51% | 20.33% | 19.38% | 21.97% | 19.17% | 18.38% | 16.85% | 16.86% | 18.63% | 18.28% | 17.63% | 17.6% | 21.78% | 18.78% | 17.63% | 16.96%
NEM | Wind | 37.03% | 37.05% | 33.61% | 32.9% | 35.84% | 36.85% | 37.48% | 35.18% | 34.34% | 34.67% | 35.11% | 32.55% | 31.15% | 33.14% | 34.6% | 35.72% | 33.21% | 33.03% | 32.92% | 32.2% | 30.72% | 29.51% | 31.44% | 32.72% | 33.88% | 32.18% | 32.23% | 31.78% | 31.45%
NEM | Solar PV | 29.56% | 29.16% | 29.61% | 28.44% | 27.87% | 29.54% | 29.86% | 26.34% | 27.35% | 28.55% | 28.79% | 28.41% | 27.19% | 26.61% | 28.19% | 28.41% | 24.78% | 25.42% | 26.42% | 26.3% | 26.34% | 25.27% | 24.16% | 25.29% | 25.02% | 22.54% | 22.87% | 23.29% | 23.5%
NEM | Grid Battery | 6.06% | 4.145% | 4.741% | 5.448% | 5.284% | 5.447% | 5.313% | 5.09% | 4.862% | 5.163% | 4.838% | 8.074% | 10.17% | 10.32% | 11.45% | 11.53% | 11.89% | 11.89% | 12.58% | 12.52% | 14.97% | 15.91% | 15.47% | 17.85% | 17.52% | 15.75% | 15.79% | 15.24% | 14.67%
NEM | Pumped Hydro | 4.211% | 6.205% | 7.968% | 18.04% | 19.29% | 18.8% | 22.72% | 24.06% | 23.04% | 24.72% | 24.76% | 25.68% | 24.47% | 24.33% | 25.58% | 24.93% | 24.89% | 24.24% | 26.33% | 26.39% | 26.64% | 25.8% | 24.55% | 26.11% | 24.91% | 23.54% | 22.88% | 22.88% | 21.95%
NEM | VPP | 4.778% | 6.826% | 7.362% | 8.389% | 8.395% | 8.36% | 7.963% | 7.369% | 6.957% | 6.846% | 6.654% | 6.598% | 6.435% | 6.301% | 6.534% | 6.438% | 5.927% | 5.877% | 5.95% | 5.848% | 5.916% | 5.62% | 4.865% | 5.08% | 4.773% | 4.266% | 3.975% | 3.668% | 3.392%
Region | Technology | 2021-22 | 2022-23 | 2023-24 | 2024-25 | 2025-26 | 2026-27 | 2027-28 | 2028-29 | 2029-30 | 2030-31 | 2031-32 | 2032-33 | 2033-34 | 2034-35 | 2035-36 | 2036-37 | 2037-38 | 2038-39 | 2039-40 | 2040-41 | 2041-42 | 2042-43 | 2043-44 | 2044-45 | 2045-46 | 2046-47 | 2047-48 | 2048-49 | 2049-50
NSW1 | Black Coal | 48.19% | 44.55% | 46.3% | 56.14% | 63.97% | 57.28% | 55.76% | 60.62% | 56.76% | 56.55% | 52.14% | 49.94% | 61.82% | 54.48% | 43.71% | 54.86% | 60.63% | 58.89% | 54.8% | 47.92% | 53.76% | - | - | - | - | - | - | - | -
NSW1 | Brown Coal | bar: 2021-22 to 2049-50
NSW1 | CCGT | 0.6146% | 0.6146% | 1.849% | 4.7% | 6.018% | 3.305% | 7.576% | 11.81% | 10.59% | 11.77% | 13.74% | 22.99% | 23.63% | 26.78% | 23.34% | 19.9% | 26.58% | 29.15% | 26.17% | 22.97% | 24.04% | 27.95% | 2.722% | - | - | - | - | - | -
NSW1 | Gas - Steam | bar: 2021-22 to 2049-50
NSW1 | OCGT / Diesel | 1.533e-07% | 1.606e-07% | 0.09324% | 0.4863% | 0.08273% | 0.1669% | 0.1325% | 0.4122% | 0.005258% | 0.07441% | 0.1884% | 2.989% | 1.287% | 4.219% | 3.611% | 5.162% | 6.616% | 8.392% | 10.84% | 14.8% | 8.862% | 13.5% | 16.97% | 9.852% | 9.069% | 13.02% | 17.95% | 18.58% | 17.35%
NSW1 | Hydro | 9.643% | 10.32% | 9.693% | 12.99% | 12.47% | 12.18% | 13.68% | 17.68% | 14.06% | 13.02% | 13.44% | 13.64% | 15.66% | 16.87% | 16.81% | 15.99% | 20.13% | 16.6% | 16.29% | 14.94% | 13.75% | 16.54% | 16.24% | 16.88% | 16.71% | 20.32% | 16.31% | 14.4% | 13.34%
NSW1 | Wind | 33.41% | 35.84% | 33.78% | 32.8% | 36.51% | 37.77% | 37.26% | 32.98% | 30.24% | 32.29% | 33.48% | 33.09% | 31.74% | 33.42% | 35.32% | 35.49% | 31.47% | 28.94% | 30.72% | 30.75% | 31.49% | 29.91% | 31.23% | 32.68% | 32.69% | 29.18% | 28.23% | 29.02% | 30%
NSW1 | Solar PV | 28.63% | 28.53% | 28.72% | 27.65% | 26.51% | 28.68% | 28.82% | 26.01% | 26.67% | 28.18% | 28.71% | 28.49% | 27.54% | 26.38% | 28.37% | 28.42% | 25.48% | 25.76% | 27.28% | 26.62% | 26.94% | 25.73% | 24.37% | 26.21% | 25.92% | 23.55% | 23.52% | 24.34% | 24.58%
NSW1 | Grid Battery | - | - | - | - | - | - | - | - | - | - | - | - | - | - | - | - | - | - | 14.74% | 14.62% | 20.82% | 20.63% | 19.95% | 23.7% | 23.29% | 22.83% | 22.3% | 22.95% | 22.39%
NSW1 | Pumped Hydro | 3.551% | 6.172% | 8.347% | 42.9% | 22.12% | 21.05% | 25.52% | 27.42% | 24.74% | 26.53% | 26.69% | 26.88% | 25.9% | 26.24% | 27.88% | 26.66% | 27.77% | 26.17% | 28.56% | 28.46% | 28.29% | 28.02% | 27.16% | 29.01% | 27.9% | 27.59% | 25.87% | 27.18% | 26.29%
NSW1 | VPP | 2.559% | 6.253% | 6.887% | 7.667% | 8.044% | 8.121% | 7.597% | 7.254% | 6.87% | 6.853% | 6.562% | 6.761% | 6.726% | 6.548% | 6.792% | 6.671% | 6.32% | 6.149% | 6.199% | 6.034% | 6.121% | 6.099% | 5.317% | 5.617% | 5.245% | 5.011% | 4.551% | 4.362% | 4.034%
Region | Technology | 2021-22 | 2022-23 | 2023-24 | 2024-25 | 2025-26 | 2026-27 | 2027-28 | 2028-29 | 2029-30 | 2030-31 | 2031-32 | 2032-33 | 2033-34 | 2034-35 | 2035-36 | 2036-37 | 2037-38 | 2038-39 | 2039-40 | 2040-41 | 2041-42 | 2042-43 | 2043-44 | 2044-45 | 2045-46 | 2046-47 | 2047-48 | 2048-49 | 2049-50
QLD1 | Black Coal | 47.97% | 44.54% | 46.55% | 64.13% | 60.84% | 63.35% | 59.15% | 62.65% | 62.63% | 60.31% | 57.69% | 59.19% | 65.23% | 58.54% | 57.04% | 57.27% | 58.03% | 57.36% | 52.81% | 55.59% | 52.35% | 56.01% | 52.47% | 50.87% | 47.59% | 48.51% | 48.62% | 44.65% | 45.66%
QLD1 | Brown Coal | bar: 2021-22 to 2049-50
QLD1 | CCGT | 8.33% | 8.33% | 9.298% | 16.93% | 20.29% | 17.57% | 21.1% | 21.58% | 20.04% | 21.42% | 25.25% | 27.42% | 31.82% | 27.45% | 25.79% | 28.08% | 30.94% | 29.26% | 27.9% | 30.55% | 33.82% | 37.4% | 35.08% | 33.24% | 46.28% | 60.92% | 61.08% | 60.92% | 60.92%
QLD1 | Gas - Steam | 5.044% | 5.044% | 10.02% | 9.894% | 9.894% | 9.894% | 17.34% | 20.65% | 21.29% | 15.44% | 14.46% | 17.85% | 26.66% | 22.64% | 20.43% | 24.05% | 27.94% | 25.41% | 22.09% | 24.97% | 32.36% | 35.06% | 31.04% | 30.25% | 26.37% | - | - | - | -
QLD1 | OCGT / Diesel | 1.939e-07% | 2.019e-07% | 2.161e-07% | 0.6557% | 0.3293% | 0.3945% | 0.7332% | 1.225% | 0.6475% | 1.275% | 2.518% | 3.956% | 4.597% | 3.502% | 3.983% | 5.942% | 8.793% | 5.37% | 7.109% | 8.134% | 10.02% | 10.99% | 9.477% | 11.46% | 12.67% | 13.58% | 10.44% | 9.59% | 9.79%
QLD1 | Hydro | 52.35% | 52.25% | 52.46% | 52.2% | 52.11% | 52.02% | 52.11% | 51.78% | 51.76% | 50.21% | 51.98% | 51.36% | 51.43% | 50.64% | 49.33% | 49.17% | 39.42% | 39.49% | 36% | 36.54% | 36.2% | - | - | - | - | - | - | - | -
QLD1 | Wind | 42.9% | 40.21% | 37.64% | 34.2% | 39.76% | 38.99% | 41.98% | 41.14% | 40.42% | 41.38% | 39.01% | 36.69% | 32.72% | 38.15% | 37.36% | 40.45% | 40.3% | 40.22% | 40.3% | 36.43% | 34.58% | 30.95% | 36.47% | 36.58% | 38.5% | 38.35% | 38.39% | 37.67% | 33.01%
QLD1 | Solar PV | 31.43% | 30.43% | 30.99% | 29.65% | 30.07% | 31.49% | 31.87% | 26.62% | 28.83% | 29.98% | 30.27% | 30.13% | 28.67% | 28.89% | 30.06% | 30.21% | 25.06% | 26.82% | 27.51% | 27.74% | 26.84% | 25.65% | 25.17% | 25.16% | 24.43% | 22.27% | 23.32% | 23.5% | 22.97%
QLD1 | Grid Battery | - | 13.04% | 14.76% | 16.76% | 16.52% | 17.08% | 16.92% | 16% | 15.72% | 16.1% | 15.7% | 16.06% | 15.51% | 15.87% | 15.83% | 16.12% | 14.63% | 14.82% | 14.72% | 14.91% | 15.16% | 14.67% | 14.6% | 14.51% | 14.06% | 12.77% | 13.31% | 12.53% | 12.04%
QLD1 | Pumped Hydro | 4.489% | 6.219% | 7.809% | 7.566% | 7.97% | 9.82% | 11.52% | 10.65% | 10.32% | 11.08% | 10.27% | 17.73% | 17.89% | 17.57% | 18.39% | 18.58% | 19.09% | 19.97% | 21.38% | 22.45% | 24.25% | 23.75% | 22.1% | 22.66% | 20.79% | 17.45% | 17.98% | 15.68% | 14.87%
QLD1 | VPP | 6.409% | 7.716% | 8.009% | 9.209% | 8.972% | 8.786% | 8.454% | 7.677% | 7.15% | 7.192% | 7.06% | 6.734% | 6.438% | 6.444% | 6.551% | 6.416% | 5.695% | 5.916% | 5.799% | 6.025% | 6.134% | 5.501% | 4.793% | 4.64% | 4.101% | 3.165% | 3.252% | 2.259% | 2.293%
Region | Technology | 2021-22 | 2022-23 | 2023-24 | 2024-25 | 2025-26 | 2026-27 | 2027-28 | 2028-29 | 2029-30 | 2030-31 | 2031-32 | 2032-33 | 2033-34 | 2034-35 | 2035-36 | 2036-37 | 2037-38 | 2038-39 | 2039-40 | 2040-41 | 2041-42 | 2042-43 | 2043-44 | 2044-45 | 2045-46 | 2046-47 | 2047-48 | 2048-49 | 2049-50
VIC1 | Black Coal | bar: 2021-22 to 2049-50
VIC1 | Brown Coal | 63.89% | 54.82% | 57.95% | 65.45% | 66.64% | 63.97% | - | - | - | - | - | - | - | - | - | - | - | - | - | - | - | - | - | - | - | - | - | - | -
VIC1 | CCGT | bar: 2021-22 to 2049-50
VIC1 | Gas - Steam | 0.2495% | 0.119% | 0.2191% | 1.582% | 1.49% | 1.51% | 2.296% | 3.247% | 0.9014% | 2.984% | 8.792% | 18.75% | 15.25% | 18.48% | 10.12% | 8.335% | 15.75% | 24.02% | - | - | - | - | - | - | - | - | - | - | -
VIC1 | OCGT / Diesel | 0.06638% | 0.001858% | 0.05613% | 0.2495% | 0.1685% | 0.4295% | 0.3698% | 0.5637% | 0.08572% | 0.3682% | 0.5795% | 2.15% | 1.338% | 3.568% | 3.076% | 2.887% | 5.068% | 4.786% | 14.88% | 16.06% | 14% | 17.48% | 17.85% | 11.44% | 12.72% | 16.97% | 20.62% | 25.77% | 24.53%
VIC1 | Hydro | 14.31% | 14.45% | 13.15% | 16.21% | 16.64% | 15.76% | 15.93% | 20.07% | 16.65% | 14.28% | 14.4% | 12.99% | 16.02% | 16.53% | 15.67% | 15.77% | 19.92% | 16.56% | 14.25% | 14.24% | 12.92% | 15.9% | 16.47% | 15.56% | 15.68% | 19.77% | 16.42% | 14.08% | 14.13%
VIC1 | Wind | 35.62% | 35.9% | 30.37% | 31.18% | 32.65% | 34.07% | 34.97% | 32.77% | 33.83% | 32.02% | 32.8% | 28.39% | 28.37% | 29.62% | 31.58% | 32.16% | 29.63% | 31.56% | 29.95% | 29.89% | 26.82% | 26.97% | 28.28% | 29.64% | 31.08% | 30.64% | 32.05% | 30.4% | 32.2%
VIC1 | Solar PV | 27.59% | 27.39% | 28.37% | 27.27% | 25.9% | 27.31% | 27.86% | 26.04% | 26.91% | 27.11% | 26.51% | 26.58% | 24.83% | 24.79% | 26.02% | 26.65% | 23.78% | 24.15% | 24.54% | 24.82% | 25.53% | 24.4% | 23.39% | 24.84% | 25.22% | 21.82% | 22.1% | 22.05% | 23.53%
VIC1 | Grid Battery | 10.59% | 3.314% | 3.697% | 4.817% | 4.743% | 4.897% | 4.773% | 4.582% | 4.383% | 4.432% | 4.159% | 4.428% | 3.952% | 3.676% | 4.032% | 4.049% | 3.761% | 3.584% | 4.007% | 3.858% | 1.445% | - | - | 13.62% | 13.63% | 13.65% | 13.59% | 13.74% | 12.87%
VIC1 | Pumped Hydro | - | - | - | - | - | - | - | - | - | - | - | 27.45% | 25.93% | 24.37% | 24.92% | 25.13% | 24.55% | 24.49% | 26.62% | 25.89% | 25.46% | 24.25% | 22.79% | 25.24% | 24.84% | 24.19% | 23.94% | 25.15% | 23.96%
VIC1 | VPP | 4.095% | 5.811% | 6.558% | 8.73% | 8.63% | 8.616% | 8.224% | 7.433% | 7.059% | 6.693% | 6.586% | 6.417% | 6.243% | 5.987% | 6.435% | 6.375% | 5.757% | 5.657% | 5.903% | 5.619% | 5.686% | 5.356% | 4.58% | 4.984% | 4.845% | 4.455% | 4.038% | 4.104% | 3.632%
Region | Technology | 2021-22 | 2022-23 | 2023-24 | 2024-25 | 2025-26 | 2026-27 | 2027-28 | 2028-29 | 2029-30 | 2030-31 | 2031-32 | 2032-33 | 2033-34 | 2034-35 | 2035-36 | 2036-37 | 2037-38 | 2038-39 | 2039-40 | 2040-41 | 2041-42 | 2042-43 | 2043-44 | 2044-45 | 2045-46 | 2046-47 | 2047-48 | 2048-49 | 2049-50
SA1 | Black Coal | bar: 2021-22 to 2049-50
SA1 | Brown Coal | bar: 2021-22 to 2049-50
SA1 | CCGT | 17.95% | 17.95% | 10.57% | 16.21% | 21.07% | 19.69% | 14.83% | 13.44% | 10.39% | 16.93% | 20.48% | 23.87% | 27.17% | 28.36% | 23.08% | 23.27% | - | - | - | - | - | - | - | - | - | - | - | - | -
SA1 | Gas - Steam | 9.438% | 9.669% | 9.172% | 1.875% | 2.14% | 2.223% | 1.735% | 1.895% | 1.164% | 1.595% | 3.149% | 6.959% | 7.727% | 12.94% | - | - | - | - | - | - | - | - | - | - | - | - | - | - | -
SA1 | OCGT / Diesel | 0.3872% | 0.1891% | 0.6634% | 1.082% | 1.514% | 1.04% | 0.6924% | 0.8893% | 0.1803% | 1.622% | 2.122% | 5.155% | 4.949% | 6.972% | 6.273% | 6.099% | 10.06% | 10.01% | 12.48% | 12.56% | 12.29% | 14.24% | 15.24% | 8.858% | 9.105% | 9.121% | 8.468% | 11.17% | 9.732%
SA1 | Hydro | bar: 2021-22 to 2049-50
SA1 | Wind | 34.41% | 33.85% | 29.68% | 32.19% | 31.32% | 34.7% | 34.29% | 33.24% | 33.54% | 33.24% | 34.64% | 29.75% | 29.42% | 27.43% | 31.59% | 32.42% | 30.4% | 31.59% | 30.74% | 32.08% | 28.77% | 29.26% | 26.43% | 29.68% | 30.51% | 28.57% | 29.32% | 28.15% | 28.79%
SA1 | Solar PV | 30.63% | 29.09% | 29.05% | 28.19% | 27.51% | 28.16% | 29.03% | 27.61% | 28.77% | 29.03% | 28.45% | 28.58% | 27.04% | 25.93% | 26.53% | 27.47% | 21.26% | 21% | 20.19% | 20.72% | 20.61% | 20.05% | 18.88% | 18.3% | 18.82% | 16.48% | 16.31% | 15.73% | 16.15%
SA1 | Grid Battery | 4.836% | 4.799% | 5.674% | 5.5% | 5.177% | 5.319% | 5.168% | 4.955% | 4.679% | 5.482% | 5.052% | 5.221% | 5.081% | 4.472% | 11.46% | 11.35% | 11.93% | 11.73% | 12.09% | 11.83% | 12.38% | 12.14% | 11.42% | 12% | 11.95% | 10.96% | 10.64% | 10.85% | 10.43%
SA1 | Pumped Hydro | bar: 2021-22 to 2049-50
SA1 | VPP | 8.266% | 8.295% | 9.592% | 8.829% | 8.504% | 8.373% | 8.037% | 7.545% | 7.096% | 7.051% | 6.61% | 6.726% | 6.434% | 6.402% | 6.187% | 6.065% | 5.829% | 5.682% | 5.772% | 5.509% | 5.436% | 5.183% | 4.444% | 4.697% | 4.592% | 3.832% | 3.55% | 3.409% | 3.14%
Region | Technology | 2021-22 | 2022-23 | 2023-24 | 2024-25 | 2025-26 | 2026-27 | 2027-28 | 2028-29 | 2029-30 | 2030-31 | 2031-32 | 2032-33 | 2033-34 | 2034-35 | 2035-36 | 2036-37 | 2037-38 | 2038-39 | 2039-40 | 2040-41 | 2041-42 | 2042-43 | 2043-44 | 2044-45 | 2045-46 | 2046-47 | 2047-48 | 2048-49 | 2049-50
TAS1 | Black Coal | bar: 2021-22 to 2049-50
TAS1 | Brown Coal | bar: 2021-22 to 2049-50
TAS1 | CCGT | 9.043e-07% | 8.858e-07% | 9.046e-07% | 9.039e-07% | 8.83e-07% | 8.903e-07% | 8.891e-07% | 8.707e-07% | 8.75e-07% | 8.803e-07% | 8.908e-07% | 9.437e-07% | 9.523e-07% | 9.748e-07% | 1.011e-06% | 1.042e-06% | 1.086e-06% | 1.122e-06% | 1.197e-06% | 1.211e-06% | 1.273e-06% | 1.311e-06% | 1.375e-06% | 1.42e-06% | 1.468e-06% | 1.525e-06% | 1.586e-06% | 1.657e-06% | 1.701e-06%
TAS1 | Gas - Steam | bar: 2021-22 to 2049-50
TAS1 | OCGT / Diesel | 8.228e-07% | 7.76e-07% | 8.395e-07% | 8.547e-07% | 7.894e-07% | 8.302e-07% | 8.222e-07% | 7.807e-07% | 8.094e-07% | 8.364e-07% | 8.625e-07% | 0.01011% | 9.23e-07% | 9.477e-07% | 9.797e-07% | 1.006e-06% | 1.052e-06% | 1.071e-06% | 1.122e-06% | 0.04535% | 0.03489% | 3.091e-06% | 3.287e-06% | 0.0451% | 3.431e-06% | 3.581e-06% | 3.707e-06% | 0.154% | 3.941e-06%
TAS1 | Hydro | 37.16% | 38.72% | 38.08% | 43.09% | 47.51% | 45.34% | 43.48% | 43.24% | 40.66% | 39.22% | 33.71% | 34.31% | 32.06% | 29.23% | 26.55% | 24.46% | 25.35% | 23.77% | 23.96% | 20.78% | 23.29% | 23.38% | 22.13% | 20.35% | 20.32% | 25.21% | 23.6% | 24.38% | 23.46%
TAS1 | Wind | 34.81% | 39.4% | 37.18% | 37% | 38.82% | 39.29% | 40.63% | 38.71% | 38.74% | 37.4% | 41.16% | 37.98% | 37.39% | 38.65% | 38.34% | 39.1% | 35.65% | 35.07% | 32.57% | 33.74% | 32.05% | 32.68% | 33.2% | 34.56% | 36.07% | 34.21% | 34.38% | 32.43% | 34.7%
TAS1 | Solar PV | bar: 2021-22 to 2049-50
TAS1 | Grid Battery | bar: 2021-22 to 2049-50
TAS1 | Pumped Hydro | bar: 2021-22 to 2049-50
TAS1 | VPP | 1.719% | 3.734% | 3.401% | 2.782% | 3.022% | 3.028% | 3.329% | 3.639% | 3.726% | 4.025% | 4.385% | 4.629% | 4.807% | 5.076% | 5.159% | 5.452% | 5.544% | 5.231% | 5.262% | 5.56% | 5.405% | 5.149% | 4.529% | 4.798% | 4.962% | 4.448% | 4.218% | 3.988% | 3.776%
Explicitly modelled pumping
Region | Technology | 2021-22 | 2022-23 | 2023-24 | 2024-25 | 2025-26 | 2026-27 | 2027-28 | 2028-29 | 2029-30 | 2030-31 | 2031-32 | 2032-33 | 2033-34 | 2034-35 | 2035-36 | 2036-37 | 2037-38 | 2038-39 | 2039-40 | 2040-41 | 2041-42 | 2042-43 | 2043-44 | 2044-45 | 2045-46 | 2046-47 | 2047-48 | 2048-49 | 2049-50
NEM | Grid Battery pump | 7.448% | 5.132% | 5.836% | 6.743% | 6.517% | 6.713% | 6.576% | 6.267% | 6.008% | 6.369% | 5.987% | 9.705% | 12.1% | 12.26% | 13.57% | 13.66% | 14.08% | 14.04% | 14.84% | 14.81% | 17.74% | 18.86% | 18.32% | 21.24% | 20.88% | 18.69% | 18.76% | 18.05% | 17.39%
NEM | Pumped Hydro Pump | 5.903% | 10.01% | 12.53% | 26.33% | 22.29% | 23.73% | 30.42% | 30.97% | 30.01% | 31.14% | 32.98% | 33.18% | 32.5% | 31.72% | 33.83% | 33.17% | 32.65% | 31.85% | 34.61% | 35.06% | 34.28% | 33.55% | 31.47% | 34.07% | 32.9% | 30.74% | 29.65% | 29.64% | 28.08%
NEM | VPP pump | 5.734% | 8.212% | 8.828% | 10.09% | 10.08% | 10.02% | 9.576% | 8.831% | 8.351% | 8.216% | 8.006% | 7.907% | 7.72% | 7.57% | 7.837% | 7.726% | 7.126% | 7.057% | 7.126% | 7.037% | 7.083% | 6.755% | 5.832% | 6.096% | 5.742% | 5.109% | 4.782% | 4.391% | 4.068%
Region | Technology | 2021-22 | 2022-23 | 2023-24 | 2024-25 | 2025-26 | 2026-27 | 2027-28 | 2028-29 | 2029-30 | 2030-31 | 2031-32 | 2032-33 | 2033-34 | 2034-35 | 2035-36 | 2036-37 | 2037-38 | 2038-39 | 2039-40 | 2040-41 | 2041-42 | 2042-43 | 2043-44 | 2044-45 | 2045-46 | 2046-47 | 2047-48 | 2048-49 | 2049-50
NSW1 | Grid Battery pump | - | - | - | - | - | - | - | - | - | - | - | - | - | - | - | - | - | - | 17.34% | 17.25% | 24.86% | 24.64% | 23.83% | 28.44% | 28.01% | 27.31% | 26.83% | 27.45% | 26.85%
NSW1 | Pumped Hydro Pump | 4.988% | 9.779% | 12.23% | 34.28% | 23.81% | 24.99% | 32.31% | 33.21% | 31.29% | 32.41% | 34.56% | 34.24% | 34.31% | 33.81% | 36.74% | 35.53% | 36.26% | 34.48% | 37.68% | 38.06% | 36.31% | 36.77% | 34.7% | 38.24% | 37.44% | 36.19% | 33.61% | 35.07% | 33.24%
NSW1 | VPP pump | 3.072% | 7.53% | 8.253% | 9.224% | 9.64% | 9.747% | 9.142% | 8.688% | 8.246% | 8.225% | 7.898% | 8.096% | 8.073% | 7.879% | 8.135% | 8.007% | 7.607% | 7.381% | 7.42% | 7.263% | 7.327% | 7.32% | 6.381% | 6.742% | 6.316% | 5.995% | 5.482% | 5.217% | 4.842%
Region | Technology | 2021-22 | 2022-23 | 2023-24 | 2024-25 | 2025-26 | 2026-27 | 2027-28 | 2028-29 | 2029-30 | 2030-31 | 2031-32 | 2032-33 | 2033-34 | 2034-35 | 2035-36 | 2036-37 | 2037-38 | 2038-39 | 2039-40 | 2040-41 | 2041-42 | 2042-43 | 2043-44 | 2044-45 | 2045-46 | 2046-47 | 2047-48 | 2048-49 | 2049-50
QLD1 | Grid Battery pump | - | 16.04% | 18.23% | 20.72% | 20.43% | 21.03% | 20.89% | 19.75% | 19.41% | 19.88% | 19.44% | 18.97% | 18.27% | 18.71% | 18.67% | 18.99% | 17.28% | 17.41% | 17.33% | 17.57% | 17.8% | 17.29% | 17.17% | 17.06% | 16.53% | 15.06% | 15.62% | 14.76% | 14.15%
QLD1 | Pumped Hydro Pump | 7.472% | 10.42% | 13.04% | 12.7% | 13.34% | 16.34% | 19.25% | 17.8% | 17.25% | 18.53% | 17.24% | 25.46% | 24.67% | 24.24% | 25.32% | 25.59% | 25.31% | 26.21% | 28.17% | 29.73% | 31.89% | 30.62% | 28.4% | 29.14% | 26.79% | 22.5% | 23% | 20.25% | 18.95%
QLD1 | VPP pump | 7.693% | 9.261% | 9.613% | 11.07% | 10.78% | 10.53% | 10.15% | 9.214% | 8.581% | 8.632% | 8.495% | 8.063% | 7.727% | 7.734% | 7.869% | 7.695% | 6.857% | 7.08% | 6.96% | 7.242% | 7.352% | 6.615% | 5.753% | 5.563% | 4.916% | 3.814% | 3.889% | 2.721% | 2.743%
Region | Technology | 2021-22 | 2022-23 | 2023-24 | 2024-25 | 2025-26 | 2026-27 | 2027-28 | 2028-29 | 2029-30 | 2030-31 | 2031-32 | 2032-33 | 2033-34 | 2034-35 | 2035-36 | 2036-37 | 2037-38 | 2038-39 | 2039-40 | 2040-41 | 2041-42 | 2042-43 | 2043-44 | 2044-45 | 2045-46 | 2046-47 | 2047-48 | 2048-49 | 2049-50
VIC1 | Grid Battery pump | 12.98% | 4.109% | 4.547% | 5.965% | 5.853% | 6.031% | 5.911% | 5.639% | 5.411% | 5.471% | 5.153% | 5.449% | 4.879% | 4.543% | 4.973% | 4.998% | 4.643% | 4.442% | 4.93% | 4.78% | 1.766% | - | - | 16.03% | 16.09% | 16.01% | 16.03% | 16.12% | 15.14%
VIC1 | Pumped Hydro Pump | - | - | - | - | - | - | - | - | - | - | - | 34.31% | 32.51% | 30.43% | 31.09% | 31.42% | 30.69% | 30.75% | 33.13% | 32.53% | 31.7% | 30.37% | 28.44% | 31.56% | 31.21% | 30.07% | 30.09% | 31.27% | 29.95%
VIC1 | VPP pump | 4.915% | 7% | 7.863% | 10.49% | 10.37% | 10.33% | 9.895% | 8.903% | 8.473% | 8.033% | 7.927% | 7.69% | 7.487% | 7.187% | 7.721% | 7.651% | 6.91% | 6.811% | 7.064% | 6.766% | 6.804% | 6.45% | 5.477% | 5.981% | 5.836% | 5.328% | 4.866% | 4.908% | 4.36%
Region | Technology | 2021-22 | 2022-23 | 2023-24 | 2024-25 | 2025-26 | 2026-27 | 2027-28 | 2028-29 | 2029-30 | 2030-31 | 2031-32 | 2032-33 | 2033-34 | 2034-35 | 2035-36 | 2036-37 | 2037-38 | 2038-39 | 2039-40 | 2040-41 | 2041-42 | 2042-43 | 2043-44 | 2044-45 | 2045-46 | 2046-47 | 2047-48 | 2048-49 | 2049-50
SA1 | Grid Battery pump | 5.954% | 5.941% | 6.988% | 6.805% | 6.377% | 6.566% | 6.397% | 6.101% | 5.793% | 6.749% | 6.237% | 6.459% | 6.247% | 5.513% | 13.57% | 13.43% | 14.1% | 13.89% | 14.25% | 14.02% | 14.58% | 14.33% | 13.46% | 14.16% | 14.15% | 12.89% | 12.6% | 12.76% | 12.31%
SA1 | Pumped Hydro Pump | bar: 2021-22 to 2049-50
SA1 | VPP pump | 9.921% | 9.98% | 11.5% | 10.61% | 10.2% | 10.05% | 9.669% | 9.038% | 8.533% | 8.449% | 7.934% | 8.094% | 7.703% | 7.684% | 7.426% | 7.28% | 6.996% | 6.841% | 6.908% | 6.633% | 6.505% | 6.227% | 5.328% | 5.641% | 5.528% | 4.58% | 4.279% | 4.074% | 3.769%
Region | Technology | 2021-22 | 2022-23 | 2023-24 | 2024-25 | 2025-26 | 2026-27 | 2027-28 | 2028-29 | 2029-30 | 2030-31 | 2031-32 | 2032-33 | 2033-34 | 2034-35 | 2035-36 | 2036-37 | 2037-38 | 2038-39 | 2039-40 | 2040-41 | 2041-42 | 2042-43 | 2043-44 | 2044-45 | 2045-46 | 2046-47 | 2047-48 | 2048-49 | 2049-50
TAS1 | Grid Battery pump | bar: 2021-22 to 2049-50
TAS1 | Pumped Hydro Pump | bar: 2021-22 to 2049-50
TAS1 | VPP pump | 2.064% | 4.507% | 4.093% | 3.349% | 3.612% | 3.633% | 4.019% | 4.349% | 4.475% | 4.828% | 5.263% | 5.579% | 5.76% | 6.106% | 6.171% | 6.565% | 6.633% | 6.281% | 6.313% | 6.694% | 6.467% | 6.2% | 5.418% | 5.757% | 5.976% | 5.319% | 5.081% | 4.77% | 4.532%
Non-controllable capacity
Region | Technology | 2021-22 | 2022-23 | 2023-24 | 2024-25 | 2025-26 | 2026-27 | 2027-28 | 2028-29 | 2029-30 | 2030-31 | 2031-32 | 2032-33 | 2033-34 | 2034-35 | 2035-36 | 2036-37 | 2037-38 | 2038-39 | 2039-40 | 2040-41 | 2041-42 | 2042-43 | 2043-44 | 2044-45 | 2045-46 | 2046-47 | 2047-48 | 2048-49 | 2049-50
NEM | Distributed PV | 15.63% | 16.08% | 16.23% | 15.9% | 15.51% | 16.66% | 16.66% | 15.03% | 15.75% | 16.39% | 16.64% | 16.73% | 16.34% | 15.94% | 17.1% | 17.14% | 15.42% | 16.25% | 16.94% | 17.24% | 17.28% | 16.84% | 16.32% | 17.47% | 17.43% | 15.66% | 16.46% | 17.17% | 17.43%
NEM | Behind the meter battery | 5.668% | 5.706% | 5.712% | 5.625% | 5.534% | 5.432% | 5.364% | 5.256% | 5.165% | 5.072% | 5% | 4.978% | 5.012% | 5.024% | 5.038% | 4.956% | 4.9% | 4.851% | 4.827% | 4.763% | 4.734% | 4.705% | 4.69% | 4.632% | 4.585% | 4.443% | 4.33% | 4.198% | 4.079%
NEM | Behind the meter battery pump | 4.814% | 4.847% | 4.851% | 4.78% | 4.701% | 4.614% | 4.558% | 4.464% | 4.387% | 4.308% | 4.246% | 4.229% | 4.259% | 4.268% | 4.279% | 4.209% | 4.162% | 4.12% | 4.099% | 4.047% | 4.022% | 3.996% | 3.985% | 3.933% | 3.895% | 3.775% | 3.678% | 3.567% | 3.464%
Region | Technology | 2021-22 | 2022-23 | 2023-24 | 2024-25 | 2025-26 | 2026-27 | 2027-28 | 2028-29 | 2029-30 | 2030-31 | 2031-32 | 2032-33 | 2033-34 | 2034-35 | 2035-36 | 2036-37 | 2037-38 | 2038-39 | 2039-40 | 2040-41 | 2041-42 | 2042-43 | 2043-44 | 2044-45 | 2045-46 | 2046-47 | 2047-48 | 2048-49 | 2049-50
NSW1 | Distributed PV | 15.72% | 16.59% | 16.17% | 16.05% | 15.53% | 17.16% | 16.87% | 15.01% | 15.36% | 16.27% | 16.94% | 16.47% | 16.31% | 15.85% | 17.45% | 17.23% | 15.33% | 15.83% | 16.77% | 17.48% | 17% | 16.77% | 16.18% | 17.77% | 17.48% | 15.57% | 16.03% | 17.01% | 17.69%
NSW1 | Behind the meter battery | 5.642% | 5.714% | 5.681% | 5.594% | 5.515% | 5.427% | 5.37% | 5.268% | 5.172% | 5.088% | 5.021% | 5.027% | 5.035% | 5.027% | 5.048% | 4.959% | 4.9% | 4.849% | 4.832% | 4.768% | 4.75% | 4.723% | 4.703% | 4.655% | 4.61% | 4.467% | 4.357% | 4.224% | 4.109%
NSW1 | Behind the meter battery pump | 4.791% | 4.853% | 4.826% | 4.754% | 4.687% | 4.609% | 4.564% | 4.475% | 4.393% | 4.322% | 4.262% | 4.269% | 4.278% | 4.271% | 4.287% | 4.212% | 4.161% | 4.12% | 4.103% | 4.049% | 4.035% | 4.015% | 3.998% | 3.952% | 3.917% | 3.797% | 3.702% | 3.588% | 3.489%
Region | Technology | 2021-22 | 2022-23 | 2023-24 | 2024-25 | 2025-26 | 2026-27 | 2027-28 | 2028-29 | 2029-30 | 2030-31 | 2031-32 | 2032-33 | 2033-34 | 2034-35 | 2035-36 | 2036-37 | 2037-38 | 2038-39 | 2039-40 | 2040-41 | 2041-42 | 2042-43 | 2043-44 | 2044-45 | 2045-46 | 2046-47 | 2047-48 | 2048-49 | 2049-50
QLD1 | Distributed PV | 15.97% | 17.02% | 16.97% | 16.38% | 16.64% | 17.78% | 17.83% | 15.03% | 16.31% | 16.89% | 17.74% | 17.55% | 16.92% | 17.19% | 18.27% | 18.35% | 15.46% | 16.9% | 17.52% | 18.42% | 18.21% | 17.51% | 17.66% | 18.69% | 18.7% | 15.74% | 17.15% | 17.78% | 18.66%
QLD1 | Behind the meter battery | 5.682% | 5.783% | 5.738% | 5.644% | 5.551% | 5.437% | 5.36% | 5.259% | 5.167% | 5.069% | 5.001% | 5.01% | 5.031% | 5.039% | 5.053% | 4.957% | 4.897% | 4.852% | 4.827% | 4.773% | 4.743% | 4.717% | 4.706% | 4.648% | 4.603% | 4.461% | 4.342% | 4.204% | 4.088%
QLD1 | Behind the meter battery pump | 4.828% | 4.915% | 4.872% | 4.797% | 4.713% | 4.62% | 4.554% | 4.469% | 4.391% | 4.307% | 4.246% | 4.254% | 4.276% | 4.281% | 4.292% | 4.208% | 4.161% | 4.12% | 4.099% | 4.057% | 4.03% | 4.005% | 4% | 3.948% | 3.911% | 3.792% | 3.687% | 3.573% | 3.474%
Region | Technology | 2021-22 | 2022-23 | 2023-24 | 2024-25 | 2025-26 | 2026-27 | 2027-28 | 2028-29 | 2029-30 | 2030-31 | 2031-32 | 2032-33 | 2033-34 | 2034-35 | 2035-36 | 2036-37 | 2037-38 | 2038-39 | 2039-40 | 2040-41 | 2041-42 | 2042-43 | 2043-44 | 2044-45 | 2045-46 | 2046-47 | 2047-48 | 2048-49 | 2049-50
VIC1 | Distributed PV | 14.66% | 14.26% | 15.2% | 15.03% | 14.28% | 15.2% | 15.3% | 14.66% | 15.28% | 15.89% | 15.26% | 16.07% | 15.7% | 14.89% | 15.84% | 15.95% | 15.17% | 15.86% | 16.49% | 15.89% | 16.64% | 16.23% | 15.28% | 16.24% | 16.25% | 15.44% | 16.11% | 16.75% | 16.08%
VIC1 | Behind the meter battery | 5.686% | 5.613% | 5.786% | 5.697% | 5.592% | 5.484% | 5.408% | 5.279% | 5.171% | 5.064% | 4.978% | 4.886% | 4.96% | 4.996% | 5.014% | 4.958% | 4.918% | 4.863% | 4.835% | 4.765% | 4.727% | 4.694% | 4.681% | 4.618% | 4.572% | 4.434% | 4.322% | 4.197% | 4.072%
VIC1 | Behind the meter battery pump | 4.83% | 4.766% | 4.914% | 4.84% | 4.748% | 4.657% | 4.596% | 4.482% | 4.391% | 4.3% | 4.229% | 4.153% | 4.215% | 4.242% | 4.261% | 4.21% | 4.177% | 4.128% | 4.108% | 4.049% | 4.014% | 3.985% | 3.974% | 3.924% | 3.884% | 3.765% | 3.671% | 3.565% | 3.457%
Region | Technology | 2021-22 | 2022-23 | 2023-24 | 2024-25 | 2025-26 | 2026-27 | 2027-28 | 2028-29 | 2029-30 | 2030-31 | 2031-32 | 2032-33 | 2033-34 | 2034-35 | 2035-36 | 2036-37 | 2037-38 | 2038-39 | 2039-40 | 2040-41 | 2041-42 | 2042-43 | 2043-44 | 2044-45 | 2045-46 | 2046-47 | 2047-48 | 2048-49 | 2049-50
SA1 | Distributed PV | 16.81% | 16.92% | 17.29% | 16.76% | 16.07% | 16.71% | 17.21% | 16.35% | 17.02% | 17.24% | 17.19% | 17.62% | 17.06% | 16.27% | 16.91% | 17.48% | 16.62% | 17.42% | 17.65% | 17.64% | 18.06% | 17.44% | 16.55% | 17.2% | 17.69% | 16.8% | 17.57% | 17.81% | 17.76%
SA1 | Behind the meter battery | 5.687% | 5.66% | 5.605% | 5.508% | 5.397% | 5.277% | 5.213% | 5.127% | 5.112% | 5.053% | 5% | 5.029% | 5.052% | 5.07% | 5.034% | 4.932% | 4.835% | 4.806% | 4.768% | 4.695% | 4.669% | 4.629% | 4.617% | 4.53% | 4.463% | 4.307% | 4.204% | 4.066% | 3.949%
SA1 | Behind the meter battery pump | 4.83% | 4.807% | 4.762% | 4.678% | 4.587% | 4.484% | 4.428% | 4.353% | 4.343% | 4.291% | 4.248% | 4.272% | 4.294% | 4.307% | 4.275% | 4.192% | 4.108% | 4.082% | 4.048% | 3.987% | 3.967% | 3.931% | 3.922% | 3.847% | 3.791% | 3.659% | 3.572% | 3.452% | 3.352%
Region | Technology | 2021-22 | 2022-23 | 2023-24 | 2024-25 | 2025-26 | 2026-27 | 2027-28 | 2028-29 | 2029-30 | 2030-31 | 2031-32 | 2032-33 | 2033-34 | 2034-35 | 2035-36 | 2036-37 | 2037-38 | 2038-39 | 2039-40 | 2040-41 | 2041-42 | 2042-43 | 2043-44 | 2044-45 | 2045-46 | 2046-47 | 2047-48 | 2048-49 | 2049-50
TAS1 | Distributed PV | 13.53% | 13.51% | 13.87% | 13.97% | 13.44% | 14.35% | 14.32% | 13.94% | 13.92% | 14.18% | 13.97% | 14.36% | 14.35% | 13.77% | 14.6% | 14.69% | 14.16% | 14.29% | 14.59% | 14.39% | 14.79% | 14.72% | 14% | 14.86% | 14.85% | 14.38% | 14.42% | 14.77% | 14.52%
TAS1 | Behind the meter battery | 5.617% | 5.7% | 5.678% | 5.586% | 5.495% | 5.394% | 5.332% | 5.24% | 5.159% | 5.07% | 5.015% | 5.023% | 5.044% | 5.057% | 5.056% | 4.968% | 4.913% | 4.863% | 4.828% | 4.774% | 4.737% | 4.708% | 4.694% | 4.629% | 4.592% | 4.457% | 4.348% | 4.215% | 4.1%
TAS1 | Behind the meter battery pump | 4.769% | 4.843% | 4.822% | 4.745% | 4.669% | 4.584% | 4.532% | 4.451% | 4.382% | 4.306% | 4.257% | 4.269% | 4.285% | 4.296% | 4.297% | 4.219% | 4.174% | 4.13% | 4.099% | 4.057% | 4.023% | 3.998% | 3.987% | 3.93% | 3.901% | 3.787% | 3.692% | 3.579% | 3.48%

## BaseCase_Generation
Annual sent-out generation by technology (GWh) - BaseCase, Step Change Scenario
Explicitly modelled generation
Region | Technology | 2021-22 | 2022-23 | 2023-24 | 2024-25 | 2025-26 | 2026-27 | 2027-28 | 2028-29 | 2029-30 | 2030-31 | 2031-32 | 2032-33 | 2033-34 | 2034-35 | 2035-36 | 2036-37 | 2037-38 | 2038-39 | 2039-40 | 2040-41 | 2041-42 | 2042-43 | 2043-44 | 2044-45 | 2045-46 | 2046-47 | 2047-48 | 2048-49 | 2049-50
NEM | Black Coal | 77370.5332 | 69815.5856 | 66759.3054 | 62059.5385 | 54069.8745 | 50774.755 | 47993.4487 | 51555.0339 | 43793.147 | 42889.9192 | 39601.9306 | 29721.0049 | 30895.4837 | 27554.5012 | 22836.5615 | 22389.4776 | 23176.1711 | 22784.3527 | 21046.6209 | 20705.2258 | 15824.965 | 9803.7338 | 6723.9275 | 5729.5666 | 5359.8416 | 5464.0837 | 5392.5412 | 4951.3662 | 5063.528
NEM | Brown Coal | 26809.978 | 23000.8776 | 24316.2574 | 12590.6807 | 12306.9835 | 9797.4346 | 0.009369 | 0.006729 | 0.006233 | 0.0062761 | 0.005803 | 0.005826 | 0.0061262 | 0.0056764 | 0.0056062 | 0.0045838 | 0.0028121 | 0.0030519 | 0.0025887 | 0.0022964 | 0.0028305 | 0.0031295 | 0.0032671 | 0.0030093 | 0.0014015 | 0.0015742 | 0.00038766 | 0 | 0
NEM | CCGT | 2252.5066 | 2252.5066 | 1823.5014 | 3251.8401 | 3995.2439 | 3421.8293 | 3897.8873 | 4128.9841 | 3717.275 | 4267.436 | 5047.7985 | 5999.0299 | 6769.8938 | 6418.0983 | 5765.0332 | 4942.4071 | 4511.9653 | 4487.4203 | 3838.5821 | 3892.4191 | 4232.947 | 4756.2575 | 3069.8177 | 2866.7045 | 1378.5283 | 960.5241 | 963.1558 | 960.5241 | 960.5244
NEM | Gas - Steam | 709.4931 | 719.9155 | 726.054 | 273.5114 | 288.0387 | 294.7389 | 349.8021 | 426.9443 | 277.7336 | 356.1227 | 712.1166 | 1440.1273 | 1405.487 | 1882.6784 | 593.6397 | 542.0815 | 895.5285 | 1239.2397 | 162.5131 | 183.7164 | 238.0933 | 257.9681 | 228.4091 | 222.6263 | 194.0442 | 0 | 0 | 0 | 0
NEM | OCGT / Diesel | 59.8012 | 24.1133 | 104.6055 | 348.756 | 284.1231 | 289.4584 | 288.0994 | 462.6476 | 145.9606 | 433.8614 | 737.5761 | 1751.0205 | 1356.9124 | 2012.1902 | 1841.7912 | 2247.8769 | 4468.2051 | 4341.7338 | 7208.2613 | 8456.5032 | 8947.7337 | 11357.0537 | 14570.9208 | 10422.9098 | 10995.0869 | 16216.0994 | 16629.3558 | 18870.4873 | 20255.1458
NEM | Hydro | 13506.1535 | 14014.7701 | 13486.6598 | 15883.6445 | 16780.3266 | 16082.5371 | 16063.5663 | 17719.5892 | 15691.7499 | 14668.6726 | 13649.6377 | 13539.3564 | 14111.4177 | 13878.4582 | 13114.4079 | 12505.6215 | 14008.5378 | 12222.3338 | 11721.9331 | 10746.7137 | 10749.3617 | 11769.5281 | 11549.9627 | 11139.4135 | 11120.1611 | 13762.7671 | 11864.9628 | 11140.5601 | 10718.1206
NEM | Wind | 47652.5427 | 53858.397 | 54581.7577 | 68004.7885 | 74285.7891 | 78324.8585 | 90895.9691 | 92108.5246 | 95211.8988 | 96244.9409 | 101078.843 | 105321.6591 | 106486.973 | 114901.336 | 120813.3691 | 126651.8655 | 127142.4961 | 128337.8884 | 127791.1925 | 125212.8404 | 125845.0794 | 125863.5981 | 133451.7725 | 137747.0668 | 144413.0842 | 148397.8317 | 149372.1667 | 149372.0252 | 151897.0269
NEM | Solar PV | 14501.0457 | 17775.9038 | 18051.2018 | 17335.5433 | 17650.0731 | 18707.4208 | 19102.8556 | 17368.9369 | 25843.7143 | 27467.9739 | 28918.7131 | 35752.686 | 37457.5531 | 36863.5612 | 39149.9722 | 39154.653 | 45629.9891 | 47445.0075 | 51780.2094 | 57596.9163 | 66360.9451 | 76482.0412 | 76996.7195 | 79686.2365 | 79296.2326 | 81817.4906 | 82793.8416 | 82802.9378 | 82002.9242
NEM | Grid Battery | 138.2007 | 217.975 | 249.3249 | 286.5117 | 277.8752 | 286.4457 | 279.3877 | 267.6688 | 255.6721 | 257.9648 | 241.7072 | 555.7406 | 924.401 | 914.9739 | 1337.0655 | 1346.5307 | 1971.7618 | 1970.9716 | 2621.2387 | 2586.8693 | 4138.9038 | 4570.0213 | 4443.6206 | 6531.0812 | 6410.1535 | 7604.5038 | 7623.3975 | 8503.8171 | 8451.0164
NEM | Pumped Hydro | 298.7821 | 440.2825 | 565.3998 | 1279.7875 | 4816.0783 | 4694.353 | 5671.2286 | 6007.793 | 9789.7711 | 10500.6947 | 10520.3493 | 14719.6626 | 14614.1933 | 14527.853 | 16011.3877 | 15604.4586 | 17437.941 | 16983.0492 | 18443.7678 | 18489.3605 | 22063.4409 | 24348.4705 | 23169.8486 | 24651.6009 | 23520.1952 | 22234.5546 | 21610.771 | 21948.2765 | 21059.0558
NEM | VPP | 39.9965 | 132.9319 | 304.8605 | 608.0383 | 938.0011 | 1315.2466 | 1701.0122 | 2055.667 | 2463.6074 | 2829.8551 | 3184.9667 | 3618.9061 | 4006.8816 | 4363.3541 | 4997.0491 | 5167.1454 | 4993.7982 | 5188.7832 | 5507.6785 | 5668.4743 | 5999.2668 | 5955.8514 | 5387.3454 | 5876.0647 | 5763.4193 | 5373.5808 | 5219.3958 | 5013.0082 | 4820.758
Total excluding storage |  | 182862.0539 | 181462.0696 | 179849.3429 | 179748.3029 | 179660.4526 | 177693.0327 | 178591.638 | 183770.6675 | 184681.4855 | 186328.933 | 189746.6214 | 193524.89 | 198483.7268 | 203510.829 | 204114.7804 | 208433.9877 | 219832.8958 | 220857.9792 | 223549.3149 | 226794.3371 | 232199.1281 | 240290.1835 | 246591.5331 | 247814.5269 | 252756.9801 | 266618.7983 | 267016.0243 | 268097.9007 | 270897.2698
Region | Technology | 2021-22 | 2022-23 | 2023-24 | 2024-25 | 2025-26 | 2026-27 | 2027-28 | 2028-29 | 2029-30 | 2030-31 | 2031-32 | 2032-33 | 2033-34 | 2034-35 | 2035-36 | 2036-37 | 2037-38 | 2038-39 | 2039-40 | 2040-41 | 2041-42 | 2042-43 | 2043-44 | 2044-45 | 2045-46 | 2046-47 | 2047-48 | 2048-49 | 2049-50
NSW1 | Black Coal | 43226.9628 | 38108.9489 | 33621.2419 | 36266.3118 | 29598.2284 | 26502.0384 | 25799.8919 | 28047.3553 | 21486.262 | 21408.2803 | 19051.6721 | 8638.3341 | 10692.8178 | 9423.9368 | 5169.0891 | 6487.3259 | 7169.9035 | 6964.344 | 6480.1778 | 5666.4292 | 3249.4393 | 0 | 0 | 0 | 0 | 0 | 0 | 0 | 0
NSW1 | Brown Coal | 0 | 0 | 0 | 0 | 0 | 0 | 0 | 0 | 0 | 0 | 0 | 0 | 0 | 0 | 0 | 0 | 0 | 0 | 0 | 0 | 0 | 0 | 0 | 0 | 0 | 0 | 0 | 0 | 0
NSW1 | CCGT | 33.6489 | 33.6489 | 101.2233 | 257.3365 | 329.4705 | 180.9271 | 414.8065 | 646.3913 | 579.5439 | 644.1727 | 752.0823 | 1258.9756 | 1293.5764 | 1466.1891 | 1277.6194 | 1089.6415 | 1455.3796 | 1596.2124 | 1432.6596 | 1257.5183 | 1316.395 | 1530.4504 | 44.1158 | 0.000153 | 0.00015633 | 0.00016465 | 0.00016185 | 0.00015954 | 0.00015757
NSW1 | Gas - Steam | 0 | 0 | 0 | 0 | 0 | 0 | 0 | 0 | 0 | 0 | 0 | 0 | 0 | 0 | 0 | 0 | 0 | 0 | 0 | 0 | 0 | 0 | 0 | 0 | 0 | 0 | 0 | 0 | 0
NSW1 | OCGT / Diesel | 1.9316e-05 | 2.0231e-05 | 11.7459 | 61.2596 | 10.421 | 21.0261 | 16.6948 | 51.9263 | 0.6624 | 9.3737 | 23.7344 | 376.4942 | 162.1279 | 531.4082 | 439.0212 | 627.6482 | 1418.0546 | 1798.6741 | 2322.646 | 3173.1361 | 1899.5629 | 2893.3432 | 4740.8282 | 2678.2868 | 2465.5743 | 3539.25 | 4880.3382 | 5051.0902 | 4716.8264
NSW1 | Hydro | 2183.7087 | 2335.9674 | 2194.8354 | 2942.1201 | 2824.4135 | 2757.8747 | 3096.8044 | 4003.535 | 3183.3123 | 2947.9991 | 3042.3404 | 3088.5948 | 3545.5761 | 3821.1287 | 3806.2251 | 3620.7192 | 4557.9433 | 3758.5034 | 3688.5333 | 3382.3994 | 3112.8315 | 3745.0052 | 3678.2769 | 3821.4211 | 3783.7064 | 4601.1124 | 3694.1246 | 3259.7354 | 3020.9163
NSW1 | Wind | 10303.4097 | 11746.0512 | 16134.8439 | 20716.4292 | 23055.7647 | 25091.388 | 28266.3486 | 25305.2647 | 27772.7405 | 29650.2078 | 30745.0263 | 37961.4453 | 36419.0674 | 38342.6528 | 40519.9066 | 41520.7345 | 36071.2264 | 35447.0162 | 37634.4597 | 36694.4544 | 39702.905 | 39015.2114 | 39931.5717 | 41787.8246 | 46462.0803 | 45552.9616 | 45296.6457 | 46961.0311 | 48244.1912
NSW1 | Solar PV | 5342.8111 | 6499.5896 | 6543.0153 | 6299.1527 | 6667.245 | 7211.3009 | 7246.1384 | 7053.5037 | 14845.5642 | 15685.7338 | 15980.5191 | 17544.0884 | 19166.9501 | 18360.387 | 19851.6859 | 19886.4108 | 23765.4532 | 24679.4717 | 27785.4099 | 31070.4629 | 34725.5445 | 39576.2279 | 39251.8115 | 42204.5501 | 41746.1127 | 41242.3177 | 41193.2877 | 42525.9688 | 41595.4542
NSW1 | Grid Battery | 3.8708e-05 | 5.6112e-05 | 5.6648e-05 | 8.2681e-05 | 8.8763e-05 | 9.6112e-05 | 0.00013674 | 0.00015704 | 0.0005908 | 0.00063133 | 0.00063714 | 0.0011344 | 0.0011254 | 0.0011858 | 0.001852 | 0.0017975 | 0.0018819 | 0.001894 | 626.7281 | 621.4988 | 1925.2508 | 1907.8732 | 1845.2274 | 3683.6769 | 3619.1037 | 3548.698 | 3466.3946 | 3567.6126 | 3479.6743
NSW1 | Pumped Hydro | 74.6577 | 129.7643 | 175.4889 | 901.9862 | 4418.1054 | 4204.0232 | 5096.1771 | 5476.1352 | 9274.433 | 9947.2244 | 10007.5295 | 10078.8996 | 9708.9363 | 9836.801 | 10454.2833 | 9997.0833 | 10412.7195 | 9810.372 | 10706.3365 | 10669.54 | 12094.9921 | 11979.07 | 11610.8627 | 12402.6147 | 11928.1788 | 11793.0416 | 11059.2699 | 11620.2134 | 11240.3663
NSW1 | VPP | 7.5801 | 45.3017 | 94.5756 | 177.2322 | 285.4223 | 403.4061 | 512.2068 | 641.8552 | 775.057 | 908.2472 | 1010.4769 | 1198.0862 | 1357.5118 | 1474.4747 | 1693.3147 | 1749.3835 | 1743.608 | 1780.7923 | 1885.8138 | 1925.206 | 2045.998 | 2133.2944 | 1944.8246 | 2147.6127 | 2094.0468 | 2085.1726 | 1971.2263 | 1964.6301 | 1886.7697
Total excluding storage |  | 61090.5412 | 58724.206 | 58606.9058 | 66542.6098 | 62485.543 | 61764.5552 | 64840.6846 | 65107.9764 | 67868.0853 | 70345.7674 | 69595.3747 | 68867.9324 | 71280.1156 | 71945.7024 | 71063.5473 | 73232.48 | 74437.9606 | 74244.2218 | 79343.8863 | 81244.4003 | 84006.6781 | 86760.238 | 87646.6041 | 90492.0828 | 94457.4739 | 94935.6419 | 95064.3964 | 97797.8257 | 97577.3883
Region | Technology | 2021-22 | 2022-23 | 2023-24 | 2024-25 | 2025-26 | 2026-27 | 2027-28 | 2028-29 | 2029-30 | 2030-31 | 2031-32 | 2032-33 | 2033-34 | 2034-35 | 2035-36 | 2036-37 | 2037-38 | 2038-39 | 2039-40 | 2040-41 | 2041-42 | 2042-43 | 2043-44 | 2044-45 | 2045-46 | 2046-47 | 2047-48 | 2048-49 | 2049-50
QLD1 | Black Coal | 34143.5704 | 31706.6367 | 33138.0635 | 25793.2267 | 24471.646 | 24272.7166 | 22193.5568 | 23507.6786 | 22306.885 | 21481.639 | 20550.2585 | 21082.6708 | 20202.6659 | 18130.5644 | 17667.4724 | 15902.1517 | 16006.2676 | 15820.0087 | 14566.4431 | 15038.7966 | 12575.5258 | 9803.7338 | 6723.9275 | 5729.5666 | 5359.8416 | 5464.0837 | 5392.5412 | 4951.3662 | 5063.528
QLD1 | Brown Coal | 0 | 0 | 0 | 0 | 0 | 0 | 0 | 0 | 0 | 0 | 0 | 0 | 0 | 0 | 0 | 0 | 0 | 0 | 0 | 0 | 0 | 0 | 0 | 0 | 0 | 0 | 0 | 0 | 0
QLD1 | CCGT | 1104.025 | 1104.025 | 1232.2762 | 2243.3258 | 2689.2244 | 2328.6586 | 2796.043 | 2859.5914 | 2656.1749 | 2838.9354 | 3346.6938 | 3634.0658 | 4217.3898 | 3637.7217 | 3417.8124 | 2774.2545 | 3056.5855 | 2891.2076 | 2405.9222 | 2634.9005 | 2916.5517 | 3225.8068 | 3025.7016 | 2866.704 | 1378.5277 | 960.5236 | 963.1552 | 960.5235 | 960.5235
QLD1 | Gas - Steam | 37.1158 | 37.1158 | 73.7192 | 72.804 | 72.804 | 72.804 | 127.6123 | 151.9365 | 156.6777 | 113.6493 | 106.3669 | 131.3573 | 196.196 | 166.6204 | 150.3046 | 177.0016 | 205.5777 | 186.9735 | 162.5131 | 183.7164 | 238.0933 | 257.9681 | 228.4091 | 222.6263 | 194.0442 | 0 | 0 | 0 | 0
QLD1 | OCGT / Diesel | 3.2439e-05 | 3.3782e-05 | 3.6158e-05 | 109.7141 | 55.0888 | 66.0037 | 122.6839 | 204.944 | 108.3288 | 213.3466 | 421.3093 | 661.9589 | 651.57 | 460.4314 | 523.6821 | 781.2818 | 1156.188 | 706.0729 | 1510.3643 | 1728.0384 | 2127.7896 | 2570.7327 | 2216.423 | 2548.7658 | 2816.2218 | 5321.0981 | 4090.7716 | 4198.5283 | 3841.1501
QLD1 | Hydro | 698.9061 | 697.5974 | 700.3443 | 696.8527 | 695.6817 | 694.527 | 695.6374 | 691.2432 | 690.9655 | 670.2501 | 693.9129 | 685.6868 | 686.5825 | 676.0654 | 658.5505 | 656.4781 | 227.9122 | 228.3119 | 208.1236 | 211.2808 | 209.292 | 0 | 0 | 0 | 0 | 0 | 0 | 0 | 0
QLD1 | Wind | 16586.5466 | 17306.1088 | 16202.2881 | 18806.7667 | 22109.2575 | 21681.2699 | 23491.1433 | 25863.7345 | 25407.8414 | 26017.0064 | 25547.4545 | 25839.4038 | 26644.227 | 31070.9927 | 31268.2114 | 34588.3237 | 37404.443 | 37324.3585 | 37404.4305 | 33810.3057 | 34984.9813 | 35095.9115 | 40778.7152 | 41097.6165 | 44571.3086 | 47805.9794 | 47855.437 | 49015.0947 | 49241.7271
QLD1 | Solar PV | 5555.096 | 7538.3543 | 7676.8528 | 7343.9828 | 7448.1627 | 7800.5681 | 7893.2073 | 6593.1081 | 7142.0037 | 7427.2484 | 7845.4422 | 8782.4012 | 9468.6985 | 9543.1127 | 9929.4987 | 9655.9103 | 11678.919 | 12501.2441 | 13650.4297 | 16025.402 | 18226.7238 | 24041.8181 | 23225.7701 | 22776.8083 | 21979.1416 | 23063.1563 | 23922.23 | 23020.6305 | 22661.4651
QLD1 | Grid Battery | 2.7315e-05 | 22.8468 | 25.867 | 29.3661 | 28.9472 | 29.9184 | 29.6449 | 28.0314 | 27.5408 | 28.2074 | 27.5104 | 329.5355 | 735.1929 | 752.6924 | 750.7843 | 764.5055 | 1204.899 | 1220.5183 | 1211.8748 | 1201.4353 | 1221.7251 | 1727.2079 | 1718.9352 | 1708.2191 | 1655.2107 | 2996.1138 | 3122.9592 | 3883.8684 | 3731.373
QLD1 | Pumped Hydro | 224.1244 | 310.5183 | 389.9107 | 377.8011 | 397.9726 | 490.3294 | 575.0511 | 531.6572 | 515.3373 | 553.4692 | 512.8187 | 1467.1462 | 1907.5132 | 1873.6231 | 1961.3674 | 1980.7963 | 3383.6414 | 3539.8432 | 3788.3917 | 3978.9926 | 4622.7207 | 7277.0469 | 6772.562 | 6942.3683 | 6369.2548 | 5355.1908 | 5519.033 | 5040.2341 | 4780.6145
QLD1 | VPP | 10.5508 | 38.4782 | 81.6033 | 164.3554 | 248.8878 | 339.8164 | 442.9418 | 530.1713 | 630.8318 | 744.4788 | 850.6197 | 932.6882 | 1014.8321 | 1130.7372 | 1271.6829 | 1304.2279 | 1213.0582 | 1318.3423 | 1352.6134 | 1470.1502 | 1563.809 | 1464.6541 | 1332.9043 | 1348.0403 | 1244.0107 | 1003.1073 | 1075.4094 | 778.4338 | 823.0265
Total excluding storage |  | 58125.2599 | 58389.838 | 59023.5441 | 55066.6729 | 57541.8651 | 56916.5479 | 57319.884 | 59872.2364 | 58468.877 | 58762.0752 | 58511.4382 | 60817.5446 | 62067.3297 | 63685.5087 | 63615.5322 | 64535.4017 | 69735.8929 | 69658.1773 | 69908.2265 | 69632.4404 | 71278.9575 | 74995.971 | 76198.9464 | 75242.0874 | 76299.0855 | 82614.8411 | 82224.1351 | 82146.1433 | 81768.3938
Region | Technology | 2021-22 | 2022-23 | 2023-24 | 2024-25 | 2025-26 | 2026-27 | 2027-28 | 2028-29 | 2029-30 | 2030-31 | 2031-32 | 2032-33 | 2033-34 | 2034-35 | 2035-36 | 2036-37 | 2037-38 | 2038-39 | 2039-40 | 2040-41 | 2041-42 | 2042-43 | 2043-44 | 2044-45 | 2045-46 | 2046-47 | 2047-48 | 2048-49 | 2049-50
VIC1 | Black Coal | 0 | 0 | 0 | 0 | 0 | 0 | 0 | 0 | 0 | 0 | 0 | 0 | 0 | 0 | 0 | 0 | 0 | 0 | 0 | 0 | 0 | 0 | 0 | 0 | 0 | 0 | 0 | 0 | 0
VIC1 | Brown Coal | 26809.978 | 23000.8776 | 24316.2574 | 12590.6807 | 12306.9835 | 9797.4346 | 0.009369 | 0.006729 | 0.006233 | 0.0062761 | 0.005803 | 0.005826 | 0.0061262 | 0.0056764 | 0.0056062 | 0.0045838 | 0.0028121 | 0.0030519 | 0.0025887 | 0.0022964 | 0.0028305 | 0.0031295 | 0.0032671 | 0.0030093 | 0.0014015 | 0.0015742 | 0.00038766 | 0 | 0
VIC1 | CCGT | 2.15e-05 | 2.1156e-05 | 2.227e-05 | 3.8708e-05 | 3.9524e-05 | 3.9579e-05 | 4.1911e-05 | 4.7661e-05 | 4.6976e-05 | 5.0319e-05 | 5.5415e-05 | 7.837e-05 | 7.9046e-05 | 7.8404e-05 | 7.6408e-05 | 7.615e-05 | 0.00011303 | 0.00011428 | 0.00011344 | 0.00011224 | 0.00016482 | 0.00017141 | 0.00026984 | 0.00025497 | 0.00026259 | 0.00027626 | 0.00027255 | 0.00028416 | 0.00054999
VIC1 | Gas - Steam | 10.93 | 5.2123 | 9.5949 | 69.2958 | 65.2724 | 66.1562 | 100.5668 | 142.2147 | 39.4828 | 130.7042 | 385.0843 | 821.0574 | 667.7776 | 809.2053 | 443.3351 | 365.0799 | 689.9509 | 1052.2662 | 0 | 0 | 0 | 0 | 0 | 0 | 0 | 0 | 0 | 0 | 0
VIC1 | OCGT / Diesel | 11.0491 | 0.30924 | 9.3431 | 41.5314 | 28.0373 | 71.4911 | 61.5497 | 93.8141 | 14.2665 | 61.2883 | 96.4506 | 357.7992 | 202.7724 | 540.7601 | 466.1325 | 437.4701 | 942.5412 | 889.9475 | 2194.3501 | 2366.877 | 3719.7382 | 4501.7972 | 5833.7852 | 4423.1091 | 4919.1807 | 6560.2959 | 6919.7155 | 8646.015 | 10848.4423
VIC1 | Hydro | 2782.099 | 2809.5277 | 2555.3373 | 3150.7977 | 3233.6988 | 3062.9783 | 3095.9981 | 3900.8736 | 3237.4696 | 2775.2347 | 2799.1245 | 2524.5685 | 3113.5316 | 3212.941 | 3046.152 | 3066.1367 | 3873.0159 | 3219.0917 | 2769.2525 | 2767.6104 | 2512.2658 | 3091.0457 | 3200.9725 | 3024.0133 | 3047.839 | 3842.1782 | 3191.2013 | 2736.5091 | 2745.8003
VIC1 | Wind | 10715.0499 | 13592.3248 | 11498.4341 | 15220.8343 | 15938.4455 | 17314.451 | 24037.917 | 24099.9343 | 24880.9269 | 23553.1928 | 26213.6216 | 22695.2576 | 24624.141 | 26779.6619 | 28549.3857 | 29615.4294 | 33825.4032 | 34859.9662 | 32583.4616 | 33400.9312 | 30607.0243 | 30830.2293 | 31528.4033 | 32233.4146 | 30546.0175 | 30114.6287 | 30827.2937 | 29167.2844 | 28838.8177
VIC1 | Solar PV | 2656.0009 | 2636.7225 | 2731.4462 | 2624.9483 | 2493.1715 | 2629.2737 | 2864.2385 | 2677.1176 | 2766.8915 | 3256.06 | 3772.3967 | 8099.6969 | 7566.9469 | 7553.7652 | 7929.9097 | 8122.561 | 7396.7629 | 7510.4253 | 7634.5908 | 7720.062 | 10642.7421 | 10172.5408 | 11266.4744 | 11728.0211 | 12510.5036 | 14832.5922 | 15025.5556 | 14698.7352 | 14861.6794
VIC1 | Grid Battery | 51.3496 | 108.9536 | 121.5655 | 158.3772 | 155.9506 | 161.0158 | 156.9426 | 150.6489 | 144.099 | 145.7151 | 136.7558 | 145.5988 | 110.7731 | 103.0432 | 113.0384 | 113.4926 | 105.4321 | 100.4732 | 112.3332 | 108.1546 | 37.9686 | 0.0024292 | 0.0026222 | 214.8836 | 215.0459 | 215.3 | 214.3313 | 216.7394 | 436.3125
VIC1 | Pumped Hydro | 0 | 0 | 5.6042e-05 | 0.00011922 | 0.00011856 | 0.00022775 | 0.00022071 | 0.00038353 | 0.00043961 | 0.0007935 | 0.00083176 | 3173.6165 | 2997.7434 | 2817.4285 | 3595.7366 | 3626.5786 | 3641.5796 | 3632.8335 | 3949.039 | 3840.8274 | 5345.7275 | 5092.353 | 4786.4233 | 5306.617 | 5222.7607 | 5086.3213 | 5032.4673 | 5287.828 | 5038.074
VIC1 | VPP | 7.6491 | 20.0235 | 71.6072 | 183.9254 | 292.9128 | 429.0692 | 566.947 | 667.3043 | 802.1647 | 884.3601 | 1004.8633 | 1119.0456 | 1233.2233 | 1317.0876 | 1563.5348 | 1626.7585 | 1542.4779 | 1589.3836 | 1739.4955 | 1734.4947 | 1836.9526 | 1808.9699 | 1616.7239 | 1837.5217 | 1866.0528 | 1791.4149 | 1694.2696 | 1794.1997 | 1653.1628
Total excluding storage |  | 42985.1069 | 42044.9741 | 41120.413 | 33698.0883 | 34065.6091 | 32941.7849 | 30160.2794 | 30913.9612 | 30939.0435 | 29776.4863 | 33266.6837 | 34498.3855 | 36175.1757 | 38896.3393 | 40434.9205 | 41606.6818 | 46727.677 | 47531.7002 | 45181.6576 | 46255.4831 | 47481.7734 | 48595.6164 | 51829.639 | 51408.5614 | 51023.5425 | 55349.6969 | 55963.7667 | 55248.544 | 57294.7402
Region | Technology | 2021-22 | 2022-23 | 2023-24 | 2024-25 | 2025-26 | 2026-27 | 2027-28 | 2028-29 | 2029-30 | 2030-31 | 2031-32 | 2032-33 | 2033-34 | 2034-35 | 2035-36 | 2036-37 | 2037-38 | 2038-39 | 2039-40 | 2040-41 | 2041-42 | 2042-43 | 2043-44 | 2044-45 | 2045-46 | 2046-47 | 2047-48 | 2048-49 | 2049-50
SA1 | Black Coal | 0 | 0 | 0 | 0 | 0 | 0 | 0 | 0 | 0 | 0 | 0 | 0 | 0 | 0 | 0 | 0 | 0 | 0 | 0 | 0 | 0 | 0 | 0 | 0 | 0 | 0 | 0 | 0 | 0
SA1 | Brown Coal | 0 | 0 | 0 | 0 | 0 | 0 | 0 | 0 | 0 | 0 | 0 | 0 | 0 | 0 | 0 | 0 | 0 | 0 | 0 | 0 | 0 | 0 | 0 | 0 | 0 | 0 | 0 | 0 | 0
SA1 | CCGT | 1114.8326 | 1114.8326 | 490.0018 | 751.1777 | 976.549 | 912.2435 | 687.0378 | 623.0014 | 481.5562 | 784.3278 | 949.0223 | 1105.9884 | 1258.9276 | 1314.1875 | 1069.6013 | 1078.5111 | 9.1254e-05 | 9.1658e-05 | 9.121e-05 | 8.9846e-05 | 0.00010714 | 0.00011004 | 0.00011137 | 0.00010564 | 0.00010818 | 0.00011092 | 0.00010904 | 0.00010848 | 0.0001068
SA1 | Gas - Steam | 661.4474 | 677.5875 | 642.7399 | 131.4115 | 149.9622 | 155.7787 | 121.6231 | 132.7931 | 81.5731 | 111.7692 | 220.6654 | 487.7126 | 541.5134 | 906.8527 | 0 | 0 | 0 | 0 | 0 | 0 | 0 | 0 | 0 | 0 | 0 | 0 | 0 | 0 | 0
SA1 | OCGT / Diesel | 48.752 | 23.804 | 83.5164 | 136.2509 | 190.5761 | 130.9376 | 87.171 | 111.9632 | 22.703 | 149.8528 | 196.0817 | 354.6106 | 340.4421 | 479.5904 | 412.9554 | 401.4768 | 951.4214 | 947.0393 | 1180.9009 | 1188.2214 | 1200.4657 | 1391.1806 | 1779.8844 | 772.5189 | 794.1101 | 795.4554 | 738.5304 | 974.0715 | 848.727
SA1 | Hydro | 0 | 0 | 0 | 0 | 0 | 0 | 0 | 0 | 0 | 0 | 0 | 0 | 0 | 0 | 0 | 0 | 0 | 0 | 0 | 0 | 0 | 0 | 0 | 0 | 0 | 0 | 0 | 0 | 0
SA1 | Wind | 7009.2529 | 7774.2839 | 7067.1752 | 9599.8633 | 9340.4557 | 10349.522 | 10591.3581 | 12079.1976 | 11920.8086 | 11511.8826 | 11995.6881 | 12281.5119 | 11889.9073 | 11084.062 | 12433.4049 | 12237.4585 | 11473.9244 | 12036.1544 | 11693.8359 | 12092.4173 | 11796.6716 | 11995.9463 | 12145.7715 | 13638.9544 | 13450.1818 | 16026.6871 | 16448.8235 | 15793.7878 | 16546.0461
SA1 | Solar PV | 947.1377 | 1101.2375 | 1099.8875 | 1067.4595 | 1041.4939 | 1066.2782 | 1099.2715 | 1045.2075 | 1089.2549 | 1098.9317 | 1320.355 | 1326.4995 | 1254.9576 | 1406.2962 | 1438.8779 | 1489.7708 | 2788.8539 | 2753.8663 | 2709.779 | 2780.9891 | 2765.9346 | 2691.4542 | 3252.6634 | 2976.8568 | 3060.4745 | 2679.4243 | 2652.7681 | 2557.6031 | 2884.3253
SA1 | Grid Battery | 86.8509 | 86.1745 | 101.8923 | 98.7682 | 92.9773 | 95.5113 | 92.8 | 88.9883 | 84.0316 | 84.0416 | 77.4401 | 80.6051 | 78.4337 | 59.237 | 473.2407 | 468.5307 | 661.4286 | 649.978 | 670.3023 | 655.7803 | 953.9591 | 934.9375 | 879.4551 | 924.3012 | 920.7929 | 844.3916 | 819.712 | 835.5963 | 803.6562
SA1 | Pumped Hydro | 0 | 0 | 4.6817e-05 | 4.852e-05 | 4.771e-05 | 5.861e-05 | 5.9738e-05 | 6.2355e-05 | 6.5024e-05 | 7.5179e-05 | 7.6003e-05 | 0.00013256 | 0.00012991 | 0.00012905 | 0.0001625 | 0.00016237 | 0.00020996 | 0.0002101 | 0.00021642 | 0.00021669 | 0.00026547 | 0.00025476 | 0.0002568 | 0.00042217 | 0.00042054 | 0.00040781 | 0.00041483 | 0.00042258 | 0.00042811
SA1 | VPP | 13.8353 | 27.1989 | 53.8102 | 78.0639 | 103.5581 | 132.9638 | 164.1916 | 195.4851 | 228.594 | 258.6641 | 275.94 | 316.8747 | 339.5467 | 368.0818 | 386.2402 | 395.1791 | 396.5376 | 402.9612 | 426.8845 | 424.5611 | 436.269 | 433.0398 | 386.272 | 424.9521 | 432.1231 | 375.2092 | 361.4903 | 360.8882 | 345.0481
Total excluding storage |  | 9781.4227 | 10691.7455 | 9383.3207 | 11686.1629 | 11699.037 | 12614.7599 | 12586.4615 | 13992.1627 | 13595.8957 | 13656.7641 | 14681.8125 | 15556.3229 | 15285.7479 | 15190.9888 | 15354.8394 | 15207.2172 | 15214.1998 | 15737.06 | 15584.5159 | 16061.6279 | 15763.072 | 16078.5812 | 17178.3193 | 17388.3302 | 17304.7664 | 19501.567 | 19840.1221 | 19325.4625 | 20279.0985
Region | Technology | 2021-22 | 2022-23 | 2023-24 | 2024-25 | 2025-26 | 2026-27 | 2027-28 | 2028-29 | 2029-30 | 2030-31 | 2031-32 | 2032-33 | 2033-34 | 2034-35 | 2035-36 | 2036-37 | 2037-38 | 2038-39 | 2039-40 | 2040-41 | 2041-42 | 2042-43 | 2043-44 | 2044-45 | 2045-46 | 2046-47 | 2047-48 | 2048-49 | 2049-50
TAS1 | Black Coal | 0 | 0 | 0 | 0 | 0 | 0 | 0 | 0 | 0 | 0 | 0 | 0 | 0 | 0 | 0 | 0 | 0 | 0 | 0 | 0 | 0 | 0 | 0 | 0 | 0 | 0 | 0 | 0 | 0
TAS1 | Brown Coal | 0 | 0 | 0 | 0 | 0 | 0 | 0 | 0 | 0 | 0 | 0 | 0 | 0 | 0 | 0 | 0 | 0 | 0 | 0 | 0 | 0 | 0 | 0 | 0 | 0 | 0 | 0 | 0 | 0
TAS1 | CCGT | 1.6478e-05 | 1.614e-05 | 1.6482e-05 | 1.647e-05 | 1.6089e-05 | 1.6223e-05 | 1.62e-05 | 1.5866e-05 | 1.5944e-05 | 1.604e-05 | 1.6231e-05 | 1.7195e-05 | 1.7352e-05 | 1.7761e-05 | 1.8421e-05 | 1.8993e-05 | 1.978e-05 | 2.0437e-05 | 2.1805e-05 | 2.2073e-05 | 2.3202e-05 | 2.3889e-05 | 2.5058e-05 | 2.5882e-05 | 2.6739e-05 | 2.7785e-05 | 2.8902e-05 | 3.02e-05 | 3.0989e-05
TAS1 | Gas - Steam | 0 | 0 | 0 | 0 | 0 | 0 | 0 | 0 | 0 | 0 | 0 | 0 | 0 | 0 | 0 | 0 | 0 | 0 | 0 | 0 | 0 | 0 | 0 | 0 | 0 | 0 | 0 | 0 | 0
TAS1 | OCGT / Diesel | 1.283e-05 | 1.21e-05 | 1.309e-05 | 1.3327e-05 | 1.2309e-05 | 1.2945e-05 | 1.282e-05 | 1.2174e-05 | 1.2621e-05 | 1.3041e-05 | 1.3449e-05 | 0.15761 | 1.4392e-05 | 1.4777e-05 | 1.5276e-05 | 1.5692e-05 | 1.6397e-05 | 1.6705e-05 | 1.7488e-05 | 0.23039 | 0.17728 | 1.5704e-05 | 1.67e-05 | 0.22916 | 1.7434e-05 | 1.8195e-05 | 1.8835e-05 | 0.7822 | 2.0023e-05
TAS1 | Hydro | 7841.4396 | 8171.6776 | 8036.1428 | 9093.874 | 10026.5326 | 9567.1573 | 9175.1264 | 9123.9373 | 8580.0024 | 8275.1887 | 7114.2598 | 7240.5064 | 6765.7275 | 6168.3232 | 5603.4803 | 5162.2874 | 5349.6664 | 5016.4268 | 5056.0237 | 4385.423 | 4914.9724 | 4933.4772 | 4670.7133 | 4293.979 | 4288.6156 | 5319.4765 | 4979.637 | 5144.3157 | 4951.404
TAS1 | Wind | 3038.2836 | 3439.6283 | 3679.0164 | 3660.895 | 3841.8656 | 3888.2276 | 4509.202 | 4760.3934 | 5229.5814 | 5512.6512 | 6577.0525 | 6544.0404 | 6909.6304 | 7623.9666 | 8042.4605 | 8689.9194 | 8367.4991 | 8670.3931 | 8475.0048 | 9214.7319 | 8753.4972 | 8926.2995 | 9067.3108 | 8989.2567 | 9383.4961 | 8897.5748 | 8943.9668 | 8434.8272 | 9026.2448
TAS1 | Solar PV | 3.2091e-06 | 5.8632e-06 | 7.5749e-06 | 1.175e-05 | 9.5422e-06 | 1.5601e-05 | 2.6736e-05 | 2.2428e-05 | 3.1416e-05 | 3.4019e-05 | 3.2734e-05 | 3.2168e-05 | 3.2434e-05 | 2.8567e-05 | 3.0638e-05 | 2.9304e-05 | 3.0532e-05 | 3.9132e-05 | 6.8449e-05 | 0.00015234 | 0.00015441 | 0.0001573 | 0.00013899 | 0.00014796 | 0.00014108 | 0.00014446 | 0.0001518 | 0.00014913 | 0.00014476
TAS1 | Grid Battery | 2.6155e-05 | 3.776e-05 | 3.6989e-05 | 4.4266e-05 | 6.5188e-05 | 6.5431e-05 | 8.1445e-05 | 0.00010975 | 0.00012479 | 0.00013139 | 0.00014737 | 0.00017307 | 0.00017389 | 0.00017547 | 0.0001917 | 0.00019438 | 0.00022289 | 0.00022954 | 0.00028049 | 0.00028224 | 0.00029364 | 0.0002972 | 0.00031947 | 0.00034388 | 0.00035875 | 0.00037923 | 0.00039987 | 0.00043304 | 0.00045271
TAS1 | Pumped Hydro | 0 | 0 | 0.00010299 | 0.00010589 | 0.00012629 | 0.00013173 | 0.0001474 | 0.00017679 | 0.00018518 | 0.00019468 | 0.00020797 | 0.00024447 | 0.00024567 | 0.0002484 | 0.00026185 | 0.00027522 | 0.00029804 | 0.00030522 | 0.00035957 | 0.00036162 | 0.00037729 | 0.00037873 | 0.00040819 | 0.00043695 | 0.00044593 | 0.00046043 | 0.00048157 | 0.00053345 | 0.00053876
TAS1 | VPP | 0.3812 | 1.9296 | 3.2643 | 4.4614 | 7.2201 | 9.9912 | 14.7251 | 20.8511 | 26.9599 | 34.1049 | 43.0668 | 52.2114 | 61.7677 | 72.9727 | 82.2765 | 91.5964 | 98.1165 | 97.3038 | 102.8714 | 114.0623 | 116.2383 | 115.8932 | 106.6206 | 117.9379 | 127.1857 | 118.6768 | 117.0003 | 114.8564 | 112.7508
Total excluding storage |  | 10879.7232 | 11611.306 | 11715.1592 | 12754.7691 | 13868.3983 | 13455.3849 | 13684.3285 | 13884.3308 | 13809.5839 | 13787.84 | 13691.3123 | 13784.7045 | 13675.3579 | 13792.2898 | 13645.9409 | 13852.2069 | 13717.1655 | 13686.82 | 13531.0287 | 13600.3854 | 13668.6471 | 13859.7769 | 13738.0243 | 13283.465 | 13672.1119 | 14217.0515 | 13923.604 | 13579.9253 | 13977.649
Explicitly modelled pumping
Region | Technology | 2021-22 | 2022-23 | 2023-24 | 2024-25 | 2025-26 | 2026-27 | 2027-28 | 2028-29 | 2029-30 | 2030-31 | 2031-32 | 2032-33 | 2033-34 | 2034-35 | 2035-36 | 2036-37 | 2037-38 | 2038-39 | 2039-40 | 2040-41 | 2041-42 | 2042-43 | 2043-44 | 2044-45 | 2045-46 | 2046-47 | 2047-48 | 2048-49 | 2049-50
NEM | Grid Battery pump | 169.8534 | 269.9001 | 306.9146 | 354.6129 | 342.7456 | 353.0521 | 345.817 | 329.5613 | 315.9395 | 318.1799 | 299.0936 | 668.0573 | 1099.6402 | 1087.7307 | 1584.6828 | 1595.0021 | 2334.5868 | 2328.2468 | 3092.6362 | 3060.0666 | 4904.0367 | 5417.8378 | 5262.432 | 7771.5712 | 7642.3044 | 9023.1088 | 9058.8171 | 10077.2499 | 10020.0633
NEM | Pumped Hydro Pump | 687.7364 | 1166.6523 | 1459.8265 | 3067.8819 | 6580.5455 | 7005.4712 | 8978.9711 | 9142.6373 | 14115.0546 | 14650.6294 | 15515.6107 | 20533.7059 | 20885.9299 | 20385.0073 | 22715.165 | 22270.5105 | 24361.4106 | 23764.2324 | 25819.3582 | 26155.5956 | 29943.8987 | 33198.2696 | 31133.4001 | 33716.2186 | 32555.9398 | 30439.4364 | 29358.7567 | 29779.066 | 28212.2598
NEM | VPP pump | 48.0053 | 159.9102 | 365.5682 | 731.003 | 1126.0175 | 1577.1795 | 2045.4261 | 2463.4818 | 2957.4387 | 3395.9741 | 3832.1418 | 4336.7222 | 4806.8588 | 5242.1243 | 5993.5033 | 6201.0039 | 6003.9853 | 6231.0375 | 6596.6482 | 6821.4854 | 7182.5762 | 7159.8019 | 6458.0149 | 7051.4531 | 6933.6042 | 6435.978 | 6278.6915 | 6001.4586 | 5782.6215
Region | Technology | 2021-22 | 2022-23 | 2023-24 | 2024-25 | 2025-26 | 2026-27 | 2027-28 | 2028-29 | 2029-30 | 2030-31 | 2031-32 | 2032-33 | 2033-34 | 2034-35 | 2035-36 | 2036-37 | 2037-38 | 2038-39 | 2039-40 | 2040-41 | 2041-42 | 2042-43 | 2043-44 | 2044-45 | 2045-46 | 2046-47 | 2047-48 | 2048-49 | 2049-50
NSW1 | Grid Battery pump | 4.5953e-05 | 6.6601e-05 | 6.7172e-05 | 9.8137e-05 | 0.00010529 | 0.00011401 | 0.00016246 | 0.00018619 | 0.00070866 | 0.00075705 | 0.00076536 | 0.0013483 | 0.001337 | 0.0014113 | 0.0021921 | 0.0021297 | 0.0022339 | 0.0022442 | 737.3271 | 733.1848 | 2299.3018 | 2278.8007 | 2204.1491 | 4419.6438 | 4352.9012 | 4243.9546 | 4170.4494 | 4266.5731 | 4173.4102
NSW1 | Pumped Hydro Pump | 367.026 | 719.5912 | 900.2528 | 2522.5745 | 6007.7663 | 6303.9531 | 8152.5252 | 8378.5556 | 13374.4271 | 13855.1995 | 14775.434 | 14637.7356 | 14669.1485 | 14452.0009 | 15706.4911 | 15187.1817 | 15500.1238 | 14741.5396 | 16109.0583 | 16268.8568 | 17432.1294 | 17652.8068 | 16659.5916 | 18357.1284 | 17973.9028 | 17370.6766 | 16133.4659 | 16837.1124 | 15955.5013
NSW1 | VPP pump | 9.0979 | 54.5538 | 113.3322 | 213.237 | 342.0592 | 484.1822 | 616.3607 | 768.7879 | 930.2526 | 1090.1124 | 1216.2194 | 1434.5812 | 1629.3368 | 1774.1347 | 2027.9652 | 2099.6758 | 2098.7354 | 2137.6143 | 2257.193 | 2317.4629 | 2448.9255 | 2560.4746 | 2334.2372 | 2577.6456 | 2521.3411 | 2494.7159 | 2374.277 | 2349.6855 | 2264.5719
Region | Technology | 2021-22 | 2022-23 | 2023-24 | 2024-25 | 2025-26 | 2026-27 | 2027-28 | 2028-29 | 2029-30 | 2030-31 | 2031-32 | 2032-33 | 2033-34 | 2034-35 | 2035-36 | 2036-37 | 2037-38 | 2038-39 | 2039-40 | 2040-41 | 2041-42 | 2042-43 | 2043-44 | 2044-45 | 2045-46 | 2046-47 | 2047-48 | 2048-49 | 2049-50
QLD1 | Grid Battery pump | 3.2149e-05 | 28.1072 | 31.9345 | 36.2991 | 35.7913 | 36.8375 | 36.5986 | 34.6066 | 34.0009 | 34.8239 | 34.0622 | 389.1822 | 866.4244 | 887.348 | 885.1639 | 900.2983 | 1422.8729 | 1433.4978 | 1427.2463 | 1415.8157 | 1434.9612 | 2035.2644 | 2021.5352 | 2008.387 | 1946.0753 | 3533.7922 | 3665.1172 | 4573.8755 | 4385.232
QLD1 | Pumped Hydro Pump | 320.7104 | 447.0611 | 559.5735 | 545.3071 | 572.7788 | 701.5176 | 826.4454 | 764.081 | 740.6266 | 795.4285 | 740.1753 | 1928.9494 | 2458.0592 | 2414.5984 | 2522.1674 | 2549.8337 | 4308.8732 | 4461.0671 | 4795.2938 | 5060.3015 | 5855.0115 | 9168.349 | 8502.4502 | 8723.6175 | 8019.7855 | 6746.8567 | 6898.7052 | 6368.1677 | 5959.165
QLD1 | VPP pump | 12.6635 | 46.1829 | 97.9433 | 197.6418 | 299.0277 | 407.1811 | 531.6354 | 636.3315 | 757.1481 | 893.5514 | 1023.6009 | 1116.7924 | 1218.0398 | 1357.1588 | 1527.4842 | 1564.2156 | 1460.5769 | 1577.7053 | 1623.4574 | 1767.1405 | 1874.3314 | 1761.2654 | 1599.7166 | 1616.4913 | 1491.3388 | 1208.5667 | 1286.1473 | 937.7395 | 984.3936
Region | Technology | 2021-22 | 2022-23 | 2023-24 | 2024-25 | 2025-26 | 2026-27 | 2027-28 | 2028-29 | 2029-30 | 2030-31 | 2031-32 | 2032-33 | 2033-34 | 2034-35 | 2035-36 | 2036-37 | 2037-38 | 2038-39 | 2039-40 | 2040-41 | 2041-42 | 2042-43 | 2043-44 | 2044-45 | 2045-46 | 2046-47 | 2047-48 | 2048-49 | 2049-50
VIC1 | Grid Battery pump | 62.9349 | 135.0996 | 149.4919 | 196.1164 | 192.4283 | 198.2992 | 194.3453 | 185.3972 | 177.9 | 179.8951 | 169.4234 | 179.1624 | 136.7743 | 127.3434 | 139.4062 | 140.1142 | 130.163 | 124.5311 | 138.1926 | 133.9896 | 46.409 | 0.0028627 | 0.0030803 | 252.8043 | 253.7409 | 252.5485 | 252.9001 | 254.2418 | 513.3088
VIC1 | Pumped Hydro Pump | 0 | 0 | 7.0195e-05 | 0.00014927 | 0.00014808 | 0.00028442 | 0.0002771 | 0.0004782 | 0.00055123 | 0.00099057 | 0.001044 | 3967.0205 | 3758.7217 | 3518.4075 | 4486.506 | 4533.4946 | 4552.413 | 4561.625 | 4915.0054 | 4826.4365 | 6656.757 | 6377.113 | 5971.3574 | 6635.4717 | 6562.2505 | 6321.902 | 6326.5845 | 6573.7847 | 6297.5923
VIC1 | VPP pump | 9.1807 | 24.118 | 85.8606 | 220.9698 | 352.095 | 514.2394 | 682.1154 | 799.2795 | 962.7882 | 1061.4423 | 1209.4355 | 1341.1048 | 1478.9464 | 1581.2572 | 1876.0438 | 1952.4967 | 1851.3401 | 1913.7248 | 2081.7212 | 2088.3636 | 2198.2216 | 2178.2551 | 1933.3916 | 2205.4626 | 2247.5351 | 2142.2952 | 2041.5808 | 2145.4111 | 1984.1884
Region | Technology | 2021-22 | 2022-23 | 2023-24 | 2024-25 | 2025-26 | 2026-27 | 2027-28 | 2028-29 | 2029-30 | 2030-31 | 2031-32 | 2032-33 | 2033-34 | 2034-35 | 2035-36 | 2036-37 | 2037-38 | 2038-39 | 2039-40 | 2040-41 | 2041-42 | 2042-43 | 2043-44 | 2044-45 | 2045-46 | 2046-47 | 2047-48 | 2048-49 | 2049-50
SA1 | Grid Battery pump | 106.9184 | 106.6932 | 125.488 | 122.1972 | 114.5257 | 117.9152 | 114.8729 | 109.5571 | 104.0377 | 103.46 | 95.6071 | 99.7112 | 96.4399 | 73.0376 | 560.1103 | 554.5873 | 781.5484 | 770.2155 | 789.8699 | 777.0761 | 1123.3643 | 1103.7695 | 1036.7442 | 1090.7357 | 1089.5867 | 992.8131 | 970.3499 | 982.559 | 948.1117
SA1 | Pumped Hydro Pump | 0 | 0 | 5.8558e-05 | 6.0758e-05 | 5.9564e-05 | 7.3189e-05 | 7.4954e-05 | 7.7663e-05 | 8.1533e-05 | 9.384e-05 | 9.5081e-05 | 0.00016583 | 0.00016236 | 0.00016103 | 0.0002031 | 0.00020301 | 0.00026241 | 0.00026357 | 0.00026956 | 0.00027191 | 0.00033078 | 0.00031908 | 0.00032072 | 0.00052842 | 0.00052663 | 0.00050776 | 0.00052059 | 0.00052618 | 0.00053571
SA1 | VPP pump | 16.6057 | 32.7266 | 64.5036 | 93.7836 | 124.206 | 159.5881 | 197.5373 | 234.1602 | 274.8698 | 309.9558 | 331.1955 | 381.3274 | 406.5322 | 441.7856 | 463.58 | 474.3089 | 475.9394 | 485.1598 | 510.8522 | 511.1828 | 522.0178 | 520.2516 | 463.1172 | 510.3384 | 520.2148 | 448.481 | 435.7704 | 431.2554 | 414.1398
Region | Technology | 2021-22 | 2022-23 | 2023-24 | 2024-25 | 2025-26 | 2026-27 | 2027-28 | 2028-29 | 2029-30 | 2030-31 | 2031-32 | 2032-33 | 2033-34 | 2034-35 | 2035-36 | 2036-37 | 2037-38 | 2038-39 | 2039-40 | 2040-41 | 2041-42 | 2042-43 | 2043-44 | 2044-45 | 2045-46 | 2046-47 | 2047-48 | 2048-49 | 2049-50
TAS1 | Grid Battery pump | 3.0774e-05 | 4.4446e-05 | 4.3516e-05 | 5.2101e-05 | 7.6687e-05 | 7.6953e-05 | 9.5859e-05 | 0.00012912 | 0.00014682 | 0.00015457 | 0.0001734 | 0.00020364 | 0.00020457 | 0.00020645 | 0.00022549 | 0.00022874 | 0.0002622 | 0.00027004 | 0.00033002 | 0.00033208 | 0.00034538 | 0.00034974 | 0.00037584 | 0.0004045 | 0.00042227 | 0.000446 | 0.00047051 | 0.0005094 | 0.00053252
TAS1 | Pumped Hydro Pump | 0 | 0 | 0.00012918 | 0.00013252 | 0.00015774 | 0.00016435 | 0.00018465 | 0.00022096 | 0.00023157 | 0.00024331 | 0.00026007 | 0.00030574 | 0.00030702 | 0.00031062 | 0.00032718 | 0.00034429 | 0.00037248 | 0.00038146 | 0.00044952 | 0.00045254 | 0.00047141 | 0.00047369 | 0.00051003 | 0.00054589 | 0.0005583 | 0.00057476 | 0.00060255 | 0.00066646 | 0.00067306
TAS1 | VPP pump | 0.45753 | 2.3288 | 3.9284 | 5.3708 | 8.6295 | 11.9886 | 17.7773 | 24.9227 | 32.3799 | 40.9122 | 51.6904 | 62.9163 | 74.0036 | 87.788 | 98.4301 | 110.307 | 117.3936 | 116.8334 | 123.4245 | 137.3356 | 139.0799 | 139.5553 | 127.5523 | 141.5152 | 153.1744 | 141.919 | 140.916 | 137.3671 | 135.3278
Non-controllable capacity
Region | Technology | 2021-22 | 2022-23 | 2023-24 | 2024-25 | 2025-26 | 2026-27 | 2027-28 | 2028-29 | 2029-30 | 2030-31 | 2031-32 | 2032-33 | 2033-34 | 2034-35 | 2035-36 | 2036-37 | 2037-38 | 2038-39 | 2039-40 | 2040-41 | 2041-42 | 2042-43 | 2043-44 | 2044-45 | 2045-46 | 2046-47 | 2047-48 | 2048-49 | 2049-50
NEM | Distributed PV | 19609.8205 | 22593.0258 | 25795.4405 | 28515.648 | 30896.2689 | 36193.4827 | 39710.1446 | 38725.9847 | 43631.9906 | 48413.2512 | 52307.9381 | 56014.1823 | 58003.92 | 58926.4174 | 65866.1013 | 68092.0823 | 63807.3891 | 69181.1567 | 74209.0766 | 78074.279 | 80449.2601 | 80681.864 | 80496.3497 | 88733.6672 | 91059.096 | 84167.1603 | 90920.6539 | 97349.545 | 101355.0465
NEM | Behind the meter battery | 287.7369 | 515.4079 | 884.8341 | 1254.785 | 1593.4651 | 1866.0164 | 2141.7602 | 2361.8163 | 2552.4657 | 2810.5931 | 3083.7038 | 3382.2698 | 3716.9768 | 3982.8771 | 4236.6884 | 4189.6005 | 4164.955 | 4139.2711 | 4136.7707 | 4095.7536 | 4080.5612 | 4061.1181 | 4052.4214 | 4004.5176 | 3963.4952 | 3836.8522 | 3731.3041 | 3603.5117 | 3483.2237
NEM | Behind the meter battery pump | 244.3986 | 437.8351 | 751.5169 | 1066.2118 | 1353.536 | 1585.0054 | 1820.0295 | 2006.0316 | 2167.8279 | 2387.2175 | 2618.8193 | 2873.0493 | 3158.6308 | 3383.091 | 3598.8654 | 3557.9991 | 3537.7465 | 3515.3025 | 3513.335 | 3480.0644 | 3466.5363 | 3449.3864 | 3443.1291 | 3400.9047 | 3367.1337 | 3259.9544 | 3169.3736 | 3061.4143 | 2957.9155
Region | Technology | 2021-22 | 2022-23 | 2023-24 | 2024-25 | 2025-26 | 2026-27 | 2027-28 | 2028-29 | 2029-30 | 2030-31 | 2031-32 | 2032-33 | 2033-34 | 2034-35 | 2035-36 | 2036-37 | 2037-38 | 2038-39 | 2039-40 | 2040-41 | 2041-42 | 2042-43 | 2043-44 | 2044-45 | 2045-46 | 2046-47 | 2047-48 | 2048-49 | 2049-50
NSW1 | Distributed PV | 5840.3921 | 6848.5858 | 7568.6907 | 8523.6304 | 9260.6379 | 11220.5155 | 12200.0436 | 11840.5683 | 13148.0317 | 14967.8992 | 16704.4439 | 17428.9447 | 18411.5688 | 18706.4371 | 21549.8095 | 22022.3289 | 20511.7897 | 21846.138 | 23896.4876 | 25827.633 | 25866.634 | 26322.659 | 26189.1159 | 29655.9651 | 30038.8173 | 27505.5049 | 29065.9666 | 31621.8012 | 33685.242
NSW1 | Behind the meter battery | 100.5828 | 193.1589 | 291.1065 | 396.2139 | 501.9024 | 585.4025 | 672.7716 | 746.5753 | 809.2462 | 898.896 | 990.6531 | 1097.5089 | 1203.9572 | 1289.4711 | 1377.5795 | 1364.1938 | 1359.364 | 1353.4315 | 1358.2135 | 1347.5028 | 1347.9978 | 1344.7629 | 1341.927 | 1330.3631 | 1318.1665 | 1275.3935 | 1239.7392 | 1196.3678 | 1156.4912
NSW1 | Behind the meter battery pump | 85.4102 | 164.0693 | 247.2941 | 336.7731 | 426.5198 | 497.1838 | 571.8275 | 634.164 | 687.2431 | 763.5179 | 841.0694 | 932.0855 | 1022.9158 | 1095.5481 | 1169.7831 | 1158.6309 | 1154.2352 | 1150.0294 | 1153.2683 | 1144.4845 | 1145.249 | 1142.992 | 1140.5826 | 1129.4076 | 1119.8228 | 1083.9476 | 1053.3342 | 1016.4885 | 981.966
Region | Technology | 2021-22 | 2022-23 | 2023-24 | 2024-25 | 2025-26 | 2026-27 | 2027-28 | 2028-29 | 2029-30 | 2030-31 | 2031-32 | 2032-33 | 2033-34 | 2034-35 | 2035-36 | 2036-37 | 2037-38 | 2038-39 | 2039-40 | 2040-41 | 2041-42 | 2042-43 | 2043-44 | 2044-45 | 2045-46 | 2046-47 | 2047-48 | 2048-49 | 2049-50
QLD1 | Distributed PV | 5969.3902 | 6978.0984 | 7706.5945 | 8304.5519 | 9311.818 | 10739.5616 | 11742.373 | 10679.3756 | 12453.0504 | 13739.2205 | 15349.0657 | 16175.8153 | 16542.176 | 17496.4202 | 19379.2666 | 20059.1319 | 17627.6397 | 19804.641 | 21119.9603 | 22953.5995 | 23292.4845 | 23042.7006 | 23920.2706 | 26062.1174 | 26829.5403 | 23237.5707 | 26038.7774 | 27730.2825 | 29886.5732
QLD1 | Behind the meter battery | 56.2429 | 136.3704 | 221.914 | 314.5999 | 403.0595 | 466.6342 | 534.0653 | 596.5405 | 649.7529 | 718.3775 | 792.8814 | 877.5577 | 964.1894 | 1032.5602 | 1100.2361 | 1082.6175 | 1073.4901 | 1066.2727 | 1063.9109 | 1054.6444 | 1049.1513 | 1044.3508 | 1042.7963 | 1030.9949 | 1021.2672 | 990.0169 | 962.7603 | 929.6148 | 900.3601
QLD1 | Behind the meter battery pump | 47.7931 | 115.9103 | 188.4278 | 267.3671 | 342.2496 | 396.5032 | 453.7714 | 506.849 | 552.0817 | 610.4366 | 673.1948 | 745.045 | 819.4478 | 877.2391 | 934.6407 | 919.1283 | 912.2797 | 905.3095 | 903.5933 | 896.4187 | 891.5481 | 886.7666 | 886.3467 | 875.6415 | 867.7391 | 841.4509 | 817.5781 | 790.0297 | 765.082
Region | Technology | 2021-22 | 2022-23 | 2023-24 | 2024-25 | 2025-26 | 2026-27 | 2027-28 | 2028-29 | 2029-30 | 2030-31 | 2031-32 | 2032-33 | 2033-34 | 2034-35 | 2035-36 | 2036-37 | 2037-38 | 2038-39 | 2039-40 | 2040-41 | 2041-42 | 2042-43 | 2043-44 | 2044-45 | 2045-46 | 2046-47 | 2047-48 | 2048-49 | 2049-50
VIC1 | Distributed PV | 4714.66 | 5401.1119 | 6729.5042 | 7622.3593 | 8154.7271 | 9640.4109 | 10744.2174 | 11140.3779 | 12492.4051 | 13821.8775 | 14113.1505 | 15787.1113 | 16301.0662 | 16086.168 | 17792.7523 | 18477.3728 | 18243.1548 | 19618.15 | 20981.1462 | 20868.6867 | 22468.5097 | 22545.6732 | 21856.4398 | 23900.0028 | 24625.8936 | 24087.1674 | 25874.8846 | 27659.7182 | 27267.1666
VIC1 | Behind the meter battery | 63.7064 | 83.5354 | 232.4378 | 366.0526 | 485.6729 | 593.1814 | 693.2882 | 758.0454 | 813.3978 | 889.1338 | 969.7889 | 1045.6273 | 1156.3355 | 1246.6667 | 1327.5946 | 1319.5322 | 1315.5875 | 1305.8198 | 1303.9339 | 1288.8104 | 1281.5178 | 1274.0456 | 1271.6343 | 1255.1128 | 1242.4704 | 1204.1401 | 1172.0927 | 1134.3677 | 1095.5009
VIC1 | Behind the meter battery pump | 54.1148 | 70.9311 | 197.3953 | 310.9705 | 412.3845 | 503.6951 | 589.1782 | 643.6878 | 690.5779 | 754.9722 | 823.8716 | 888.712 | 982.688 | 1058.4572 | 1128.1485 | 1120.5529 | 1117.3368 | 1108.596 | 1107.7798 | 1095.3627 | 1088.3139 | 1081.6641 | 1079.7555 | 1066.324 | 1055.4157 | 1022.5106 | 995.367 | 963.5618 | 930.0131
Region | Technology | 2021-22 | 2022-23 | 2023-24 | 2024-25 | 2025-26 | 2026-27 | 2027-28 | 2028-29 | 2029-30 | 2030-31 | 2031-32 | 2032-33 | 2033-34 | 2034-35 | 2035-36 | 2036-37 | 2037-38 | 2038-39 | 2039-40 | 2040-41 | 2041-42 | 2042-43 | 2043-44 | 2044-45 | 2045-46 | 2046-47 | 2047-48 | 2048-49 | 2049-50
SA1 | Distributed PV | 2818.528 | 3066.2402 | 3432.4234 | 3643.8284 | 3713.1358 | 4061.5736 | 4431.6913 | 4443.6234 | 4871.0817 | 5157.1547 | 5377.2639 | 5776.2536 | 5841.5307 | 5728.6246 | 6131.655 | 6480.9677 | 6348.5892 | 6792.2712 | 7032.0584 | 7208.9999 | 7534.4854 | 7444.191 | 7224.9322 | 7683.426 | 8089.937 | 7867.091 | 8425.1674 | 8743.8601 | 8910.1288
SA1 | Behind the meter battery | 59.5294 | 88.2615 | 118.5347 | 149.731 | 168.2698 | 181.0611 | 196.5109 | 211.0845 | 226.6474 | 245.1138 | 265.3623 | 289.7239 | 313.5421 | 329.0828 | 340.6127 | 333.3447 | 326.7399 | 324.2493 | 321.2163 | 315.7562 | 313.1266 | 309.4997 | 307.612 | 300.7784 | 295.0978 | 283.6323 | 275.4745 | 264.9253 | 255.3804
SA1 | Behind the meter battery pump | 50.5634 | 74.9597 | 100.6999 | 127.1607 | 143.0143 | 153.8529 | 166.9048 | 179.2175 | 192.5553 | 208.1215 | 225.4916 | 246.1431 | 266.5028 | 279.5571 | 289.2326 | 283.333 | 277.6185 | 275.3506 | 272.7168 | 268.1355 | 266.0407 | 262.8422 | 261.3148 | 255.4385 | 250.682 | 240.9589 | 234.1101 | 224.8982 | 216.7686
Region | Technology | 2021-22 | 2022-23 | 2023-24 | 2024-25 | 2025-26 | 2026-27 | 2027-28 | 2028-29 | 2029-30 | 2030-31 | 2031-32 | 2032-33 | 2033-34 | 2034-35 | 2035-36 | 2036-37 | 2037-38 | 2038-39 | 2039-40 | 2040-41 | 2041-42 | 2042-43 | 2043-44 | 2044-45 | 2045-46 | 2046-47 | 2047-48 | 2048-49 | 2049-50
TAS1 | Distributed PV | 266.8502 | 298.9896 | 358.2278 | 421.278 | 455.9502 | 531.4211 | 591.8193 | 622.0396 | 667.4216 | 727.0993 | 764.0141 | 846.0573 | 907.5783 | 908.7675 | 1012.6179 | 1052.281 | 1076.2157 | 1119.9565 | 1179.4242 | 1215.3598 | 1287.1466 | 1326.6403 | 1305.5912 | 1432.1558 | 1474.9079 | 1469.8262 | 1515.858 | 1593.8831 | 1605.9359
TAS1 | Behind the meter battery | 7.6755 | 14.0817 | 20.8409 | 28.1876 | 34.5605 | 39.7372 | 45.1241 | 49.5707 | 53.4214 | 59.072 | 65.0181 | 71.8519 | 78.9526 | 85.0963 | 90.6655 | 89.9124 | 89.7735 | 89.4977 | 89.496 | 89.04 | 88.7677 | 88.4592 | 88.4516 | 87.2684 | 86.4931 | 83.6694 | 81.2375 | 78.2361 | 75.4911
TAS1 | Behind the meter battery pump | 6.5171 | 11.9647 | 17.6998 | 23.9403 | 29.3679 | 33.7704 | 38.3476 | 42.1132 | 45.3699 | 50.1692 | 55.1919 | 61.0637 | 67.0765 | 72.2895 | 77.0604 | 76.3541 | 76.2763 | 76.017 | 75.9769 | 75.6631 | 75.3847 | 75.1216 | 75.1294 | 74.0931 | 73.4741 | 71.0863 | 68.9842 | 66.4361 | 64.0858

## BaseCase_Capacity
Installed capacity by technology (MW) - BaseCase, Step Change Scenario
Capacity calculated on 1 July. In early study years some wind and solar projects enter later in the financial year and are therefore reflected in the following financial year's capacity.
Explicitly modelled generation
Region | Technology | 2021-22 | 2022-23 | 2023-24 | 2024-25 | 2025-26 | 2026-27 | 2027-28 | 2028-29 | 2029-30 | 2030-31 | 2031-32 | 2032-33 | 2033-34 | 2034-35 | 2035-36 | 2036-37 | 2037-38 | 2038-39 | 2039-40 | 2040-41 | 2041-42 | 2042-43 | 2043-44 | 2044-45 | 2045-46 | 2046-47 | 2047-48 | 2048-49 | 2049-50
NEM | Black Coal | 18366 | 17891 | 16416 | 11965.8263 | 9873.1369 | 9655.4354 | 9564.639 | 9564.6387 | 8387.489 | 8387.489 | 8237.4458 | 6040.7669 | 5510.1761 | 5510.1761 | 4885.5234 | 4519.6261 | 4498.4691 | 4498.4691 | 4498.4691 | 4438.0961 | 3432.1962 | 1998.1962 | 1463.0084 | 1285.7271 | 1285.7271 | 1285.7271 | 1265.9995 | 1265.9995 | 1265.9995
NEM | Brown Coal | 4790 | 4790 | 4790 | 2196.1484 | 2108.0656 | 1748.2526 | 0.001609 | 0.0010089 | 0.0010087 | 0.0010089 | 0.0010088 | 0.0010089 | 0.0010089 | 0.0010089 | 0.0010088 | 0.00083591 | 0.00056463 | 0.00056465 | 0.00056473 | 0.0005647 | 0.00056468 | 0.00056464 | 0.00056466 | 0.00056467 | 0.0001542 | 0.00015406 | 0 | 0 | 0
NEM | CCGT | 3054.9 | 3054.9 | 2874.9 | 2874.9 | 2874.9 | 2874.9 | 2874.9 | 2874.9 | 2874.9 | 2874.9 | 2874.9 | 2874.9 | 2874.9 | 2874.9 | 2874.9 | 2489.9 | 1960.9 | 1960.9 | 1817.5 | 1817.5 | 1817.5 | 1817.5 | 1377.5 | 1192.5 | 548 | 388 | 388 | 388 | 388
NEM | Gas - Steam | 1384 | 1384 | 1384 | 1384 | 1384 | 1384 | 1384 | 1384 | 1384 | 1384 | 1384 | 1384 | 1384 | 1384 | 584 | 584 | 584 | 584 | 84 | 84 | 84 | 84 | 84 | 84 | 84 | 0 | 0 | 0 | 0
NEM | OCGT / Diesel | 6863.14 | 6863.14 | 6863.14 | 6863.14 | 6863.14 | 6863.14 | 6863.14 | 6863.14 | 6863.14 | 6480.64 | 6480.64 | 6211.3 | 5749.3 | 5632.3 | 5548.4899 | 5548.4899 | 7328.512 | 7328.512 | 7812.7843 | 7692.7843 | 9078.585 | 9229.165 | 10983.0544 | 11108.9704 | 11108.9704 | 13045.3441 | 12461.3441 | 12985.1015 | 13684.4329
NEM | Hydro | 7365.3 | 7365.3 | 7365.3 | 7365.3 | 7365.3 | 7365.3 | 7365.3 | 7365.3 | 7365.3 | 7365.3 | 7365.3 | 7365.3 | 7365.3 | 7365.3 | 7365.3 | 7365.3 | 7278.9 | 7278.9 | 7278.9 | 7278.9 | 7278.9 | 7212.9 | 7212.9 | 7212.9 | 7212.9 | 7212.9 | 7212.9 | 7212.9 | 7212.9
NEM | Wind | 14690.7141 | 16595.1882 | 18535.9414 | 23592.6996 | 23663.3292 | 24266.7455 | 27687.2432 | 29884.851 | 31653.8241 | 31690.8376 | 32860.8658 | 36940.282 | 39025.5945 | 39577.9572 | 39857.8532 | 40474.5404 | 43698.7865 | 44360.037 | 44308.1093 | 44395.6808 | 46767.7216 | 48687.1836 | 48452.9788 | 48054.3647 | 48665.3129 | 52644.4737 | 52898.106 | 53649.2805 | 55142.7403
NEM | Solar PV | 5599.971 | 6959.156 | 6959.156 | 6959.156 | 7229.4378 | 7229.4378 | 7304.2728 | 7528.8339 | 10787.2153 | 10984.2786 | 11466.4266 | 14367.1643 | 15724.6933 | 15813.8933 | 15854.9748 | 15733.9748 | 21016.8974 | 21305.1277 | 22375.8847 | 25001.6177 | 28759.0949 | 34554.4855 | 36383.4786 | 35964.8586 | 36173.6589 | 41429.7398 | 41319.3398 | 40586.5398 | 39832.787
NEM | Grid Battery | 260.33 | 600.33 | 600.33 | 600.33 | 600.33 | 600.33 | 600.33 | 600.3303 | 600.3304 | 570.3305 | 570.3306 | 785.7669 | 1037.5038 | 1012.5038 | 1332.6254 | 1332.6254 | 1892.9326 | 1892.9326 | 2378.2486 | 2358.2486 | 3155.2819 | 3279.134 | 3279.134 | 4177.5638 | 4177.5638 | 5511.5848 | 5511.5847 | 6371.5261 | 6578.4054
NEM | Pumped Hydro | 810 | 810 | 810 | 810 | 2850 | 2850 | 2850 | 2850.0003 | 4850.0001 | 4850.0002 | 4850.0002 | 6544.5104 | 6816.9897 | 6816.9897 | 7144.3804 | 7144.3804 | 7996.556 | 7996.556 | 7996.5561 | 7996.5561 | 9453.012 | 10774.801 | 10774.801 | 10777.5417 | 10777.5417 | 10783.4096 | 10783.4096 | 10950.0004 | 10950.0004
NEM | VPP | 95.565 | 222.304 | 472.724 | 827.389 | 1275.464 | 1796.003 | 2438.396 | 3184.437 | 4042.566 | 4718.547 | 5463.892 | 6261.2279 | 7107.5971 | 7905.5149 | 8730.1272 | 9162.649 | 9618.3372 | 10079.154 | 10567.0661 | 11065.4949 | 11575.234 | 12098.7689 | 12640.3892 | 13204.0691 | 13783.8581 | 14380.3641 | 14988.5756 | 15603.098 | 16225.7479
Total excluding storage |  | 62114.0251 | 64902.6841 | 65188.4374 | 63201.1703 | 61361.3094 | 61387.2111 | 63043.4966 | 65465.6646 | 69315.8694 | 69167.4462 | 70669.5792 | 75183.7142 | 77633.9648 | 78158.5276 | 76971.0422 | 76715.832 | 86366.4655 | 87315.9463 | 88175.6479 | 90708.5795 | 97217.9983 | 103583.4308 | 105956.9208 | 104903.3213 | 105078.5695 | 116006.1849 | 115545.6894 | 116087.8212 | 117526.8596
Region | Technology | 2021-22 | 2022-23 | 2023-24 | 2024-25 | 2025-26 | 2026-27 | 2027-28 | 2028-29 | 2029-30 | 2030-31 | 2031-32 | 2032-33 | 2033-34 | 2034-35 | 2035-36 | 2036-37 | 2037-38 | 2038-39 | 2039-40 | 2040-41 | 2041-42 | 2042-43 | 2043-44 | 2044-45 | 2045-46 | 2046-47 | 2047-48 | 2048-49 | 2049-50
NSW1 | Black Coal | 10240 | 9765 | 8290 | 7374.2741 | 5281.5846 | 5281.5846 | 5281.5846 | 5281.5846 | 4321.3748 | 4321.3748 | 4171.3316 | 1974.6527 | 1974.6527 | 1974.6527 | 1350 | 1350 | 1350 | 1350 | 1350 | 1350 | 690 | 0 | 0 | 0 | 0 | 0 | 0 | 0 | 0
NSW1 | Brown Coal | 0 | 0 | 0 | 0 | 0 | 0 | 0 | 0 | 0 | 0 | 0 | 0 | 0 | 0 | 0 | 0 | 0 | 0 | 0 | 0 | 0 | 0 | 0 | 0 | 0 | 0 | 0 | 0 | 0
NSW1 | CCGT | 625 | 625 | 625 | 625 | 625 | 625 | 625 | 625 | 625 | 625 | 625 | 625 | 625 | 625 | 625 | 625 | 625 | 625 | 625 | 625 | 625 | 625 | 185 | 0 | 0 | 0 | 0 | 0 | 0
NSW1 | Gas - Steam | 0 | 0 | 0 | 0 | 0 | 0 | 0 | 0 | 0 | 0 | 0 | 0 | 0 | 0 | 0 | 0 | 0 | 0 | 0 | 0 | 0 | 0 | 0 | 0 | 0 | 0 | 0 | 0 | 0
NSW1 | OCGT / Diesel | 1438 | 1438 | 1438 | 1438 | 1438 | 1438 | 1438 | 1438 | 1438 | 1438 | 1438 | 1438 | 1438 | 1438 | 1388.0001 | 1388.0001 | 2446.8062 | 2446.8062 | 2446.8062 | 2446.8062 | 2446.8062 | 2446.8062 | 3189.7799 | 3103.4775 | 3103.4775 | 3103.4775 | 3103.4775 | 3103.4775 | 3103.4776
NSW1 | Hydro | 2585 | 2585 | 2585 | 2585 | 2585 | 2585 | 2585 | 2585 | 2585 | 2585 | 2585 | 2585 | 2585 | 2585 | 2585 | 2585 | 2585 | 2585 | 2585 | 2585 | 2585 | 2585 | 2585 | 2585 | 2585 | 2585 | 2585 | 2585 | 2585
NSW1 | Wind | 3520.7299 | 3741.0439 | 5452.4257 | 7209.5725 | 7209.5725 | 7584.4562 | 8660.207 | 8760.207 | 10482.7747 | 10482.7747 | 10482.7747 | 13096.6737 | 13096.6737 | 13096.6737 | 13096.6739 | 13355.6533 | 13085.6533 | 13983.1736 | 13983.1736 | 13622.6736 | 14392.9559 | 14892.9503 | 14597.9703 | 14597.9703 | 16225.9966 | 17820.3226 | 18313.9549 | 18471.17 | 18357.9801
NSW1 | Solar PV | 2130.363 | 2600.363 | 2600.363 | 2600.363 | 2870.6448 | 2870.6448 | 2870.6448 | 3095.2059 | 6353.5873 | 6353.5873 | 6353.5873 | 7030.717 | 7945.6269 | 7945.6269 | 7986.7084 | 7986.7084 | 10648.4367 | 10936.667 | 11627.6685 | 13324.7865 | 14714.4079 | 17561.65 | 18384.712 | 18384.712 | 18384.712 | 19990.8806 | 19990.8806 | 19940.8806 | 19319.3207
NSW1 | Grid Battery | 0 | 0 | 0 | 0 | 0 | 0 | 0 | 0 | 0.00019677 | 0.00019678 | 0.00019679 | 0.0005386 | 0.00053865 | 0.00053866 | 0.00085904 | 0.00085907 | 0.00088071 | 0.00088076 | 485.3169 | 485.3169 | 1055.8257 | 1055.8257 | 1055.8257 | 1774.1845 | 1774.1845 | 1774.1845 | 1774.1844 | 1774.1844 | 1774.1841
NSW1 | Pumped Hydro | 240 | 240 | 240 | 240 | 2280 | 2280 | 2280 | 2280 | 4279.9998 | 4279.9998 | 4279.9998 | 4279.9999 | 4279.9999 | 4279.9999 | 4279.9999 | 4279.9999 | 4279.9999 | 4279.9999 | 4280 | 4280 | 4880.0002 | 4880.0002 | 4880.0002 | 4880.0002 | 4880.0002 | 4880.0002 | 4880.0002 | 4880.0002 | 4880.0002
NSW1 | VPP | 33.809 | 82.709 | 156.761 | 263.89 | 405.048 | 567.059 | 769.634 | 1010.103 | 1287.846 | 1513.002 | 1757.995 | 2022.7529 | 2303.851 | 2570.3709 | 2845.8051 | 2993.4 | 3149.6021 | 3306.082 | 3472.6761 | 3642.4991 | 3815.654 | 3993.212 | 4175.7441 | 4364.7819 | 4557.4061 | 4750.5071 | 4944.2018 | 5141.238 | 5338.7148
Total excluding storage |  | 20539.0929 | 20754.4069 | 20990.7887 | 21832.2095 | 20009.8019 | 20384.6856 | 21460.4364 | 21784.9975 | 25805.7368 | 25805.7368 | 25655.6936 | 26750.0434 | 27664.9533 | 27664.9533 | 27031.3824 | 27290.3618 | 30740.8962 | 31926.6468 | 32617.6483 | 33954.2663 | 35454.17 | 38111.4065 | 38942.4622 | 38671.1598 | 40299.1861 | 43499.6807 | 43993.313 | 44100.5281 | 43365.7784
Region | Technology | 2021-22 | 2022-23 | 2023-24 | 2024-25 | 2025-26 | 2026-27 | 2027-28 | 2028-29 | 2029-30 | 2030-31 | 2031-32 | 2032-33 | 2033-34 | 2034-35 | 2035-36 | 2036-37 | 2037-38 | 2038-39 | 2039-40 | 2040-41 | 2041-42 | 2042-43 | 2043-44 | 2044-45 | 2045-46 | 2046-47 | 2047-48 | 2048-49 | 2049-50
QLD1 | Black Coal | 8126 | 8126 | 8126 | 4591.5523 | 4591.5523 | 4373.8507 | 4283.0544 | 4283.0541 | 4066.1142 | 4066.1142 | 4066.1142 | 4066.1142 | 3535.5234 | 3535.5234 | 3535.5234 | 3169.6261 | 3148.4691 | 3148.4691 | 3148.4691 | 3088.0961 | 2742.1962 | 1998.1962 | 1463.0084 | 1285.7271 | 1285.7271 | 1285.7271 | 1265.9995 | 1265.9995 | 1265.9995
QLD1 | Brown Coal | 0 | 0 | 0 | 0 | 0 | 0 | 0 | 0 | 0 | 0 | 0 | 0 | 0 | 0 | 0 | 0 | 0 | 0 | 0 | 0 | 0 | 0 | 0 | 0 | 0 | 0 | 0 | 0 | 0
QLD1 | CCGT | 1512.9 | 1512.9 | 1512.9 | 1512.9 | 1512.9 | 1512.9 | 1512.9 | 1512.9 | 1512.9 | 1512.9 | 1512.9 | 1512.9 | 1512.9 | 1512.9 | 1512.9 | 1127.9 | 1127.9 | 1127.9 | 984.5 | 984.5 | 984.5 | 984.5 | 984.5 | 984.5 | 340 | 180 | 180 | 180 | 180
QLD1 | Gas - Steam | 84 | 84 | 84 | 84 | 84 | 84 | 84 | 84 | 84 | 84 | 84 | 84 | 84 | 84 | 84 | 84 | 84 | 84 | 84 | 84 | 84 | 84 | 84 | 84 | 84 | 0 | 0 | 0 | 0
QLD1 | OCGT / Diesel | 1910 | 1910 | 1910 | 1910 | 1910 | 1910 | 1910 | 1910 | 1910 | 1910 | 1910 | 1910 | 1618 | 1501 | 1501 | 1501 | 1501 | 1501 | 2425.2723 | 2425.2723 | 2425.2723 | 2669.8523 | 2669.8523 | 2537.8523 | 2537.8523 | 4474.226 | 4474.226 | 4997.9834 | 4478.9834
QLD1 | Hydro | 152.4 | 152.4 | 152.4 | 152.4 | 152.4 | 152.4 | 152.4 | 152.4 | 152.4 | 152.4 | 152.4 | 152.4 | 152.4 | 152.4 | 152.4 | 152.4 | 66 | 66 | 66 | 66 | 66 | 0 | 0 | 0 | 0 | 0 | 0 | 0 | 0
QLD1 | Wind | 4413.5581 | 4913.5581 | 4913.5581 | 6276.6078 | 6347.2375 | 6347.2375 | 6387.8728 | 7176.6083 | 7176.6083 | 7176.6083 | 7476.6083 | 8040.41 | 9296.5907 | 9296.5907 | 9554.102 | 9760.551 | 10594.2305 | 10594.2305 | 10594.2305 | 10594.2305 | 11548.9004 | 12944.7814 | 12764.2634 | 12826.0487 | 13217.4177 | 14229.9781 | 14229.9781 | 14852.6374 | 17029.9779
QLD1 | Solar PV | 2017.635 | 2827.62 | 2827.62 | 2827.62 | 2827.62 | 2827.62 | 2827.62 | 2827.62 | 2827.62 | 2827.62 | 2958.6055 | 3327.6199 | 3770.2389 | 3770.2389 | 3770.2389 | 3649.2389 | 5320.5597 | 5320.5597 | 5665.2723 | 6593.887 | 7753.4323 | 10701.5807 | 10534.5807 | 10333.4807 | 10269.2727 | 11822.0452 | 11711.6452 | 11180.7452 | 11263.2662
QLD1 | Grid Battery | 0 | 20 | 20 | 20 | 20 | 20 | 20 | 20.0003 | 20.0003 | 20.0003 | 20.0003 | 234.2105 | 541.2773 | 541.2773 | 541.2773 | 541.2773 | 940.1368 | 940.1368 | 940.1368 | 920.1368 | 920.1368 | 1343.9889 | 1343.9889 | 1343.9889 | 1343.9889 | 2678.0098 | 2678.0098 | 3537.9512 | 3537.9512
QLD1 | Pumped Hydro | 570 | 570 | 570 | 570 | 570 | 570 | 570 | 570.0001 | 570.0001 | 570.0001 | 570.0001 | 944.8032 | 1217.2825 | 1217.2825 | 1217.2825 | 1217.2825 | 2023.0505 | 2023.0505 | 2023.0505 | 2023.0505 | 2175.7523 | 3497.5413 | 3497.5413 | 3497.5413 | 3497.5413 | 3503.4092 | 3503.4092 | 3670 | 3670
QLD1 | VPP | 18.792 | 56.93 | 116.312 | 203.741 | 316.675 | 441.512 | 598.097 | 788.338 | 1007.196 | 1181.6699 | 1375.488 | 1581.047 | 1799.564 | 2003.201 | 2215.979 | 2320.634 | 2431.5501 | 2543.859 | 2662.8169 | 2785.4379 | 2910.14 | 3039.4479 | 3174.298 | 3316.8311 | 3463.2379 | 3617.549 | 3775.5449 | 3934.3799 | 4096.485
Total excluding storage |  | 18216.4931 | 19526.4781 | 19526.4781 | 17355.08 | 17425.7097 | 17208.0082 | 17157.8472 | 17946.5824 | 17729.6425 | 17729.6425 | 18160.6281 | 19093.4442 | 19969.653 | 19852.653 | 20110.1643 | 19444.716 | 21842.1593 | 21842.1593 | 22967.7442 | 23835.986 | 25604.3012 | 29382.9106 | 28500.2048 | 28051.6089 | 27734.2699 | 31991.9764 | 31861.8488 | 32477.3655 | 34218.227
Region | Technology | 2021-22 | 2022-23 | 2023-24 | 2024-25 | 2025-26 | 2026-27 | 2027-28 | 2028-29 | 2029-30 | 2030-31 | 2031-32 | 2032-33 | 2033-34 | 2034-35 | 2035-36 | 2036-37 | 2037-38 | 2038-39 | 2039-40 | 2040-41 | 2041-42 | 2042-43 | 2043-44 | 2044-45 | 2045-46 | 2046-47 | 2047-48 | 2048-49 | 2049-50
VIC1 | Black Coal | 0 | 0 | 0 | 0 | 0 | 0 | 0 | 0 | 0 | 0 | 0 | 0 | 0 | 0 | 0 | 0 | 0 | 0 | 0 | 0 | 0 | 0 | 0 | 0 | 0 | 0 | 0 | 0 | 0
VIC1 | Brown Coal | 4790 | 4790 | 4790 | 2196.1484 | 2108.0656 | 1748.2526 | 0.001609 | 0.0010089 | 0.0010087 | 0.0010089 | 0.0010088 | 0.0010089 | 0.0010089 | 0.0010089 | 0.0010088 | 0.00083591 | 0.00056463 | 0.00056465 | 0.00056473 | 0.0005647 | 0.00056468 | 0.00056464 | 0.00056466 | 0.00056467 | 0.0001542 | 0.00015406 | 0 | 0 | 0
VIC1 | CCGT | 0 | 0 | 0 | 0 | 0 | 0 | 0 | 0 | 0 | 0 | 0 | 0 | 0 | 0 | 0 | 0 | 0 | 0 | 0 | 0 | 0 | 0 | 0 | 0 | 0 | 0 | 0 | 0 | 0
VIC1 | Gas - Steam | 500 | 500 | 500 | 500 | 500 | 500 | 500 | 500 | 500 | 500 | 500 | 500 | 500 | 500 | 500 | 500 | 500 | 500 | 0 | 0 | 0 | 0 | 0 | 0 | 0 | 0 | 0 | 0 | 0
VIC1 | OCGT / Diesel | 1900 | 1900 | 1900 | 1900 | 1900 | 1900 | 1900 | 1900 | 1900 | 1900 | 1900 | 1900 | 1730 | 1730 | 1730.0025 | 1730.0025 | 2122.8964 | 2122.8964 | 1682.8964 | 1682.8964 | 3033.5332 | 2939.5332 | 3731.8282 | 4414.0466 | 4414.0466 | 4414.0466 | 3830.0466 | 3830.0466 | 5048.378
VIC1 | Hydro | 2219 | 2219 | 2219 | 2219 | 2219 | 2219 | 2219 | 2219 | 2219 | 2219 | 2219 | 2219 | 2219 | 2219 | 2219 | 2219 | 2219 | 2219 | 2219 | 2219 | 2219 | 2219 | 2219 | 2219 | 2219 | 2219 | 2219 | 2219 | 2219
VIC1 | Wind | 3434.44 | 4322.2 | 4322.2 | 5572.2001 | 5572.2001 | 5800.7326 | 7845.9516 | 8395.9515 | 8395.9515 | 8395.9515 | 9124.1759 | 9124.1759 | 9909.4396 | 10319.2346 | 10319.2346 | 10512.7255 | 13030.7243 | 12610.7243 | 12418.7243 | 12758.0604 | 13028.0635 | 13051.65 | 12727.85 | 12415.85 | 11220.49 | 11220.49 | 10980.49 | 10951.79 | 10224.1
VIC1 | Solar PV | 1098.973 | 1098.973 | 1098.973 | 1098.973 | 1098.973 | 1098.973 | 1173.8078 | 1173.8078 | 1173.8078 | 1370.871 | 1624.3798 | 3478.9733 | 3478.9733 | 3478.9733 | 3478.9733 | 3478.9733 | 3550.7488 | 3550.7488 | 3550.7488 | 3550.7489 | 4759.0595 | 4759.0595 | 5497.7219 | 5390.2019 | 5663.2102 | 7760.35 | 7760.35 | 7608.45 | 7211
VIC1 | Grid Battery | 55.33 | 375.33 | 375.33 | 375.33 | 375.33 | 375.33 | 375.33 | 375.33 | 375.33 | 375.3301 | 375.3301 | 375.3312 | 320.0012 | 320.0012 | 320.0012 | 320.0012 | 320.0012 | 320.0012 | 320.0012 | 320.0012 | 300.0013 | 0.0012532 | 0.0012532 | 180.0723 | 180.0723 | 180.0723 | 180.0723 | 180.0723 | 386.9519
VIC1 | Pumped Hydro | 0 | 0 | 0 | 0 | 0 | 0 | 0 | 0.00014241 | 0.00016794 | 0.00029441 | 0.00031209 | 1319.7073 | 1319.7073 | 1319.7073 | 1647.098 | 1647.098 | 1693.5056 | 1693.5056 | 1693.5056 | 1693.5056 | 2397.2595 | 2397.2595 | 2397.2595 | 2400 | 2400 | 2400 | 2400 | 2400 | 2400
VIC1 | VPP | 21.325 | 39.333 | 124.653 | 240.512 | 387.463 | 568.474 | 786.961 | 1024.836 | 1297.201 | 1508.3761 | 1741.758 | 1990.8499 | 2255.0251 | 2511.472 | 2773.6561 | 2913.049 | 3058.5721 | 3207.3251 | 3364.194 | 3523.546 | 3687.863 | 3855.463 | 4029.35 | 4209.1151 | 4396.3961 | 4589.9351 | 4789.6219 | 4990.38 | 5195.402
Total excluding storage |  | 13942.413 | 14830.173 | 14830.173 | 13486.3215 | 13398.2386 | 13266.9581 | 13638.761 | 14188.7603 | 14188.7603 | 14385.8235 | 15367.5567 | 17222.1502 | 17837.4139 | 18247.209 | 18247.2114 | 18440.7022 | 21423.37 | 21003.37 | 19871.37 | 20210.7062 | 23039.6567 | 22969.2432 | 24176.4006 | 24439.099 | 23516.7469 | 25613.8867 | 24789.8865 | 24609.2865 | 24702.4779
Region | Technology | 2021-22 | 2022-23 | 2023-24 | 2024-25 | 2025-26 | 2026-27 | 2027-28 | 2028-29 | 2029-30 | 2030-31 | 2031-32 | 2032-33 | 2033-34 | 2034-35 | 2035-36 | 2036-37 | 2037-38 | 2038-39 | 2039-40 | 2040-41 | 2041-42 | 2042-43 | 2043-44 | 2044-45 | 2045-46 | 2046-47 | 2047-48 | 2048-49 | 2049-50
SA1 | Black Coal | 0 | 0 | 0 | 0 | 0 | 0 | 0 | 0 | 0 | 0 | 0 | 0 | 0 | 0 | 0 | 0 | 0 | 0 | 0 | 0 | 0 | 0 | 0 | 0 | 0 | 0 | 0 | 0 | 0
SA1 | Brown Coal | 0 | 0 | 0 | 0 | 0 | 0 | 0 | 0 | 0 | 0 | 0 | 0 | 0 | 0 | 0 | 0 | 0 | 0 | 0 | 0 | 0 | 0 | 0 | 0 | 0 | 0 | 0 | 0 | 0
SA1 | CCGT | 709 | 709 | 529 | 529 | 529 | 529 | 529 | 529 | 529 | 529 | 529 | 529 | 529 | 529 | 529 | 529 | 0 | 0 | 0 | 0 | 0 | 0 | 0 | 0 | 0 | 0 | 0 | 0 | 0
SA1 | Gas - Steam | 800 | 800 | 800 | 800 | 800 | 800 | 800 | 800 | 800 | 800 | 800 | 800 | 800 | 800 | 0 | 0 | 0 | 0 | 0 | 0 | 0 | 0 | 0 | 0 | 0 | 0 | 0 | 0 | 0
SA1 | OCGT / Diesel | 1437.14 | 1437.14 | 1437.14 | 1437.14 | 1437.14 | 1437.14 | 1437.14 | 1437.14 | 1437.14 | 1054.64 | 1054.64 | 785.3 | 785.3 | 785.3 | 751.4873 | 751.4873 | 1079.8095 | 1079.8095 | 1079.8095 | 1079.8095 | 1114.9733 | 1114.9733 | 1333.594 | 995.594 | 995.594 | 995.594 | 995.594 | 995.594 | 995.594
SA1 | Hydro | 0 | 0 | 0 | 0 | 0 | 0 | 0 | 0 | 0 | 0 | 0 | 0 | 0 | 0 | 0 | 0 | 0 | 0 | 0 | 0 | 0 | 0 | 0 | 0 | 0 | 0 | 0 | 0 | 0
SA1 | Wind | 2325.4911 | 2621.8911 | 2718.1484 | 3404.71 | 3404.71 | 3404.71 | 3526.4469 | 4148.1639 | 4057.4139 | 3953.0997 | 3953.0997 | 4712.2475 | 4613.5475 | 4613.5475 | 4493.3643 | 4308.5643 | 4308.5644 | 4349.5661 | 4341.9028 | 4302.9028 | 4679.9883 | 4679.9885 | 5245.0817 | 5245.0822 | 5031.9952 | 6404.2697 | 6404.2697 | 6404.2697 | 6561.2688
SA1 | Solar PV | 353 | 432.2 | 432.2 | 432.2 | 432.2 | 432.2 | 432.2002 | 432.2002 | 432.2002 | 432.2003 | 529.854 | 529.854 | 529.8541 | 619.0542 | 619.0542 | 619.0542 | 1497.1522 | 1497.1522 | 1532.1951 | 1532.1951 | 1532.1951 | 1532.1951 | 1966.4638 | 1856.4638 | 1856.4638 | 1856.4638 | 1856.4638 | 1856.4638 | 2039.1999
SA1 | Grid Battery | 205 | 205 | 205 | 205 | 205 | 205 | 205 | 205 | 205 | 175 | 175 | 176.2248 | 176.2248 | 151.2248 | 471.3461 | 471.3461 | 632.7938 | 632.7938 | 632.7938 | 632.7938 | 879.3181 | 879.3181 | 879.3181 | 879.3181 | 879.3181 | 879.3181 | 879.3181 | 879.3181 | 879.318
SA1 | Pumped Hydro | 0 | 0 | 0 | 0 | 0 | 0 | 0 | 0 | 0 | 0 | 0 | 0 | 0 | 0 | 0 | 0 | 0 | 0 | 0 | 0 | 0 | 0 | 0 | 0.00013665 | 0.00013665 | 0.00013667 | 0.00013668 | 0.00013669 | 0.00013672
SA1 | VPP | 19.108 | 37.433 | 64.042 | 100.939 | 139.006 | 181.29 | 233.207 | 295.748 | 367.725 | 418.77 | 476.54 | 537.83 | 602.483 | 656.359 | 712.614 | 743.766 | 776.579 | 809.532 | 844.201 | 879.819 | 916.083 | 953.688 | 992.261 | 1032.719 | 1074.202 | 1117.797 | 1162.581 | 1208.344 | 1254.282
Total excluding storage |  | 5624.6311 | 6000.2311 | 5916.4884 | 6603.05 | 6603.05 | 6603.05 | 6724.7871 | 7346.5041 | 7255.7541 | 6768.94 | 6866.5937 | 7356.4016 | 7257.7017 | 7346.9017 | 6392.9057 | 6208.1057 | 6885.526 | 6926.5277 | 6953.9074 | 6914.9074 | 7327.1567 | 7327.1569 | 8545.1395 | 8097.1401 | 7884.053 | 9256.3275 | 9256.3275 | 9256.3275 | 9596.0627
Region | Technology | 2021-22 | 2022-23 | 2023-24 | 2024-25 | 2025-26 | 2026-27 | 2027-28 | 2028-29 | 2029-30 | 2030-31 | 2031-32 | 2032-33 | 2033-34 | 2034-35 | 2035-36 | 2036-37 | 2037-38 | 2038-39 | 2039-40 | 2040-41 | 2041-42 | 2042-43 | 2043-44 | 2044-45 | 2045-46 | 2046-47 | 2047-48 | 2048-49 | 2049-50
TAS1 | Black Coal | 0 | 0 | 0 | 0 | 0 | 0 | 0 | 0 | 0 | 0 | 0 | 0 | 0 | 0 | 0 | 0 | 0 | 0 | 0 | 0 | 0 | 0 | 0 | 0 | 0 | 0 | 0 | 0 | 0
TAS1 | Brown Coal | 0 | 0 | 0 | 0 | 0 | 0 | 0 | 0 | 0 | 0 | 0 | 0 | 0 | 0 | 0 | 0 | 0 | 0 | 0 | 0 | 0 | 0 | 0 | 0 | 0 | 0 | 0 | 0 | 0
TAS1 | CCGT | 208 | 208 | 208 | 208 | 208 | 208 | 208 | 208 | 208 | 208 | 208 | 208 | 208 | 208 | 208 | 208 | 208 | 208 | 208 | 208 | 208 | 208 | 208 | 208 | 208 | 208 | 208 | 208 | 208
TAS1 | Gas - Steam | 0 | 0 | 0 | 0 | 0 | 0 | 0 | 0 | 0 | 0 | 0 | 0 | 0 | 0 | 0 | 0 | 0 | 0 | 0 | 0 | 0 | 0 | 0 | 0 | 0 | 0 | 0 | 0 | 0
TAS1 | OCGT / Diesel | 178 | 178 | 178 | 178 | 178 | 178 | 178 | 178 | 178 | 178 | 178 | 178 | 178 | 178 | 178 | 178 | 178 | 178 | 178 | 58 | 58 | 58 | 58 | 58 | 58 | 58 | 58 | 58 | 58
TAS1 | Hydro | 2408.9 | 2408.9 | 2408.9 | 2408.9 | 2408.9 | 2408.9 | 2408.9 | 2408.9 | 2408.9 | 2408.9 | 2408.9 | 2408.9 | 2408.9 | 2408.9 | 2408.9 | 2408.9 | 2408.9 | 2408.9 | 2408.9 | 2408.9 | 2408.9 | 2408.9 | 2408.9 | 2408.9 | 2408.9 | 2408.9 | 2408.9 | 2408.9 | 2408.9
TAS1 | Wind | 996.495 | 996.495 | 1129.6092 | 1129.6092 | 1129.6092 | 1129.6092 | 1266.7649 | 1403.9203 | 1541.0757 | 1682.4034 | 1824.2072 | 1966.7749 | 2109.3429 | 2251.9106 | 2394.4783 | 2537.0463 | 2679.614 | 2822.3425 | 2970.078 | 3117.8135 | 3117.8135 | 3117.8135 | 3117.8135 | 2969.4135 | 2969.4135 | 2969.4135 | 2969.4135 | 2969.4135 | 2969.4135
TAS1 | Solar PV | 0 | 0 | 0 | 0 | 0 | 0 | 0 | 0 | 0 | 0 | 0 | 0 | 0 | 0 | 0 | 0 | 0 | 0 | 0 | 0.00012368 | 0.00012368 | 0.00012368 | 0.00012368 | 0.00012368 | 0.00012372 | 0.00012368 | 0.00012368 | 0.00012369 | 0.00012369
TAS1 | Grid Battery | 0 | 0 | 0 | 0 | 0 | 0 | 0 | 0 | 0 | 0 | 0 | 0 | 0 | 0 | 0 | 0 | 0 | 0 | 0 | 0 | 0 | 0 | 0 | 0 | 0 | 0.00010106 | 0.0001065 | 0.00011618 | 0.00012063
TAS1 | Pumped Hydro | 0 | 0 | 0 | 0 | 0 | 0 | 0 | 0 | 0 | 0 | 0 | 0 | 0 | 0 | 0 | 0 | 0 | 0 | 0 | 0 | 0 | 0 | 0 | 0 | 0 | 0 | 0 | 0 | 0
TAS1 | VPP | 2.531 | 5.899 | 10.956 | 18.307 | 27.272 | 37.668 | 50.497 | 65.412 | 82.598 | 96.729 | 112.111 | 128.748 | 146.674 | 164.112 | 182.073 | 191.8 | 202.034 | 212.356 | 223.178 | 234.193 | 245.494 | 256.958 | 268.736 | 280.622 | 292.616 | 304.576 | 316.626 | 328.756 | 340.864
Total excluding storage |  | 3791.395 | 3791.395 | 3924.5092 | 3924.5092 | 3924.5092 | 3924.5092 | 4061.6649 | 4198.8203 | 4335.9757 | 4477.3034 | 4619.1072 | 4761.6749 | 4904.2429 | 5046.8106 | 5189.3783 | 5331.9463 | 5474.514 | 5617.2425 | 5764.978 | 5792.7136 | 5792.7136 | 5792.7136 | 5792.7136 | 5644.3136 | 5644.3136 | 5644.3136 | 5644.3136 | 5644.3136 | 5644.3136
Explicitly modelled pumping
Region | Technology | 2021-22 | 2022-23 | 2023-24 | 2024-25 | 2025-26 | 2026-27 | 2027-28 | 2028-29 | 2029-30 | 2030-31 | 2031-32 | 2032-33 | 2033-34 | 2034-35 | 2035-36 | 2036-37 | 2037-38 | 2038-39 | 2039-40 | 2040-41 | 2041-42 | 2042-43 | 2043-44 | 2044-45 | 2045-46 | 2046-47 | 2047-48 | 2048-49 | 2049-50
NEM | Grid Battery pump | 260.33 | 600.33 | 600.33 | 600.33 | 600.33 | 600.33 | 600.33 | 600.3303 | 600.3304 | 570.3305 | 570.3306 | 785.7669 | 1037.5038 | 1012.5038 | 1332.6254 | 1332.6254 | 1892.9326 | 1892.9326 | 2378.2486 | 2358.2486 | 3155.2819 | 3279.134 | 3279.134 | 4177.5638 | 4177.5638 | 5511.5848 | 5511.5847 | 6371.5261 | 6578.4054
NEM | Pumped Hydro Pump | 1330 | 1330 | 1330 | 1330 | 3370 | 3370 | 3370 | 3370.0003 | 5370.0001 | 5370.0002 | 5370.0002 | 7064.5104 | 7336.9897 | 7336.9897 | 7664.3804 | 7664.3804 | 8516.556 | 8516.556 | 8516.5561 | 8516.5561 | 9973.012 | 11294.801 | 11294.801 | 11297.5417 | 11297.5417 | 11303.4096 | 11303.4096 | 11470.0004 | 11470.0004
NEM | VPP pump | 95.565 | 222.304 | 472.724 | 827.389 | 1275.464 | 1796.003 | 2438.396 | 3184.437 | 4042.566 | 4718.547 | 5463.892 | 6261.2279 | 7107.5971 | 7905.5149 | 8730.1272 | 9162.649 | 9618.3372 | 10079.154 | 10567.0661 | 11065.4949 | 11575.234 | 12098.7689 | 12640.3892 | 13204.0691 | 13783.8581 | 14380.3641 | 14988.5756 | 15603.098 | 16225.7479
Region | Technology | 2021-22 | 2022-23 | 2023-24 | 2024-25 | 2025-26 | 2026-27 | 2027-28 | 2028-29 | 2029-30 | 2030-31 | 2031-32 | 2032-33 | 2033-34 | 2034-35 | 2035-36 | 2036-37 | 2037-38 | 2038-39 | 2039-40 | 2040-41 | 2041-42 | 2042-43 | 2043-44 | 2044-45 | 2045-46 | 2046-47 | 2047-48 | 2048-49 | 2049-50
NSW1 | Grid Battery pump | 0 | 0 | 0 | 0 | 0 | 0 | 0 | 0 | 0.00019677 | 0.00019678 | 0.00019679 | 0.0005386 | 0.00053865 | 0.00053866 | 0.00085904 | 0.00085907 | 0.00088071 | 0.00088076 | 485.3169 | 485.3169 | 1055.8257 | 1055.8257 | 1055.8257 | 1774.1845 | 1774.1845 | 1774.1845 | 1774.1844 | 1774.1844 | 1774.1841
NSW1 | Pumped Hydro Pump | 840 | 840 | 840 | 840 | 2880 | 2880 | 2880 | 2880 | 4879.9998 | 4879.9998 | 4879.9998 | 4879.9999 | 4879.9999 | 4879.9999 | 4879.9999 | 4879.9999 | 4879.9999 | 4879.9999 | 4880 | 4880 | 5480.0002 | 5480.0002 | 5480.0002 | 5480.0002 | 5480.0002 | 5480.0002 | 5480.0002 | 5480.0002 | 5480.0002
NSW1 | VPP pump | 33.809 | 82.709 | 156.761 | 263.89 | 405.048 | 567.059 | 769.634 | 1010.103 | 1287.846 | 1513.002 | 1757.995 | 2022.7529 | 2303.851 | 2570.3709 | 2845.8051 | 2993.4 | 3149.6021 | 3306.082 | 3472.6761 | 3642.4991 | 3815.654 | 3993.212 | 4175.7441 | 4364.7819 | 4557.4061 | 4750.5071 | 4944.2018 | 5141.238 | 5338.7148
Region | Technology | 2021-22 | 2022-23 | 2023-24 | 2024-25 | 2025-26 | 2026-27 | 2027-28 | 2028-29 | 2029-30 | 2030-31 | 2031-32 | 2032-33 | 2033-34 | 2034-35 | 2035-36 | 2036-37 | 2037-38 | 2038-39 | 2039-40 | 2040-41 | 2041-42 | 2042-43 | 2043-44 | 2044-45 | 2045-46 | 2046-47 | 2047-48 | 2048-49 | 2049-50
QLD1 | Grid Battery pump | 0 | 20 | 20 | 20 | 20 | 20 | 20 | 20.0003 | 20.0003 | 20.0003 | 20.0003 | 234.2105 | 541.2773 | 541.2773 | 541.2773 | 541.2773 | 940.1368 | 940.1368 | 940.1368 | 920.1368 | 920.1368 | 1343.9889 | 1343.9889 | 1343.9889 | 1343.9889 | 2678.0098 | 2678.0098 | 3537.9512 | 3537.9512
QLD1 | Pumped Hydro Pump | 490 | 490 | 490 | 490 | 490 | 490 | 490 | 490.0001 | 490.0001 | 490.0001 | 490.0001 | 864.8032 | 1137.2825 | 1137.2825 | 1137.2825 | 1137.2825 | 1943.0505 | 1943.0505 | 1943.0505 | 1943.0505 | 2095.7523 | 3417.5413 | 3417.5413 | 3417.5413 | 3417.5413 | 3423.4092 | 3423.4092 | 3590 | 3590
QLD1 | VPP pump | 18.792 | 56.93 | 116.312 | 203.741 | 316.675 | 441.512 | 598.097 | 788.338 | 1007.196 | 1181.6699 | 1375.488 | 1581.047 | 1799.564 | 2003.201 | 2215.979 | 2320.634 | 2431.5501 | 2543.859 | 2662.8169 | 2785.4379 | 2910.14 | 3039.4479 | 3174.298 | 3316.8311 | 3463.2379 | 3617.549 | 3775.5449 | 3934.3799 | 4096.485
Region | Technology | 2021-22 | 2022-23 | 2023-24 | 2024-25 | 2025-26 | 2026-27 | 2027-28 | 2028-29 | 2029-30 | 2030-31 | 2031-32 | 2032-33 | 2033-34 | 2034-35 | 2035-36 | 2036-37 | 2037-38 | 2038-39 | 2039-40 | 2040-41 | 2041-42 | 2042-43 | 2043-44 | 2044-45 | 2045-46 | 2046-47 | 2047-48 | 2048-49 | 2049-50
VIC1 | Grid Battery pump | 55.33 | 375.33 | 375.33 | 375.33 | 375.33 | 375.33 | 375.33 | 375.33 | 375.33 | 375.3301 | 375.3301 | 375.3312 | 320.0012 | 320.0012 | 320.0012 | 320.0012 | 320.0012 | 320.0012 | 320.0012 | 320.0012 | 300.0013 | 0.0012532 | 0.0012532 | 180.0723 | 180.0723 | 180.0723 | 180.0723 | 180.0723 | 386.9519
VIC1 | Pumped Hydro Pump | 0 | 0 | 0 | 0 | 0 | 0 | 0 | 0.00014241 | 0.00016794 | 0.00029441 | 0.00031209 | 1319.7073 | 1319.7073 | 1319.7073 | 1647.098 | 1647.098 | 1693.5056 | 1693.5056 | 1693.5056 | 1693.5056 | 2397.2595 | 2397.2595 | 2397.2595 | 2400 | 2400 | 2400 | 2400 | 2400 | 2400
VIC1 | VPP pump | 21.325 | 39.333 | 124.653 | 240.512 | 387.463 | 568.474 | 786.961 | 1024.836 | 1297.201 | 1508.3761 | 1741.758 | 1990.8499 | 2255.0251 | 2511.472 | 2773.6561 | 2913.049 | 3058.5721 | 3207.3251 | 3364.194 | 3523.546 | 3687.863 | 3855.463 | 4029.35 | 4209.1151 | 4396.3961 | 4589.9351 | 4789.6219 | 4990.38 | 5195.402
Region | Technology | 2021-22 | 2022-23 | 2023-24 | 2024-25 | 2025-26 | 2026-27 | 2027-28 | 2028-29 | 2029-30 | 2030-31 | 2031-32 | 2032-33 | 2033-34 | 2034-35 | 2035-36 | 2036-37 | 2037-38 | 2038-39 | 2039-40 | 2040-41 | 2041-42 | 2042-43 | 2043-44 | 2044-45 | 2045-46 | 2046-47 | 2047-48 | 2048-49 | 2049-50
SA1 | Grid Battery pump | 205 | 205 | 205 | 205 | 205 | 205 | 205 | 205 | 205 | 175 | 175 | 176.2248 | 176.2248 | 151.2248 | 471.3461 | 471.3461 | 632.7938 | 632.7938 | 632.7938 | 632.7938 | 879.3181 | 879.3181 | 879.3181 | 879.3181 | 879.3181 | 879.3181 | 879.3181 | 879.3181 | 879.318
SA1 | Pumped Hydro Pump | 0 | 0 | 0 | 0 | 0 | 0 | 0 | 0 | 0 | 0 | 0 | 0 | 0 | 0 | 0 | 0 | 0 | 0 | 0 | 0 | 0 | 0 | 0 | 0.00013665 | 0.00013665 | 0.00013667 | 0.00013668 | 0.00013669 | 0.00013672
SA1 | VPP pump | 19.108 | 37.433 | 64.042 | 100.939 | 139.006 | 181.29 | 233.207 | 295.748 | 367.725 | 418.77 | 476.54 | 537.83 | 602.483 | 656.359 | 712.614 | 743.766 | 776.579 | 809.532 | 844.201 | 879.819 | 916.083 | 953.688 | 992.261 | 1032.719 | 1074.202 | 1117.797 | 1162.581 | 1208.344 | 1254.282
Region | Technology | 2021-22 | 2022-23 | 2023-24 | 2024-25 | 2025-26 | 2026-27 | 2027-28 | 2028-29 | 2029-30 | 2030-31 | 2031-32 | 2032-33 | 2033-34 | 2034-35 | 2035-36 | 2036-37 | 2037-38 | 2038-39 | 2039-40 | 2040-41 | 2041-42 | 2042-43 | 2043-44 | 2044-45 | 2045-46 | 2046-47 | 2047-48 | 2048-49 | 2049-50
TAS1 | Grid Battery pump | 0 | 0 | 0 | 0 | 0 | 0 | 0 | 0 | 0 | 0 | 0 | 0 | 0 | 0 | 0 | 0 | 0 | 0 | 0 | 0 | 0 | 0 | 0 | 0 | 0 | 0.00010106 | 0.0001065 | 0.00011618 | 0.00012063
TAS1 | Pumped Hydro Pump | 0 | 0 | 0 | 0 | 0 | 0 | 0 | 0 | 0 | 0 | 0 | 0 | 0 | 0 | 0 | 0 | 0 | 0 | 0 | 0 | 0 | 0 | 0 | 0 | 0 | 0 | 0 | 0 | 0
TAS1 | VPP pump | 2.531 | 5.899 | 10.956 | 18.307 | 27.272 | 37.668 | 50.497 | 65.412 | 82.598 | 96.729 | 112.111 | 128.748 | 146.674 | 164.112 | 182.073 | 191.8 | 202.034 | 212.356 | 223.178 | 234.193 | 245.494 | 256.958 | 268.736 | 280.622 | 292.616 | 304.576 | 316.626 | 328.756 | 340.864
Non-controllable capacity
Region | Technology | 2021-22 | 2022-23 | 2023-24 | 2024-25 | 2025-26 | 2026-27 | 2027-28 | 2028-29 | 2029-30 | 2030-31 | 2031-32 | 2032-33 | 2033-34 | 2034-35 | 2035-36 | 2036-37 | 2037-38 | 2038-39 | 2039-40 | 2040-41 | 2041-42 | 2042-43 | 2043-44 | 2044-45 | 2045-46 | 2046-47 | 2047-48 | 2048-49 | 2049-50
NEM | Distributed PV | 14317.7356 | 16038.0317 | 18141.6625 | 20467.1628 | 22742.4627 | 24794.1362 | 27203.2648 | 29404.585 | 31633.6844 | 33722.4221 | 35881.7358 | 38229.6173 | 40526.8079 | 42201.4543 | 43959.2481 | 45343.5576 | 47243.3825 | 48591.0021 | 50017.1079 | 51711.9741 | 53139.0243 | 54708.8557 | 56320.0969 | 57968.8334 | 59644.968 | 61342.1586 | 63040.1897 | 64716.1891 | 66373.6366
NEM | Behind the meter battery | 579.5 | 1031.2 | 1768.4 | 2546.3 | 3286.9 | 3921.6 | 4557.8 | 5129.8 | 5641.2 | 6325.9 | 7040.3 | 7755.8 | 8465.7 | 9049.4 | 9600.4 | 9649.8 | 9702.8 | 9740.4 | 9784.1 | 9817.1 | 9839.6 | 9854 | 9863.4 | 9870 | 9868.3 | 9858.5 | 9836.4 | 9798.6 | 9747
NEM | Behind the meter battery pump | 579.5 | 1031.2 | 1768.4 | 2546.3 | 3286.9 | 3921.6 | 4557.8 | 5129.8 | 5641.2 | 6325.9 | 7040.3 | 7755.8 | 8465.7 | 9049.4 | 9600.4 | 9649.8 | 9702.8 | 9740.4 | 9784.1 | 9817.1 | 9839.6 | 9854 | 9863.4 | 9870 | 9868.3 | 9858.5 | 9836.4 | 9798.6 | 9747
Region | Technology | 2021-22 | 2022-23 | 2023-24 | 2024-25 | 2025-26 | 2026-27 | 2027-28 | 2028-29 | 2029-30 | 2030-31 | 2031-32 | 2032-33 | 2033-34 | 2034-35 | 2035-36 | 2036-37 | 2037-38 | 2038-39 | 2039-40 | 2040-41 | 2041-42 | 2042-43 | 2043-44 | 2044-45 | 2045-46 | 2046-47 | 2047-48 | 2048-49 | 2049-50
NSW1 | Distributed PV | 4241.3829 | 4711.3319 | 5343.9405 | 6062.9209 | 6807.486 | 7463.937 | 8257.1661 | 9003.6689 | 9768.9282 | 10504.7979 | 11253.5547 | 12077.6261 | 12885.6859 | 13472.8481 | 14095.5227 | 14591.8154 | 15270.2051 | 15752.2725 | 16264.251 | 16864 | 17367.3523 | 17918.0752 | 18480.2856 | 19049.0688 | 19615.7073 | 20164.0635 | 20698.4153 | 21227.7258 | 21742.5056
NSW1 | Behind the meter battery | 203.5 | 385.9 | 585 | 808.6 | 1038.8 | 1231.3 | 1430.2 | 1617.7 | 1786 | 2016.8 | 2252.5 | 2492.2 | 2729.7 | 2928.2 | 3115.2 | 3140.2 | 3166.7 | 3186.3 | 3208.5 | 3226.3 | 3239.8 | 3250 | 3257.1 | 3262.4 | 3263.8 | 3259 | 3248.1 | 3233.6 | 3213.2
NSW1 | Behind the meter battery pump | 203.5 | 385.9 | 585 | 808.6 | 1038.8 | 1231.3 | 1430.2 | 1617.7 | 1786 | 2016.8 | 2252.5 | 2492.2 | 2729.7 | 2928.2 | 3115.2 | 3140.2 | 3166.7 | 3186.3 | 3208.5 | 3226.3 | 3239.8 | 3250 | 3257.1 | 3262.4 | 3263.8 | 3259 | 3248.1 | 3233.6 | 3213.2
Region | Technology | 2021-22 | 2022-23 | 2023-24 | 2024-25 | 2025-26 | 2026-27 | 2027-28 | 2028-29 | 2029-30 | 2030-31 | 2031-32 | 2032-33 | 2033-34 | 2034-35 | 2035-36 | 2036-37 | 2037-38 | 2038-39 | 2039-40 | 2040-41 | 2041-42 | 2042-43 | 2043-44 | 2044-45 | 2045-46 | 2046-47 | 2047-48 | 2048-49 | 2049-50
QLD1 | Distributed PV | 4265.744 | 4680.9516 | 5183.1304 | 5787.5574 | 6389.4727 | 6895.2299 | 7516.7694 | 8113.269 | 8718.3391 | 9285.1582 | 9878.2021 | 10523.7462 | 11158.6323 | 11620.782 | 12106.7961 | 12479.3207 | 13012.871 | 13376.0881 | 13757.3877 | 14223.626 | 14602.6743 | 15026.6189 | 15462.7988 | 15914.6479 | 16374.3203 | 16853.6875 | 17335.3723 | 17808.1953 | 18279.0088
QLD1 | Behind the meter battery | 113 | 269.2 | 441.5 | 636.3 | 828.9 | 979.8 | 1137.4 | 1294.8 | 1435.4 | 1617.9 | 1809.9 | 1999.5 | 2187.6 | 2339.4 | 2485.7 | 2493.3 | 2502.5 | 2508.5 | 2516.2 | 2522.3 | 2525.3 | 2527.5 | 2529.3 | 2532.1 | 2532.5 | 2533.4 | 2531.3 | 2524.1 | 2514.1
QLD1 | Behind the meter battery pump | 113 | 269.2 | 441.5 | 636.3 | 828.9 | 979.8 | 1137.4 | 1294.8 | 1435.4 | 1617.9 | 1809.9 | 1999.5 | 2187.6 | 2339.4 | 2485.7 | 2493.3 | 2502.5 | 2508.5 | 2516.2 | 2522.3 | 2525.3 | 2527.5 | 2529.3 | 2532.1 | 2532.5 | 2533.4 | 2531.3 | 2524.1 | 2514.1
Region | Technology | 2021-22 | 2022-23 | 2023-24 | 2024-25 | 2025-26 | 2026-27 | 2027-28 | 2028-29 | 2029-30 | 2030-31 | 2031-32 | 2032-33 | 2033-34 | 2034-35 | 2035-36 | 2036-37 | 2037-38 | 2038-39 | 2039-40 | 2040-41 | 2041-42 | 2042-43 | 2043-44 | 2044-45 | 2045-46 | 2046-47 | 2047-48 | 2048-49 | 2049-50
VIC1 | Distributed PV | 3672.0127 | 4323.9168 | 5053.769 | 5790.9588 | 6520.7274 | 7238.1152 | 8018.1381 | 8676.475 | 9331.2351 | 9932.0548 | 10554.2346 | 11213.8539 | 11851.77 | 12333.99 | 12826.3418 | 13223.2949 | 13731.8735 | 14116.3628 | 14523.5542 | 14994.7249 | 15411.9817 | 15862.2058 | 16328.1182 | 16804.2859 | 17301.0591 | 17811.2415 | 18331.9211 | 18845.3174 | 19361.5083
VIC1 | Behind the meter battery | 127.9 | 169.9 | 458.6 | 733.5 | 991.5 | 1234.7 | 1463.3 | 1639.3 | 1795.5 | 2004.5 | 2224 | 2443.1 | 2661.2 | 2848.7 | 3022.4 | 3038.1 | 3053.6 | 3065.4 | 3078.7 | 3087.9 | 3095 | 3098.7 | 3101.4 | 3102.3 | 3102.2 | 3100.1 | 3095.6 | 3085.2 | 3071.3
VIC1 | Behind the meter battery pump | 127.9 | 169.9 | 458.6 | 733.5 | 991.5 | 1234.7 | 1463.3 | 1639.3 | 1795.5 | 2004.5 | 2224 | 2443.1 | 2661.2 | 2848.7 | 3022.4 | 3038.1 | 3053.6 | 3065.4 | 3078.7 | 3087.9 | 3095 | 3098.7 | 3101.4 | 3102.3 | 3102.2 | 3100.1 | 3095.6 | 3085.2 | 3071.3
Region | Technology | 2021-22 | 2022-23 | 2023-24 | 2024-25 | 2025-26 | 2026-27 | 2027-28 | 2028-29 | 2029-30 | 2030-31 | 2031-32 | 2032-33 | 2033-34 | 2034-35 | 2035-36 | 2036-37 | 2037-38 | 2038-39 | 2039-40 | 2040-41 | 2041-42 | 2042-43 | 2043-44 | 2044-45 | 2045-46 | 2046-47 | 2047-48 | 2048-49 | 2049-50
SA1 | Distributed PV | 1913.5206 | 2069.284 | 2265.9702 | 2481.53 | 2637.3888 | 2773.9861 | 2939.5508 | 3101.8464 | 3268.0304 | 3414.8693 | 3571.6486 | 3741.8128 | 3908.6521 | 4020.1996 | 4138.7558 | 4231.3834 | 4360.8052 | 4451.8956 | 4549.1459 | 4665.1984 | 4763.3252 | 4872.7831 | 4984.3777 | 5100.9014 | 5220.0138 | 5346.0237 | 5474.4639 | 5603.2782 | 5728.2809
SA1 | Behind the meter battery | 119.5 | 178 | 241.4 | 310.3 | 355.9 | 391.7 | 430.3 | 470 | 506.1 | 553.7 | 605.9 | 657.7 | 708.5 | 741 | 772.4 | 771.6 | 771.4 | 770.1 | 769.1 | 767.7 | 765.6 | 763.3 | 760.5 | 758 | 754.8 | 751.7 | 748.1 | 743.8 | 738.2
SA1 | Behind the meter battery pump | 119.5 | 178 | 241.4 | 310.3 | 355.9 | 391.7 | 430.3 | 470 | 506.1 | 553.7 | 605.9 | 657.7 | 708.5 | 741 | 772.4 | 771.6 | 771.4 | 770.1 | 769.1 | 767.7 | 765.6 | 763.3 | 760.5 | 758 | 754.8 | 751.7 | 748.1 | 743.8 | 738.2
Region | Technology | 2021-22 | 2022-23 | 2023-24 | 2024-25 | 2025-26 | 2026-27 | 2027-28 | 2028-29 | 2029-30 | 2030-31 | 2031-32 | 2032-33 | 2033-34 | 2034-35 | 2035-36 | 2036-37 | 2037-38 | 2038-39 | 2039-40 | 2040-41 | 2041-42 | 2042-43 | 2043-44 | 2044-45 | 2045-46 | 2046-47 | 2047-48 | 2048-49 | 2049-50
TAS1 | Distributed PV | 225.0754 | 252.5473 | 294.8524 | 344.1958 | 387.3879 | 422.8681 | 471.6404 | 509.3257 | 547.1516 | 585.5419 | 624.0958 | 672.5783 | 722.0675 | 753.6346 | 791.8317 | 817.7431 | 867.6277 | 894.3831 | 922.7691 | 964.4249 | 993.6908 | 1029.1726 | 1064.5165 | 1099.9293 | 1133.8675 | 1167.1424 | 1200.0171 | 1231.6724 | 1262.333
TAS1 | Behind the meter battery | 15.6 | 28.2 | 41.9 | 57.6 | 71.8 | 84.1 | 96.6 | 108 | 118.2 | 133 | 148 | 163.3 | 178.7 | 192.1 | 204.7 | 206.6 | 208.6 | 210.1 | 211.6 | 212.9 | 213.9 | 214.5 | 215.1 | 215.2 | 215 | 214.3 | 213.3 | 211.9 | 210.2
TAS1 | Behind the meter battery pump | 15.6 | 28.2 | 41.9 | 57.6 | 71.8 | 84.1 | 96.6 | 108 | 118.2 | 133 | 148 | 163.3 | 178.7 | 192.1 | 204.7 | 206.6 | 208.6 | 210.1 | 211.6 | 212.9 | 213.9 | 214.5 | 215.1 | 215.2 | 215 | 214.3 | 213.3 | 211.9 | 210.2

## BaseCase_VOM Cost
VOM cost by technology ($000s) - Base Case, Step Change Scenario
VOM | Real June 2020 dollars discounted to 1 July 2020
Explicitly modelled generation
Region | Technology | 2021-22 | 2022-23 | 2023-24 | 2024-25 | 2025-26 | 2026-27 | 2027-28 | 2028-29 | 2029-30 | 2030-31 | 2031-32 | 2032-33 | 2033-34 | 2034-35 | 2035-36 | 2036-37 | 2037-38 | 2038-39 | 2039-40 | 2040-41 | 2041-42 | 2042-43 | 2043-44 | 2044-45 | 2045-46 | 2046-47 | 2047-48 | 2048-49 | 2049-50
NEM | Black Coal | 307423.5438 | 264549.0085 | 241372.0758 | 214065.121 | 177924.5906 | 159485.5004 | 143865.7033 | 147335.7857 | 119446.5163 | 111633.7136 | 98328.489 | 70367.7408 | 69825.0541 | 59389.6359 | 46961.8518 | 43947.668 | 43431.13 | 40733.9135 | 35933.659 | 33667.7132 | 24547.85 | 14517.3172 | 9509.7956 | 7730.7568 | 6905.2377 | 6713.2482 | 6312.841 | 5534.4807 | 5394.2494
NEM | Brown Coal | 106555.4105 | 87152.6875 | 87912.2347 | 43462.3477 | 40546.9395 | 30775.7979 | 0.028016 | 0.019245 | 0.017002 | 0.016334 | 0.0144 | 0.013813 | 0.013852 | 0.012252 | 0.011541 | 0.0089958 | 0.0052954 | 0.0054544 | 0.0044289 | 0.0037506 | 0.0043889 | 0.0046427 | 0.0046241 | 0.0040577 | 0.0018043 | 0.0019362 | 0.00045455 | 0 | 0
NEM | CCGT | 15645.6527 | 14897.3183 | 11514.5142 | 19692.5114 | 22952.06 | 18801.5503 | 20360.8059 | 20671.7213 | 17707.7526 | 19390.5547 | 21823.4519 | 24811.0332 | 26727.7755 | 24190.363 | 20772.786 | 16972.5364 | 14781.665 | 14009.9612 | 11486.1877 | 11088.3863 | 11543.7151 | 12346.4015 | 7620.9373 | 6764.2588 | 3103.0536 | 2058.88 | 1968.2139 | 1872.9932 | 1784.6474
NEM | Gas - Steam | 1732.7119 | 1677.0999 | 1769.9863 | 828.8428 | 806.041 | 784.4242 | 1032.1288 | 1196.3328 | 928.6127 | 861.2202 | 1281.6083 | 2242.2212 | 2287.5919 | 2659.2645 | 1041.2988 | 1000.4605 | 1386.6964 | 1622.1415 | 484.375 | 522.1537 | 645.8975 | 668.0742 | 563.0892 | 525.3744 | 436.4424 | 0 | 0 | 0 | 0
NEM | OCGT / Diesel | 622.0003 | 243.5003 | 988.8175 | 3102.9298 | 2424.1369 | 2327.4921 | 2179.2096 | 3370.0344 | 1002.4851 | 2860.7046 | 4613.912 | 10369.0527 | 7794.1483 | 10873.568 | 9391.4036 | 10975.1823 | 16535.0766 | 14771.6635 | 20531.511 | 23022.2271 | 20432.0551 | 23307.9748 | 25668.2155 | 14535.9385 | 15436.8677 | 17704.1635 | 13685.952 | 15173.0577 | 15086.6404
NEM | Hydro | 91857.8596 | 90812.5722 | 83471.5972 | 93856.1824 | 94300.0189 | 86333.6621 | 82137.5044 | 86611.3401 | 73162.7879 | 65205.1626 | 57770.1023 | 54720.5256 | 54623.8849 | 51026.5349 | 46068.0174 | 41871.029 | 44869.6912 | 37337.7444 | 34150.9655 | 29811.7822 | 28522.1927 | 29859.2774 | 27863.4012 | 25671.7905 | 24443.6021 | 28910.6267 | 23782.2229 | 21257.9287 | 19483.8094
NEM | Wind | 66477.2753 | 77827.4528 | 65495.0051 | 63321.6158 | 63129.7644 | 62529.0718 | 58680.2276 | 49167.8866 | 46151.9561 | 42973.1331 | 44502.98 | 37145.4771 | 34420.8197 | 30981.2982 | 30795.7245 | 29847.5749 | 21771.6434 | 20364.7187 | 17036.8418 | 14092.9273 | 13456.3411 | 13213.0736 | 9604.8575 | 7724.697 | 5836.6903 | 4595.4228 | 4133.5039 | 3570.015 | 2492.9255
NEM | Solar PV | 13.5121 | 15.8206 | 15.3274 | 14.0481 | 18.3129 | 18.6016 | 19.1867 | 19.5051 | 67.7894 | 70.967 | 75.2986 | 108.6065 | 116.2581 | 109.352 | 110.8966 | 106.6772 | 138.7946 | 138.258 | 146.8477 | 162.0596 | 185.6969 | 216.4254 | 211.6338 | 211.1096 | 200.4784 | 203.6102 | 196.0199 | 190.3215 | 188.2004
NEM | Grid Battery | 0.12867 | 0.19455 | 0.21175 | 0.23218 | 0.21489 | 0.21139 | 0.19666 | 0.17966 | 0.16379 | 0.15773 | 0.14107 | 0.50813 | 0.93472 | 0.89818 | 1.2944 | 1.2441 | 1.7924 | 1.7102 | 2.1913 | 2.0806 | 3.2569 | 3.4544 | 3.2022 | 4.5107 | 4.2285 | 4.7808 | 4.5763 | 4.8638 | 4.6154
NEM | Pumped Hydro | 2028.9524 | 2864.0143 | 3501.3354 | 3387.7749 | 2837.0607 | 3478.7104 | 4160.8049 | 3625.4786 | 3369.517 | 3510.4441 | 3164.7034 | 3210.7316 | 2533.234 | 2025.2154 | 2152.9291 | 2060.6887 | 1616.0308 | 1551.1804 | 1636.8495 | 1597.1925 | 1638.388 | 1436.1944 | 1059.1902 | 1090.0455 | 1039.7016 | 850.2755 | 686.5373 | 584.396 | 550.8788
NEM | VPP | 0.3732 | 1.1844 | 2.5882 | 4.9262 | 7.2504 | 9.7026 | 11.9712 | 13.7972 | 15.7767 | 17.299 | 18.579 | 20.1404 | 21.2748 | 22.1055 | 24.1552 | 23.8366 | 21.9729 | 21.7933 | 22.0656 | 21.6777 | 21.8891 | 20.7336 | 17.8751 | 18.6155 | 17.4238 | 15.4951 | 14.3632 | 13.1551 | 12.0725
Total excluding storage |  | 590327.9663 | 537175.46 | 492539.5582 | 438343.5989 | 402101.8643 | 361056.1003 | 308274.7943 | 308372.6251 | 258467.9171 | 242995.4722 | 228395.8565 | 199764.6708 | 195795.5463 | 179230.0288 | 155141.9902 | 144721.1373 | 142914.7025 | 128978.4063 | 119770.3921 | 112367.2531 | 99333.7527 | 94128.5488 | 81041.9347 | 63163.9296 | 56362.374 | 60185.9532 | 50078.7541 | 47598.7969 | 44430.4726
Region | Technology | 2021-22 | 2022-23 | 2023-24 | 2024-25 | 2025-26 | 2026-27 | 2027-28 | 2028-29 | 2029-30 | 2030-31 | 2031-32 | 2032-33 | 2033-34 | 2034-35 | 2035-36 | 2036-37 | 2037-38 | 2038-39 | 2039-40 | 2040-41 | 2041-42 | 2042-43 | 2043-44 | 2044-45 | 2045-46 | 2046-47 | 2047-48 | 2048-49 | 2049-50
NSW1 | Black Coal | 171724.8305 | 144408.942 | 121561.381 | 125083.8923 | 97410.398 | 83244.2327 | 77321.9697 | 80154.229 | 58582.756 | 55718.7587 | 47275.3537 | 20456.7371 | 24159.0275 | 20317.3877 | 10602.759 | 12713.974 | 13434.8225 | 12452.7945 | 11066.7035 | 9195.1215 | 5045.9691 | 0 | 0 | 0 | 0 | 0 | 0 | 0 | 0
NSW1 | Brown Coal | 0 | 0 | 0 | 0 | 0 | 0 | 0 | 0 | 0 | 0 | 0 | 0 | 0 | 0 | 0 | 0 | 0 | 0 | 0 | 0 | 0 | 0 | 0 | 0 | 0 | 0 | 0 | 0 | 0
NSW1 | CCGT | 230.526 | 220.3598 | 641.1715 | 1583.8476 | 1887.1427 | 993.9613 | 2162.6398 | 3237.2299 | 2763.2469 | 2923.4696 | 3245.3729 | 5206.3029 | 5102.3208 | 5530.9821 | 4627.4373 | 3762.9416 | 4775.2273 | 4985.3678 | 4322.5319 | 3614.8123 | 3633.243 | 4002.5944 | 153.5987 | 0.00020257 | 0.00019744 | 0.00019849 | 0.00018613 | 0.00017507 | 0.00016491
NSW1 | Gas - Steam | 0 | 0 | 0 | 0 | 0 | 0 | 0 | 0 | 0 | 0 | 0 | 0 | 0 | 0 | 0 | 0 | 0 | 0 | 0 | 0 | 0 | 0 | 0 | 0 | 0 | 0 | 0 | 0 | 0
NSW1 | OCGT / Diesel | 0.0001336 | 0.00013353 | 106.2753 | 536.4934 | 84.6237 | 162.9352 | 123.7051 | 375.8815 | 4.6052 | 60.0488 | 144.6263 | 2196.8915 | 924.2682 | 2822.7538 | 2229.4058 | 3048.2581 | 4242.0216 | 5173.534 | 6076.9691 | 8380.9468 | 4716.287 | 7028.0413 | 9169.6489 | 2917.3694 | 2801.1545 | 3709.0468 | 5017.698 | 4891.4636 | 4604.883
NSW1 | Hydro | 14939.5404 | 15187.9786 | 13629.9531 | 17453.6375 | 15846.8815 | 14799.1667 | 15790.8696 | 19555.8957 | 14830.5073 | 13081.3499 | 12857.6485 | 12457.5446 | 13695.4441 | 14057.9732 | 13372.594 | 12125.5559 | 14580.7749 | 11478.1893 | 10744.0302 | 9393.7037 | 8250.9848 | 9480.2082 | 8871.9545 | 8795.6554 | 8313.2396 | 9656.4691 | 7394.955 | 6224.2262 | 5491.0777
NSW1 | Wind | 15622.0739 | 17309.1829 | 15183.9631 | 14314.1499 | 14458.7589 | 14389.4552 | 13157.7996 | 10464.6651 | 8806.9609 | 9025.8392 | 10070.2211 | 8770.0608 | 8228.132 | 7539.5326 | 7720.9582 | 7206.4488 | 4640.8254 | 3562.9375 | 3443.2415 | 2797.1857 | 2774.1995 | 2651.1134 | 1710.7852 | 1583.1124 | 1651.0085 | 950.1536 | 836.0141 | 777.768 | 752.2442
NSW1 | Solar PV | 4.9791 | 5.7841 | 5.5558 | 5.1042 | 9.8261 | 10.1236 | 9.6875 | 11.5811 | 59.8014 | 60.4642 | 59.1017 | 64.9846 | 71.7764 | 65.6777 | 67.7085 | 64.7292 | 81.125 | 81.9067 | 89.4408 | 97.7578 | 106.5513 | 119.9947 | 114.5517 | 117.5069 | 110.696 | 105.8529 | 100.4486 | 98.977 | 95.5466
NSW1 | Grid Battery | 7.892e-08 | 1.0916e-07 | 1.0509e-07 | 1.4646e-07 | 1.4999e-07 | 1.5495e-07 | 2.1062e-07 | 2.3044e-07 | 8.3258e-07 | 8.4896e-07 | 8.185e-07 | 1.3825e-06 | 1.308e-06 | 1.317e-06 | 1.9566e-06 | 1.8129e-06 | 1.8124e-06 | 1.7387e-06 | 0.54656 | 0.51787 | 1.5415 | 1.4579 | 1.344 | 2.5679 | 2.4108 | 2.2482 | 2.1022 | 2.0572 | 1.9186
NSW1 | Pumped Hydro | 508.2895 | 845.9654 | 1086.5332 | 1150.0541 | 596.4179 | 843.7956 | 1212.2981 | 1028.2911 | 965.0775 | 1046.7916 | 983.5416 | 1104.0183 | 1013.7082 | 663.8717 | 737.2765 | 711.2601 | 679.62 | 621.9067 | 624.4143 | 592.5852 | 522.0526 | 566.0023 | 411.2721 | 413.6447 | 461.2419 | 439.6804 | 340.363 | 321.26 | 291.7091
NSW1 | VPP | 0.070866 | 0.40356 | 0.8027 | 1.437 | 2.2052 | 2.9757 | 3.6046 | 4.3091 | 4.9639 | 5.5517 | 5.893 | 6.6668 | 7.2073 | 7.4697 | 8.1857 | 8.0689 | 7.6722 | 7.4792 | 7.5559 | 7.3615 | 7.4648 | 7.4277 | 6.449 | 6.8023 | 6.328 | 6.011 | 5.4232 | 5.155 | 4.7229
Total excluding storage |  | 202521.9501 | 177132.2476 | 151128.2998 | 158977.1249 | 129697.6309 | 113599.8746 | 108566.6712 | 113799.4823 | 85047.8778 | 80869.9304 | 73652.3242 | 49152.5215 | 52180.9691 | 50334.3071 | 38620.8627 | 38921.9077 | 41754.7967 | 37734.7298 | 35742.917 | 33479.528 | 24527.2347 | 23281.9519 | 20020.5389 | 13413.6443 | 12876.0987 | 14421.5226 | 13349.116 | 11992.435 | 10943.7517
Region | Technology | 2021-22 | 2022-23 | 2023-24 | 2024-25 | 2025-26 | 2026-27 | 2027-28 | 2028-29 | 2029-30 | 2030-31 | 2031-32 | 2032-33 | 2033-34 | 2034-35 | 2035-36 | 2036-37 | 2037-38 | 2038-39 | 2039-40 | 2040-41 | 2041-42 | 2042-43 | 2043-44 | 2044-45 | 2045-46 | 2046-47 | 2047-48 | 2048-49 | 2049-50
QLD1 | Black Coal | 135698.7133 | 120140.0665 | 119810.6948 | 88981.2287 | 80514.1926 | 76241.2678 | 66543.7335 | 67181.5566 | 60863.7603 | 55914.9549 | 51053.1353 | 49911.0036 | 45666.0266 | 39072.2482 | 36359.0928 | 31233.694 | 29996.3075 | 28281.119 | 24866.9555 | 24472.5917 | 19501.8809 | 14517.3172 | 9509.7956 | 7730.7568 | 6905.2377 | 6713.2482 | 6312.841 | 5534.4807 | 5394.2494
QLD1 | Brown Coal | 0 | 0 | 0 | 0 | 0 | 0 | 0 | 0 | 0 | 0 | 0 | 0 | 0 | 0 | 0 | 0 | 0 | 0 | 0 | 0 | 0 | 0 | 0 | 0 | 0 | 0 | 0 | 0 | 0
QLD1 | CCGT | 7670.9983 | 7312.5172 | 7773.6093 | 13563.49 | 15461.0625 | 12809.5658 | 14612.4334 | 14309.9551 | 12648.0989 | 12906.346 | 14477.2249 | 15042.5316 | 16651.2444 | 13716.7786 | 12307.2469 | 9518.523 | 10006.4373 | 9024.593 | 7163.6555 | 7473.5737 | 7910.4717 | 8343.8067 | 7467.338 | 6764.2581 | 3103.053 | 2058.8793 | 1968.2133 | 1872.9926 | 1784.6466
QLD1 | Gas - Steam | 255.2503 | 244.8388 | 462.4399 | 440.4995 | 417.7209 | 400.5844 | 666.6139 | 759.2614 | 746.5302 | 514.9265 | 458.475 | 542.2234 | 775.8302 | 627.9859 | 539.7664 | 606.5649 | 671.6539 | 583.0461 | 484.375 | 522.1537 | 645.8975 | 668.0742 | 563.0892 | 525.3744 | 436.4424 | 0 | 0 | 0 | 0
QLD1 | OCGT / Diesel | 0.00025307 | 0.00025146 | 0.00025659 | 949.6907 | 452.5058 | 516.9507 | 912.4461 | 1468.6799 | 734.5607 | 1377.4311 | 2591.7094 | 3880.51 | 3674.4423 | 2466.4446 | 2692.0314 | 3828.235 | 5387.5216 | 3140.3155 | 3466.189 | 3729.6448 | 4538.3516 | 4458.7911 | 3691.0394 | 4106.5119 | 4690.0021 | 4664.5724 | 3180.1269 | 3262.4109 | 2608.1644
QLD1 | Hydro | 4747.2063 | 4520.0359 | 4327.233 | 4109.2348 | 3912.9659 | 3731.3843 | 3565.5376 | 3380.472 | 3222.2498 | 2981.9002 | 2943.5371 | 2776.6476 | 2653.4214 | 2491.0198 | 2317.3992 | 2203.2287 | 731.6616 | 699.2271 | 608.1064 | 589.2828 | 556.4602 | 0 | 0 | 0 | 0 | 0 | 0 | 0 | 0
QLD1 | Wind | 5089.6622 | 7655.4086 | 7148.1282 | 6527.7579 | 7345.0892 | 6709.3985 | 6773.3938 | 6111.9631 | 5801.3029 | 5611.6281 | 4726.1142 | 4580.3284 | 3960.1365 | 4249.0778 | 3655.0694 | 3836.3737 | 3354.548 | 3315.9912 | 3024.003 | 2346.8533 | 2318.7855 | 1883.4169 | 1643.4026 | 787.2857 | 817.4014 | 767.9341 | 692.5172 | 583.5515 | 440.1678
QLD1 | Solar PV | 5.1758 | 6.7105 | 6.5189 | 5.9521 | 5.7564 | 5.7532 | 5.5568 | 4.4255 | 4.5781 | 4.5419 | 6.1498 | 10.511 | 15.2654 | 14.4115 | 14.0085 | 13.2799 | 26.9485 | 27.2089 | 29.5405 | 37.0342 | 42.9158 | 63.2153 | 58.4618 | 55.1538 | 50.432 | 54.1556 | 53.7739 | 51.7948 | 50.9658
QLD1 | Grid Battery | 5.5431e-08 | 0.020344 | 0.021974 | 0.023784 | 0.022375 | 0.022063 | 0.020861 | 0.018812 | 0.017638 | 0.017239 | 0.016046 | 0.38103 | 0.83319 | 0.81496 | 0.77469 | 0.75283 | 1.1428 | 1.1012 | 1.0443 | 1.0008 | 0.96901 | 1.3097 | 1.2421 | 1.1777 | 1.0885 | 1.8842 | 1.8688 | 2.221 | 2.034
QLD1 | Pumped Hydro | 1520.6629 | 2018.0489 | 2414.8022 | 2237.7208 | 2240.6428 | 2634.9148 | 2948.5068 | 2597.1875 | 2404.4395 | 2463.6525 | 2181.1618 | 2102.7354 | 1515.9357 | 1358.1304 | 1411.7427 | 1345.6601 | 932.8028 | 925.8301 | 1008.8817 | 1001.2896 | 1111.9546 | 866.1957 | 644.3428 | 672.6142 | 574.8917 | 407.3014 | 343.044 | 260.0194 | 256.3237
QLD1 | VPP | 0.098358 | 0.34232 | 0.69296 | 1.3307 | 1.9239 | 2.5062 | 3.1167 | 3.5583 | 4.0404 | 4.5505 | 4.9596 | 5.1889 | 5.3876 | 5.7284 | 6.1461 | 6.0162 | 5.336 | 5.5368 | 5.4173 | 5.6201 | 5.704 | 5.0956 | 4.4224 | 4.2716 | 3.7599 | 2.8946 | 2.9586 | 2.0421 | 2.0582
Total excluding storage |  | 153467.0064 | 139879.5778 | 139528.6243 | 114577.8536 | 108109.2932 | 100414.9046 | 93079.7152 | 93216.3138 | 84021.081 | 79311.7287 | 76256.3457 | 76743.7556 | 73396.3667 | 62637.9664 | 57884.6146 | 51239.8993 | 50175.0785 | 45071.5007 | 39642.8249 | 39171.1342 | 35514.7633 | 29934.6213 | 22933.1266 | 19969.3408 | 16002.5686 | 14258.7896 | 12207.4724 | 11305.2306 | 10278.194
Region | Technology | 2021-22 | 2022-23 | 2023-24 | 2024-25 | 2025-26 | 2026-27 | 2027-28 | 2028-29 | 2029-30 | 2030-31 | 2031-32 | 2032-33 | 2033-34 | 2034-35 | 2035-36 | 2036-37 | 2037-38 | 2038-39 | 2039-40 | 2040-41 | 2041-42 | 2042-43 | 2043-44 | 2044-45 | 2045-46 | 2046-47 | 2047-48 | 2048-49 | 2049-50
VIC1 | Black Coal | 0 | 0 | 0 | 0 | 0 | 0 | 0 | 0 | 0 | 0 | 0 | 0 | 0 | 0 | 0 | 0 | 0 | 0 | 0 | 0 | 0 | 0 | 0 | 0 | 0 | 0 | 0 | 0 | 0
VIC1 | Brown Coal | 106555.4105 | 87152.6875 | 87912.2347 | 43462.3477 | 40546.9395 | 30775.7979 | 0.028016 | 0.019245 | 0.017002 | 0.016334 | 0.0144 | 0.013813 | 0.013852 | 0.012252 | 0.011541 | 0.0089958 | 0.0052954 | 0.0054544 | 0.0044289 | 0.0037506 | 0.0043889 | 0.0046427 | 0.0046241 | 0.0040577 | 0.0018043 | 0.0019362 | 0.00045455 | 0 | 0
VIC1 | CCGT | 7.4155e-05 | 6.9618e-05 | 6.9931e-05 | 0.00011599 | 0.00011295 | 0.00010795 | 0.00010904 | 0.00011836 | 0.0001113 | 0.00011374 | 0.00011946 | 0.00016122 | 0.00015522 | 0.00014683 | 0.00013655 | 0.00012983 | 0.00018397 | 0.00017744 | 0.00016804 | 0.00015857 | 0.0002223 | 0.00022064 | 0.00033129 | 0.00029871 | 0.00029348 | 0.00029472 | 0.00027739 | 0.00027595 | 0.00050938
VIC1 | Gas - Steam | 23.8311 | 10.982 | 19.1525 | 133.7233 | 117.1748 | 113.2842 | 165.5113 | 226.2997 | 59.5008 | 186.8904 | 522.2452 | 1067.7702 | 832.166 | 955.3105 | 501.5324 | 393.8955 | 715.0425 | 1039.0954 | 0 | 0 | 0 | 0 | 0 | 0 | 0 | 0 | 0 | 0 | 0
VIC1 | OCGT / Diesel | 108.8661 | 2.925 | 84.0856 | 362.8396 | 228.5811 | 562.555 | 459.0032 | 675.1527 | 97.3875 | 396.1597 | 593.188 | 2091.1505 | 1153.2103 | 2881.5515 | 2370.5489 | 2131.4259 | 3514.8942 | 3129.0224 | 7389.1848 | 7414.7881 | 7875.0749 | 8181.8189 | 8995.8008 | 6684.5754 | 7170.8506 | 8579.4398 | 4845.0078 | 6154.0989 | 7147.7559
VIC1 | Hydro | 18890.1327 | 18174.9858 | 15844.0333 | 18610.5097 | 18121.799 | 16411.4092 | 15774.8735 | 19080.5706 | 15067.3396 | 12298.1823 | 11820.7106 | 10145.1854 | 12053.1595 | 11776.6434 | 10672.5689 | 10217.2331 | 12402.365 | 9813.7913 | 8038.4213 | 7663.8698 | 6658.355 | 7849.5258 | 7719.9203 | 6965.4266 | 6694.0231 | 8081.7568 | 6404.2786 | 5198.5294 | 4982.8471
VIC1 | Wind | 26978.4053 | 32707.7186 | 26354.4577 | 25605.4812 | 25270.4777 | 24884.1568 | 23383.5162 | 19557.7929 | 19318.7564 | 17506.6297 | 18813.5215 | 15095.6587 | 14282.4376 | 12473.2168 | 12879.3358 | 12881.639 | 9169.2349 | 9071.435 | 7437.6957 | 6432.7446 | 5905.7745 | 6106.1871 | 4610.5115 | 3793.8023 | 2209.1171 | 1931.0151 | 1693.4097 | 1384.6998 | 551.9557
VIC1 | Solar PV | 2.475 | 2.346 | 2.3188 | 2.1268 | 1.9257 | 1.9387 | 3.169 | 2.7968 | 2.7119 | 5.2891 | 8.1402 | 31.3443 | 27.6517 | 26.8887 | 26.8709 | 26.3529 | 22.5924 | 21.704 | 20.9864 | 20.4372 | 29.8241 | 27.1939 | 29.9366 | 30.2798 | 31.343 | 36.9901 | 35.6285 | 33.9197 | 34.9419
VIC1 | Grid Battery | 0.047666 | 0.097434 | 0.10328 | 0.12836 | 0.12065 | 0.11885 | 0.11051 | 0.10113 | 0.092332 | 0.089125 | 0.079848 | 0.08114 | 0.058859 | 0.052245 | 0.05469 | 0.05243 | 0.046434 | 0.042258 | 0.045047 | 0.041406 | 0.014054 | 1.8437e-06 | 1.8965e-06 | 0.1482 | 0.14179 | 0.13498 | 0.12862 | 0.12369 | 0.23815
VIC1 | Pumped Hydro | 0 | 0 | 1.0715e-07 | 2.1747e-07 | 2.062e-07 | 3.7782e-07 | 3.505e-07 | 5.7863e-07 | 6.3488e-07 | 1.091e-06 | 1.095e-06 | 3.9779 | 3.59 | 3.2133 | 3.9099 | 3.7685 | 3.608 | 3.4436 | 3.5534 | 3.3177 | 4.3809 | 3.9964 | 3.5754 | 3.7866 | 3.5679 | 3.2937 | 3.1302 | 3.1166 | 2.8459
VIC1 | VPP | 0.071405 | 0.17893 | 0.60801 | 1.4901 | 2.2643 | 3.1658 | 3.9907 | 4.478 | 5.1359 | 5.4066 | 5.8648 | 6.2304 | 6.5484 | 6.672 | 7.5578 | 7.5057 | 6.7881 | 6.6759 | 6.9699 | 6.6355 | 6.704 | 6.2987 | 5.3673 | 5.8218 | 5.6448 | 5.1656 | 4.6638 | 4.7092 | 4.1454
Total excluding storage |  | 152559.1208 | 138051.645 | 130216.2827 | 88177.0284 | 84286.8981 | 72749.1417 | 39786.1013 | 39542.632 | 34545.7134 | 30393.1677 | 31757.82 | 28431.1231 | 28348.6391 | 28113.6233 | 26450.8686 | 25650.5556 | 25824.1345 | 23075.0538 | 22886.2928 | 21531.8436 | 20469.0331 | 22164.7306 | 21356.1742 | 17474.0884 | 16105.3359 | 18629.2041 | 12978.3254 | 12771.2481 | 12717.5012
Region | Technology | 2021-22 | 2022-23 | 2023-24 | 2024-25 | 2025-26 | 2026-27 | 2027-28 | 2028-29 | 2029-30 | 2030-31 | 2031-32 | 2032-33 | 2033-34 | 2034-35 | 2035-36 | 2036-37 | 2037-38 | 2038-39 | 2039-40 | 2040-41 | 2041-42 | 2042-43 | 2043-44 | 2044-45 | 2045-46 | 2046-47 | 2047-48 | 2048-49 | 2049-50
SA1 | Black Coal | 0 | 0 | 0 | 0 | 0 | 0 | 0 | 0 | 0 | 0 | 0 | 0 | 0 | 0 | 0 | 0 | 0 | 0 | 0 | 0 | 0 | 0 | 0 | 0 | 0 | 0 | 0 | 0 | 0
SA1 | Brown Coal | 0 | 0 | 0 | 0 | 0 | 0 | 0 | 0 | 0 | 0 | 0 | 0 | 0 | 0 | 0 | 0 | 0 | 0 | 0 | 0 | 0 | 0 | 0 | 0 | 0 | 0 | 0 | 0 | 0
SA1 | CCGT | 7744.1283 | 7364.4411 | 3099.7333 | 4545.1736 | 5603.8546 | 4998.0231 | 3585.7326 | 3124.5361 | 2296.4066 | 3560.7389 | 4100.8539 | 4562.1986 | 4974.2101 | 4942.6021 | 3838.1016 | 3691.0716 | 0.00015002 | 0.00014374 | 0.00013647 | 0.00012821 | 0.00014595 | 0.00014307 | 0.0001381 | 0.000125 | 0.00012212 | 0.00011955 | 0.00011212 | 0.00010641 | 9.9918e-05
SA1 | Gas - Steam | 1453.6305 | 1421.279 | 1288.3938 | 254.62 | 271.1453 | 270.5556 | 200.0035 | 210.7717 | 122.5817 | 159.4033 | 300.8882 | 632.2276 | 679.5957 | 1075.9681 | 0 | 0 | 0 | 0 | 0 | 0 | 0 | 0 | 0 | 0 | 0 | 0 | 0 | 0 | 0
SA1 | OCGT / Diesel | 513.1337 | 240.5748 | 798.4563 | 1253.906 | 1658.4262 | 1085.0512 | 684.0552 | 850.3202 | 165.9316 | 1027.0649 | 1284.3882 | 2199.5471 | 2042.2276 | 2702.8181 | 2099.4175 | 1967.2631 | 3390.6391 | 3328.7915 | 3599.168 | 3495.8875 | 3301.666 | 3639.3235 | 3811.7265 | 826.7255 | 774.8605 | 751.1045 | 643.1192 | 862.8673 | 725.8371
SA1 | Hydro | 0 | 0 | 0 | 0 | 0 | 0 | 0 | 0 | 0 | 0 | 0 | 0 | 0 | 0 | 0 | 0 | 0 | 0 | 0 | 0 | 0 | 0 | 0 | 0 | 0 | 0 | 0 | 0 | 0
SA1 | Wind | 15428.3615 | 16281.333 | 13501.5928 | 13689.294 | 12812.7132 | 13393.307 | 12342.9701 | 10610.0723 | 9960.4952 | 8944.5765 | 8797.6155 | 6970.9307 | 6364.2301 | 5322.566 | 5316.1556 | 4738.9905 | 3837.8834 | 3642.0669 | 2546.36 | 1997.8858 | 1953.9793 | 2024.5211 | 1178.8662 | 1184.9305 | 761.2498 | 629.0048 | 573.8556 | 537.6175 | 445.5353
SA1 | Solar PV | 0.88216 | 0.97989 | 0.93384 | 0.86505 | 0.80469 | 0.78615 | 0.77343 | 0.70165 | 0.69789 | 0.67175 | 1.9069 | 1.7666 | 1.5646 | 2.3739 | 2.3086 | 2.3151 | 8.1287 | 7.4384 | 6.8801 | 6.8303 | 6.4057 | 6.0215 | 8.6837 | 8.1692 | 8.0073 | 6.6115 | 6.1688 | 5.63 | 6.746
SA1 | Grid Battery | 0.081006 | 0.076776 | 0.086496 | 0.080033 | 0.071865 | 0.07047 | 0.06529 | 0.059725 | 0.053821 | 0.051369 | 0.045178 | 0.045966 | 0.04267 | 0.030976 | 0.46502 | 0.43879 | 0.60316 | 0.56681 | 0.55537 | 0.52055 | 0.7324 | 0.68678 | 0.6161 | 0.61696 | 0.58736 | 0.51339 | 0.47663 | 0.46193 | 0.42461
SA1 | Pumped Hydro | 0 | 0 | 8.9441e-08 | 8.8506e-08 | 8.294e-08 | 9.7215e-08 | 9.4814e-08 | 9.4003e-08 | 9.39e-08 | 1.0335e-07 | 9.9856e-08 | 1.6617e-07 | 1.5525e-07 | 1.4712e-07 | 1.7686e-07 | 1.6868e-07 | 2.0795e-07 | 1.9906e-07 | 1.948e-07 | 1.8701e-07 | 2.1761e-07 | 1.9987e-07 | 1.92e-07 | 3.0148e-07 | 2.8669e-07 | 2.6429e-07 | 2.5768e-07 | 2.4935e-07 | 2.4184e-07
SA1 | VPP | 0.129 | 0.24225 | 0.45675 | 0.63239 | 0.8006 | 0.98107 | 1.1551 | 1.3117 | 1.4637 | 1.5814 | 1.6097 | 1.7635 | 1.8036 | 1.8646 | 1.8673 | 1.8229 | 1.7447 | 1.6923 | 1.7103 | 1.624 | 1.5919 | 1.5082 | 1.282 | 1.346 | 1.3063 | 1.0813 | 0.99532 | 0.94705 | 0.86334
Total excluding storage |  | 25140.1361 | 25308.6078 | 18689.1101 | 19743.8586 | 20346.944 | 19747.723 | 16813.5349 | 14796.4019 | 12546.113 | 13692.4554 | 14485.6526 | 14366.6706 | 14061.828 | 14046.3282 | 11255.9834 | 10399.6404 | 7236.6513 | 6978.2971 | 6152.4082 | 5500.6037 | 5262.0511 | 5669.8662 | 4999.2766 | 2019.8253 | 1544.1177 | 1386.7209 | 1223.1438 | 1406.1149 | 1178.1186
Region | Technology | 2021-22 | 2022-23 | 2023-24 | 2024-25 | 2025-26 | 2026-27 | 2027-28 | 2028-29 | 2029-30 | 2030-31 | 2031-32 | 2032-33 | 2033-34 | 2034-35 | 2035-36 | 2036-37 | 2037-38 | 2038-39 | 2039-40 | 2040-41 | 2041-42 | 2042-43 | 2043-44 | 2044-45 | 2045-46 | 2046-47 | 2047-48 | 2048-49 | 2049-50
TAS1 | Black Coal | 0 | 0 | 0 | 0 | 0 | 0 | 0 | 0 | 0 | 0 | 0 | 0 | 0 | 0 | 0 | 0 | 0 | 0 | 0 | 0 | 0 | 0 | 0 | 0 | 0 | 0 | 0 | 0 | 0
TAS1 | Brown Coal | 0 | 0 | 0 | 0 | 0 | 0 | 0 | 0 | 0 | 0 | 0 | 0 | 0 | 0 | 0 | 0 | 0 | 0 | 0 | 0 | 0 | 0 | 0 | 0 | 0 | 0 | 0 | 0 | 0
TAS1 | CCGT | 5.9671e-05 | 5.5757e-05 | 5.4343e-05 | 5.1825e-05 | 4.829e-05 | 4.6466e-05 | 4.428e-05 | 4.1373e-05 | 3.9673e-05 | 3.8084e-05 | 3.6769e-05 | 3.7167e-05 | 3.5789e-05 | 3.4954e-05 | 3.4591e-05 | 3.403e-05 | 3.3816e-05 | 3.3339e-05 | 3.3938e-05 | 3.2781e-05 | 3.2879e-05 | 3.2302e-05 | 3.2329e-05 | 3.186e-05 | 3.1408e-05 | 3.1142e-05 | 3.0908e-05 | 3.0815e-05 | 3.0171e-05
TAS1 | Gas - Steam | 0 | 0 | 0 | 0 | 0 | 0 | 0 | 0 | 0 | 0 | 0 | 0 | 0 | 0 | 0 | 0 | 0 | 0 | 0 | 0 | 0 | 0 | 0 | 0 | 0 | 0 | 0 | 0 | 0
TAS1 | OCGT / Diesel | 7.2861e-05 | 6.5543e-05 | 6.7988e-05 | 6.5964e-05 | 5.8184e-05 | 5.872e-05 | 5.4979e-05 | 5.0481e-05 | 5.0217e-05 | 4.9412e-05 | 4.846e-05 | 0.95353 | 4.7134e-05 | 4.6253e-05 | 4.563e-05 | 4.4619e-05 | 4.4588e-05 | 4.3069e-05 | 4.2946e-05 | 0.95991 | 0.67555 | 2.7655e-05 | 2.7826e-05 | 0.7563 | 2.6404e-05 | 2.6456e-05 | 2.6213e-05 | 2.217 | 2.5239e-05
TAS1 | Hydro | 53280.9803 | 52929.5719 | 49670.3779 | 53682.8005 | 56418.3725 | 51391.7019 | 47006.2237 | 44594.4018 | 40042.6912 | 36843.7302 | 30148.2061 | 29341.148 | 26221.8599 | 22700.8985 | 19705.4552 | 17325.0114 | 17154.8897 | 15346.5368 | 14760.4076 | 12164.9259 | 13056.3927 | 12529.5434 | 11271.5264 | 9910.7085 | 9436.3394 | 11172.4008 | 9982.9893 | 9835.1731 | 9009.8846
TAS1 | Wind | 3358.7725 | 3873.8098 | 3306.8633 | 3184.9328 | 3242.7254 | 3152.7543 | 3022.5479 | 2423.3932 | 2264.4407 | 1884.4597 | 2095.5078 | 1728.4984 | 1585.8835 | 1396.9051 | 1224.2055 | 1184.1229 | 769.1518 | 772.2881 | 585.5416 | 518.2578 | 503.6022 | 547.8353 | 461.2919 | 375.5661 | 397.9135 | 317.3151 | 337.7073 | 286.3782 | 303.0225
TAS1 | Solar PV | 2.9897e-08 | 5.2123e-08 | 6.4304e-08 | 9.5267e-08 | 7.3714e-08 | 1.1503e-07 | 1.8817e-07 | 1.5059e-07 | 2.0137e-07 | 2.0784e-07 | 1.9089e-07 | 1.7909e-07 | 1.7242e-07 | 1.4476e-07 | 1.4817e-07 | 1.3523e-07 | 1.3437e-07 | 1.644e-07 | 2.7409e-07 | 5.8217e-07 | 5.6338e-07 | 5.4809e-07 | 4.6159e-07 | 4.6895e-07 | 4.2675e-07 | 4.1685e-07 | 4.1823e-07 | 3.916e-07 | 3.6282e-07
TAS1 | Grid Battery | 5.3073e-08 | 7.3169e-08 | 6.8328e-08 | 7.7994e-08 | 1.0969e-07 | 1.0501e-07 | 1.2469e-07 | 1.6033e-07 | 1.7396e-07 | 1.7476e-07 | 1.8705e-07 | 2.0959e-07 | 2.0092e-07 | 1.9348e-07 | 2.0165e-07 | 1.9514e-07 | 2.1346e-07 | 2.0977e-07 | 2.446e-07 | 2.3486e-07 | 2.3309e-07 | 2.2515e-07 | 2.3092e-07 | 2.3714e-07 | 2.3614e-07 | 2.3808e-07 | 2.3959e-07 | 2.4752e-07 | 2.4694e-07
TAS1 | Pumped Hydro | 0 | 0 | 1.9709e-07 | 1.9282e-07 | 2.1968e-07 | 2.1842e-07 | 2.3351e-07 | 2.6698e-07 | 2.6692e-07 | 2.6768e-07 | 2.7294e-07 | 3.0612e-07 | 2.9341e-07 | 2.832e-07 | 2.847e-07 | 2.857e-07 | 2.9507e-07 | 2.8833e-07 | 3.2416e-07 | 3.1125e-07 | 3.0957e-07 | 2.9667e-07 | 3.0494e-07 | 3.1142e-07 | 3.0363e-07 | 2.9866e-07 | 2.9843e-07 | 3.1515e-07 | 3.0372e-07
TAS1 | VPP | 0.0035758 | 0.017319 | 0.027763 | 0.035977 | 0.056323 | 0.073943 | 0.1041 | 0.14016 | 0.17289 | 0.20882 | 0.25188 | 0.29081 | 0.32798 | 0.37072 | 0.39831 | 0.42285 | 0.43193 | 0.4091 | 0.41225 | 0.43661 | 0.42443 | 0.40344 | 0.35436 | 0.37373 | 0.3847 | 0.34251 | 0.32224 | 0.30174 | 0.28269
Total excluding storage |  | 56639.7528 | 56803.3818 | 52977.2413 | 56867.7334 | 59661.098 | 54544.4564 | 50028.7717 | 47017.7951 | 42307.132 | 38728.19 | 32243.714 | 31070.6 | 27807.7435 | 24097.8037 | 20929.6608 | 18509.1343 | 17924.0415 | 16118.825 | 15345.9492 | 12684.1436 | 13560.6705 | 13077.3788 | 11732.8184 | 10287.0309 | 9834.253 | 11489.7159 | 10320.6966 | 10123.7683 | 9312.9071
Explicitly modelled pumping
Region | Technology | 2021-22 | 2022-23 | 2023-24 | 2024-25 | 2025-26 | 2026-27 | 2027-28 | 2028-29 | 2029-30 | 2030-31 | 2031-32 | 2032-33 | 2033-34 | 2034-35 | 2035-36 | 2036-37 | 2037-38 | 2038-39 | 2039-40 | 2040-41 | 2041-42 | 2042-43 | 2043-44 | 2044-45 | 2045-46 | 2046-47 | 2047-48 | 2048-49 | 2049-50
NEM | Grid Battery pump | 0.15814 | 0.24089 | 0.26065 | 0.28736 | 0.26504 | 0.26054 | 0.24342 | 0.2212 | 0.20241 | 0.19456 | 0.17456 | 0.17302 | 0.13972 | 0.11658 | 0.11793 | 0.11307 | 0.10255 | 0.095363 | 0.098064 | 0.078529 | 0.042598 | 0.023083 | 0.019863 | 0.021626 | 0.020393 | 0.01625 | 0.016053 | 0.015314 | 0.014018
NEM | Pumped Hydro Pump | 4644.4447 | 7548.2604 | 8984.1238 | 10590.2747 | 6542.396 | 8702.9189 | 12157.7065 | 11050.9589 | 10304.3511 | 10762.511 | 11316.3068 | 12232.9754 | 10871.5052 | 10069.1291 | 10986.2574 | 9901.4549 | 9100.4769 | 8314.1605 | 9526.4257 | 8414.26 | 7820.1061 | 7458.5275 | 6097.6229 | 7037.1288 | 6799.5021 | 5922.959 | 4812.2632 | 4569.6808 | 3722.4692
NEM | VPP pump | 0.43909 | 1.3965 | 3.0422 | 5.8051 | 8.5312 | 11.4047 | 14.11 | 16.2071 | 18.565 | 20.3495 | 21.9113 | 23.657 | 25.0179 | 26.0323 | 28.399 | 28.0408 | 25.895 | 25.6516 | 25.9052 | 25.5704 | 25.6875 | 24.4318 | 21.0035 | 21.8978 | 20.5464 | 18.1909 | 16.936 | 15.437 | 14.1956
Region | Technology | 2021-22 | 2022-23 | 2023-24 | 2024-25 | 2025-26 | 2026-27 | 2027-28 | 2028-29 | 2029-30 | 2030-31 | 2031-32 | 2032-33 | 2033-34 | 2034-35 | 2035-36 | 2036-37 | 2037-38 | 2038-39 | 2039-40 | 2040-41 | 2041-42 | 2042-43 | 2043-44 | 2044-45 | 2045-46 | 2046-47 | 2047-48 | 2048-49 | 2049-50
NSW1 | Grid Battery pump | 0 | 0 | 0 | 0 | 0 | 0 | 0 | 0 | 0 | 0 | 0 | 0 | 0 | 0 | 0 | 0 | 0 | 0 | 0 | 0 | 0 | 0 | 0 | 0 | 0 | 0 | 0 | 0 | 0
NSW1 | Pumped Hydro Pump | 2481.2485 | 4659.9264 | 5539.039 | 7379.7415 | 3337.2388 | 4955.7247 | 7945.2435 | 7340.4029 | 6869.1641 | 7242.7355 | 8187.0413 | 9243.5729 | 8707.817 | 8128.3209 | 8974.9186 | 7981.2314 | 7762.224 | 7005.572 | 8089.4309 | 6979.5776 | 6236.7875 | 6235.034 | 5185.7689 | 6075.8443 | 5991.0945 | 5345.7855 | 4326.8306 | 4196.4261 | 3365.8265
NSW1 | VPP pump | 0.08338 | 0.47633 | 0.94285 | 1.6946 | 2.5905 | 3.5009 | 4.2516 | 5.0591 | 5.8402 | 6.5318 | 6.9523 | 7.8247 | 8.4796 | 8.8098 | 9.6093 | 9.4933 | 9.0518 | 8.7993 | 8.8647 | 8.6858 | 8.7578 | 8.739 | 7.5874 | 8.0032 | 7.4683 | 7.0491 | 6.4027 | 6.0431 | 5.5567
Region | Technology | 2021-22 | 2022-23 | 2023-24 | 2024-25 | 2025-26 | 2026-27 | 2027-28 | 2028-29 | 2029-30 | 2030-31 | 2031-32 | 2032-33 | 2033-34 | 2034-35 | 2035-36 | 2036-37 | 2037-38 | 2038-39 | 2039-40 | 2040-41 | 2041-42 | 2042-43 | 2043-44 | 2044-45 | 2045-46 | 2046-47 | 2047-48 | 2048-49 | 2049-50
QLD1 | Grid Battery pump | 0 | 0.025028 | 0.027129 | 0.0294 | 0.027664 | 0.027165 | 0.025755 | 0.023225 | 0.021775 | 0.021283 | 0.019866 | 0.018772 | 0.016832 | 0.015979 | 0.015992 | 0.015248 | 0.013465 | 0.013378 | 0.01287 | 0 | 0 | 0 | 0 | 0 | 0 | 0 | 0 | 0 | 0
QLD1 | Pumped Hydro Pump | 2163.1962 | 2888.334 | 3445.0848 | 3210.5332 | 3205.1572 | 3747.1942 | 4212.463 | 3710.556 | 3435.187 | 3519.7755 | 3129.2655 | 2989.4025 | 2163.6882 | 1940.8082 | 2011.3388 | 1920.2235 | 1338.2529 | 1308.5885 | 1436.9948 | 1434.6824 | 1583.3186 | 1223.4935 | 911.8539 | 961.2845 | 808.4076 | 577.1734 | 485.4326 | 373.2547 | 356.6427
QLD1 | VPP pump | 0.11572 | 0.40275 | 0.81527 | 1.5686 | 2.2657 | 2.9435 | 3.6668 | 4.1864 | 4.7536 | 5.3537 | 5.8499 | 6.09 | 6.3387 | 6.7397 | 7.2365 | 7.0729 | 6.2975 | 6.4948 | 6.3736 | 6.6218 | 6.7014 | 6.0063 | 5.2025 | 5.0208 | 4.4184 | 3.4185 | 3.4684 | 2.4115 | 2.4131
Region | Technology | 2021-22 | 2022-23 | 2023-24 | 2024-25 | 2025-26 | 2026-27 | 2027-28 | 2028-29 | 2029-30 | 2030-31 | 2031-32 | 2032-33 | 2033-34 | 2034-35 | 2035-36 | 2036-37 | 2037-38 | 2038-39 | 2039-40 | 2040-41 | 2041-42 | 2042-43 | 2043-44 | 2044-45 | 2045-46 | 2046-47 | 2047-48 | 2048-49 | 2049-50
VIC1 | Grid Battery pump | 0.05842 | 0.12081 | 0.127 | 0.15895 | 0.14886 | 0.14637 | 0.13685 | 0.12445 | 0.114 | 0.11004 | 0.098918 | 0.09984 | 0.072676 | 0.064565 | 0.067447 | 0.06473 | 0.057327 | 0.052373 | 0.055413 | 0.051293 | 0.017176 | 0 | 0 | 0 | 0 | 0 | 0 | 0 | 0
VIC1 | Pumped Hydro Pump | 0 | 0 | 0 | 0 | 0 | 0 | 0 | 0 | 0 | 0 | 0 | 0 | 0 | 0 | 0 | 0 | 0 | 0 | 0 | 0 | 0 | 0 | 0 | 0 | 0 | 0 | 0 | 0 | 0
VIC1 | VPP pump | 0.084013 | 0.21125 | 0.71463 | 1.7548 | 2.6679 | 3.719 | 4.7062 | 5.2574 | 6.0425 | 6.361 | 6.9189 | 7.3187 | 7.6979 | 7.852 | 8.8892 | 8.8307 | 7.9865 | 7.8789 | 8.1759 | 7.8309 | 7.8635 | 7.4342 | 6.2914 | 6.8496 | 6.6641 | 6.055 | 5.5084 | 5.5194 | 4.8774
Region | Technology | 2021-22 | 2022-23 | 2023-24 | 2024-25 | 2025-26 | 2026-27 | 2027-28 | 2028-29 | 2029-30 | 2030-31 | 2031-32 | 2032-33 | 2033-34 | 2034-35 | 2035-36 | 2036-37 | 2037-38 | 2038-39 | 2039-40 | 2040-41 | 2041-42 | 2042-43 | 2043-44 | 2044-45 | 2045-46 | 2046-47 | 2047-48 | 2048-49 | 2049-50
SA1 | Grid Battery pump | 0.099722 | 0.095055 | 0.10653 | 0.099017 | 0.08852 | 0.087004 | 0.080818 | 0.073529 | 0.066634 | 0.063237 | 0.05578 | 0.054406 | 0.050216 | 0.036032 | 0.034487 | 0.033091 | 0.031762 | 0.029612 | 0.029781 | 0.027236 | 0.025422 | 0.023083 | 0.019863 | 0.021626 | 0.020393 | 0.01625 | 0.016053 | 0.015314 | 0.014018
SA1 | Pumped Hydro Pump | 0 | 0 | 0 | 0 | 0 | 0 | 0 | 0 | 0 | 0 | 0 | 0 | 0 | 0 | 0 | 0 | 0 | 0 | 0 | 0 | 0 | 0 | 0 | 0 | 0 | 0 | 0 | 0 | 0
SA1 | VPP pump | 0.15177 | 0.28571 | 0.53668 | 0.74471 | 0.94123 | 1.1542 | 1.3622 | 1.54 | 1.7252 | 1.8575 | 1.8939 | 2.0802 | 2.1166 | 2.1938 | 2.1969 | 2.1447 | 2.0527 | 1.9971 | 2.0061 | 1.9166 | 1.867 | 1.7761 | 1.5067 | 1.5846 | 1.5414 | 1.2669 | 1.1761 | 1.1093 | 1.0158
Region | Technology | 2021-22 | 2022-23 | 2023-24 | 2024-25 | 2025-26 | 2026-27 | 2027-28 | 2028-29 | 2029-30 | 2030-31 | 2031-32 | 2032-33 | 2033-34 | 2034-35 | 2035-36 | 2036-37 | 2037-38 | 2038-39 | 2039-40 | 2040-41 | 2041-42 | 2042-43 | 2043-44 | 2044-45 | 2045-46 | 2046-47 | 2047-48 | 2048-49 | 2049-50
TAS1 | Grid Battery pump | 0 | 0 | 0 | 0 | 0 | 0 | 0 | 0 | 0 | 0 | 0 | 0 | 0 | 0 | 0 | 0 | 0 | 0 | 0 | 0 | 0 | 0 | 0 | 0 | 0 | 0 | 0 | 0 | 0
TAS1 | Pumped Hydro Pump | 0 | 0 | 0 | 0 | 0 | 0 | 0 | 0 | 0 | 0 | 0 | 0 | 0 | 0 | 0 | 0 | 0 | 0 | 0 | 0 | 0 | 0 | 0 | 0 | 0 | 0 | 0 | 0 | 0
TAS1 | VPP pump | 0.0042078 | 0.020487 | 0.032746 | 0.042446 | 0.065985 | 0.086974 | 0.12317 | 0.16421 | 0.20355 | 0.24555 | 0.29634 | 0.34348 | 0.38514 | 0.43712 | 0.46707 | 0.49913 | 0.50654 | 0.4815 | 0.48484 | 0.51528 | 0.49777 | 0.47618 | 0.41553 | 0.43958 | 0.45412 | 0.40147 | 0.38041 | 0.35372 | 0.3326

## BaseCase_FOM Cost
FOM cost by technology ($000s) - Base Case, Step Change Scenario
FOM | Real June 2020 dollars discounted to 1 July 2020. For new entrant capacity, the FOM is incurred annually in modelling. For existing capacity, FOM is considered to be a sunk cost, since the fixed retirement dates are assumed to be the same in the Base Case and the case with Marinus Link. As such, early retirements are presented as an annual FOM saving, or negative cost, that continues until the assumed fixed date retirement.
Explicitly modelled generation
Region | Technology | 2021-22 | 2022-23 | 2023-24 | 2024-25 | 2025-26 | 2026-27 | 2027-28 | 2028-29 | 2029-30 | 2030-31 | 2031-32 | 2032-33 | 2033-34 | 2034-35 | 2035-36 | 2036-37 | 2037-38 | 2038-39 | 2039-40 | 2040-41 | 2041-42 | 2042-43 | 2043-44 | 2044-45 | 2045-46 | 2046-47 | 2047-48 | 2048-49 | 2049-50
NEM | Black Coal | 0 | 0 | 0 | -189571.8932 | -78385.6294 | -262214.8632 | -148424.2024 | -217203.7512 | -202442.4849 | -193170.3101 | 194005.4588 | 292494.1923 | -20740.703 | -160046.1374 | -56358.2585 | -45521.1942 | -17304.6253 | -16512.0471 | -15797.922 | -16246.2484 | 147444.1395 | -21125.2938 | -23192.897 | -18939.7844 | -12267.0234 | -6165.7753 | -6185.559 | -5885.7466 | -5616.1704
NEM | Brown Coal | 0 | 0 | 0 | -308917.9615 | -304566.3466 | -328805.0739 | -468377.7146 | -445675.8615 | -391742.1112 | -341813.8997 | -294242.5123 | -248781.5297 | -237386.9557 | -226514.2706 | -216717.8154 | -206213.5683 | -196768.589 | -187756.3808 | -179636.1552 | -170929.2374 | -163100.4173 | -155630.1692 | -148899.3615 | -141682.2482 | -135192.9965 | -129000.9508 | -88405.2902 | 0 | 0
NEM | CCGT | 0.00018955 | 0.00018348 | 0.00019129 | 0.00023924 | 0.00022829 | 0.00021783 | 0.00021734 | 0.00021927 | 0.00020922 | 0.00021005 | 0.00022109 | 0.00030629 | 0.00029226 | 0.00027888 | 0.00027893 | 0.00026599 | 0.00035216 | 0.00033659 | 0.00034001 | 0.00032353 | 0.00036987 | 0.00036145 | 0.0004201 | 0.00040033 | 0.00038252 | 0.00036562 | 0.00035039 | 0.00034126 | 0.00044129
NEM | Gas - Steam | 0 | 0 | 0 | 0 | 0 | 0 | 0 | 0 | 0 | 0 | 0 | 0 | 0 | 0 | 0 | 0 | 0 | 0 | 0 | 0 | 0 | 0 | 0 | 0 | 0 | 0 | 0 | 0 | 0
NEM | OCGT / Diesel | 0.0007042 | 0.00069735 | 0.00068733 | 0.00065884 | 0.00062866 | 0.00059987 | 0.00057393 | 0.00056033 | 0.0005464 | 0.00055583 | 0.00058767 | 0.00099808 | 0.00095237 | 0.00090875 | 225.2589 | 214.3407 | 8626.0359 | 8230.9503 | 11833.1508 | 11259.6011 | 15781.0336 | 15965.6751 | 21421.3844 | 24597.3443 | 23470.7484 | 29900.7569 | 28607.5871 | 28687.3649 | 30508.4303
NEM | Hydro | 0 | 0 | 0 | 0 | 0 | 0 | 0 | 0 | 0 | 0 | 0 | 0 | 0 | 0 | 0 | 0 | 0 | 0 | 0 | 0 | 0 | 0 | 0 | 0 | 0 | 0 | 0 | 0 | 0
NEM | Wind | 143185.8405 | 142034.9624 | 183249.822 | 282824.7413 | 271296.8316 | 270735.4116 | 322619.1551 | 346094.9081 | 363053.1227 | 348776.8794 | 350961.8253 | 395715.4392 | 408113.9604 | 396494.435 | 385739.2744 | 377935.5405 | 400032.7407 | 400205.7415 | 387579.9597 | 376393.3539 | 383793.1031 | 385178.9944 | 374917.5948 | 361006.2337 | 364398.6355 | 383098.2386 | 370921.3702 | 358445.7093 | 357255.4739
NEM | Solar PV | 0.0011193 | 0.0018947 | 0.0020624 | 0.0056976 | 4228.1192 | 4034.4663 | 4762.2789 | 7583.0282 | 47006.0361 | 46911.5883 | 49846.9521 | 76340.1246 | 86849.4488 | 83631.3172 | 80417.4678 | 76519.6541 | 117204.5815 | 115564.3413 | 118881.3068 | 132038.2381 | 151393.5223 | 184244.9954 | 190076.4467 | 180863.4908 | 174151.2417 | 194538.5543 | 186125.0082 | 177103.5775 | 172724.4638
NEM | Grid Battery | 0.00086433 | 0.0012494 | 0.0011954 | 0.0016356 | 0.002235 | 0.0022618 | 0.0031233 | 0.0062973 | 0.011419 | 0.011603 | 0.011299 | 2409.2638 | 5576.6514 | 5321.2322 | 8035.7304 | 7646.2407 | 12173.4703 | 11615.9068 | 15253.505 | 14514.1716 | 24216.9372 | 26073.9085 | 24946.245 | 34685.7026 | 33097.0445 | 39319.3425 | 37618.8308 | 40336.6236 | 39463.3964
NEM | Pumped Hydro | 0 | 0 | 0.0017595 | 0.0022142 | 0.0021387 | 0.002637 | 0.0027834 | 0.0042326 | 22893.995 | 21845.4163 | 20900.63 | 35029.829 | 35873.5108 | 34230.4492 | 35259.6953 | 33550.667 | 38337.7379 | 36581.811 | 34999.6948 | 33303.2687 | 40692.0713 | 46613.9643 | 44597.9694 | 42450.0513 | 40505.7742 | 38679.1968 | 37006.3706 | 35953.1471 | 34306.4381
NEM | VPP | 0 | 0 | 0 | 0 | 0 | 0 | 0 | 0 | 0 | 0 | 0 | 0 | 0 | 0 | 0 | 0 | 0 | 0 | 0 | 0 | 0 | 0 | 0 | 0 | 0 | 0 | 0 | 0 | 0
Total excluding storage |  | 143185.8425 | 142034.9651 | 183249.8249 | -215665.1068 | -107427.0244 | -316250.0583 | -289420.4822 | -309201.6755 | -184125.4365 | -139295.7414 | 300571.7247 | 515768.2278 | 236835.7517 | 93565.3454 | 193305.9275 | 202934.773 | 311790.1441 | 319732.6056 | 322860.3406 | 332515.7075 | 535311.3816 | 408634.2024 | 414323.1678 | 405845.0366 | 414560.6061 | 472370.824 | 491063.1167 | 558350.9055 | 554872.1981
Region | Technology | 2021-22 | 2022-23 | 2023-24 | 2024-25 | 2025-26 | 2026-27 | 2027-28 | 2028-29 | 2029-30 | 2030-31 | 2031-32 | 2032-33 | 2033-34 | 2034-35 | 2035-36 | 2036-37 | 2037-38 | 2038-39 | 2039-40 | 2040-41 | 2041-42 | 2042-43 | 2043-44 | 2044-45 | 2045-46 | 2046-47 | 2047-48 | 2048-49 | 2049-50
NSW1 | Black Coal | 0 | 0 | 0 | -39008.797 | 65281.4031 | -116684.258 | -111637.8117 | -106226.756 | -89239.1333 | -85151.8448 | -86084.3184 | 229971.4371 | -59076.6143 | -56370.8151 | -0.00060633 | -0.00057695 | -0.00055052 | -0.00052531 | -0.00050259 | -0.00047823 | -12664.1493 | 0 | 0 | 0 | 0 | 0 | 0 | 0 | 0
NSW1 | Brown Coal | 0 | 0 | 0 | 0 | 0 | 0 | 0 | 0 | 0 | 0 | 0 | 0 | 0 | 0 | 0 | 0 | 0 | 0 | 0 | 0 | 0 | 0 | 0 | 0 | 0 | 0 | 0 | 0 | 0
NSW1 | CCGT | 4.1616e-05 | 4.1211e-05 | 4.2462e-05 | 5.1232e-05 | 4.8886e-05 | 4.6647e-05 | 4.8195e-05 | 4.7194e-05 | 4.5033e-05 | 4.3863e-05 | 4.4864e-05 | 7.8596e-05 | 7.4996e-05 | 7.1561e-05 | 7.2627e-05 | 6.9106e-05 | 0.0001041 | 9.9334e-05 | 9.5038e-05 | 9.0431e-05 | 9.9638e-05 | 9.5075e-05 | 0.00010757 | 0.00010235 | 9.7665e-05 | 9.3192e-05 | 8.9162e-05 | 8.484e-05 | 8.0954e-05
NSW1 | Gas - Steam | 0 | 0 | 0 | 0 | 0 | 0 | 0 | 0 | 0 | 0 | 0 | 0 | 0 | 0 | 0 | 0 | 0 | 0 | 0 | 0 | 0 | 0 | 0 | 0 | 0 | 0 | 0 | 0 | 0
NSW1 | OCGT / Diesel | 0.0001456 | 0.0001461 | 0.00014827 | 0.00014478 | 0.00013815 | 0.00013182 | 0.00012612 | 0.00012001 | 0.00011451 | 0.00011351 | 0.00011564 | 0.000236 | 0.00022519 | 0.00021488 | 0.00075244 | 0.00071597 | 5245.283 | 5005.0411 | 4788.5794 | 4556.4782 | 4347.7846 | 4148.6494 | 6754.466 | 8487.7681 | 8099.0154 | 7728.0681 | 7393.8389 | 7035.4615 | 6713.2267
NSW1 | Hydro | 0 | 0 | 0 | 0 | 0 | 0 | 0 | 0 | 0 | 0 | 0 | 0 | 0 | 0 | 0 | 0 | 0 | 0 | 0 | 0 | 0 | 0 | 0 | 0 | 0 | 0 | 0 | 0 | 0
NSW1 | Wind | 35486.5344 | 39268.4489 | 80003.0717 | 116416.2605 | 111084.2183 | 113622.9802 | 129647.3727 | 125362.9689 | 150062.9563 | 143189.8438 | 136997.0646 | 171452.4856 | 163599.6999 | 156106.5838 | 149355.1748 | 146656.7533 | 139939.6504 | 148417.6129 | 141998.7392 | 135116.0975 | 138551.4308 | 137814.6285 | 131854.3204 | 125463.3758 | 135582.2244 | 146205.9628 | 144274.3852 | 138511.5036 | 132167.4661
NSW1 | Solar PV | 0.00026618 | 0.00045058 | 0.00047668 | 0.001394 | 4228.1135 | 4034.4607 | 3859.976 | 6724.4593 | 46186.7909 | 44071.3653 | 42165.3346 | 47748.72 | 55395.2127 | 52858.0274 | 50975.0838 | 48504.3348 | 69995.9927 | 70517.9779 | 73088.2594 | 82161.7728 | 88660.4161 | 105381.2285 | 106864.5274 | 101684.8316 | 97027.511 | 102291.7076 | 97867.7208 | 93124.0979 | 88858.8723
NSW1 | Grid Battery | 0.00029893 | 0.00042923 | 0.00041067 | 0.00060514 | 0.00066518 | 0.00067988 | 0.0009797 | 0.0011085 | 0.006103 | 0.0059044 | 0.0057178 | 0.0087882 | 0.0083857 | 0.0080016 | 0.010953 | 0.010422 | 0.010238 | 0.0097691 | 4139.9806 | 3939.3169 | 12419.8075 | 11850.9613 | 11338.4222 | 20665.2871 | 19718.7854 | 18815.6349 | 18001.8826 | 17129.336 | 16344.7863
NSW1 | Pumped Hydro | 0 | 0 | 0.00050048 | 0.00060538 | 0.00057765 | 0.00055119 | 0.0007015 | 0.0006849 | 22893.9913 | 21845.4116 | 20900.6252 | 19887.578 | 18976.6965 | 18107.5349 | 17324.4073 | 16484.6978 | 15729.6735 | 15009.2304 | 14360.1009 | 13664.0706 | 16949.707 | 16173.3845 | 15473.9061 | 14723.8899 | 14049.5133 | 13406.0241 | 12826.2306 | 12204.5465 | 11645.5596
NSW1 | VPP | 0 | 0 | 0 | 0 | 0 | 0 | 0 | 0 | 0 | 0 | 0 | 0 | 0 | 0 | 0 | 0 | 0 | 0 | 0 | 0 | 0 | 0 | 0 | 0 | 0 | 0 | 0 | 0 | 0
Total excluding storage |  | 35486.5348 | 39268.4495 | 80003.0724 | 77407.465 | 180593.735 | 973.183 | 21869.5372 | 25860.6724 | 107010.614 | 102109.3645 | 93078.081 | 449172.643 | 159918.2986 | 152593.7964 | 200330.2589 | 195161.0883 | 215180.9257 | 223940.6314 | 219875.5775 | 221834.3482 | 218895.4822 | 247344.5065 | 245473.314 | 235635.9756 | 240708.7509 | 256225.7386 | 249535.945 | 238671.063 | 227739.5653
Region | Technology | 2021-22 | 2022-23 | 2023-24 | 2024-25 | 2025-26 | 2026-27 | 2027-28 | 2028-29 | 2029-30 | 2030-31 | 2031-32 | 2032-33 | 2033-34 | 2034-35 | 2035-36 | 2036-37 | 2037-38 | 2038-39 | 2039-40 | 2040-41 | 2041-42 | 2042-43 | 2043-44 | 2044-45 | 2045-46 | 2046-47 | 2047-48 | 2048-49 | 2049-50
QLD1 | Black Coal | 0 | 0 | 0 | -150563.0961 | -143667.0324 | -145530.6052 | -36786.3907 | -110976.9952 | -113203.3516 | -108018.4653 | 280089.7772 | 62522.7553 | 38335.9113 | -103675.3222 | -56358.2579 | -45521.1936 | -17304.6248 | -16512.0466 | -15797.9215 | -16246.248 | 160108.2888 | -21125.2938 | -23192.897 | -18939.7844 | -12267.0234 | -6165.7753 | -6185.559 | -5885.7466 | -5616.1704
QLD1 | Brown Coal | 0 | 0 | 0 | 0 | 0 | 0 | 0 | 0 | 0 | 0 | 0 | 0 | 0 | 0 | 0 | 0 | 0 | 0 | 0 | 0 | 0 | 0 | 0 | 0 | 0 | 0 | 0 | 0 | 0
QLD1 | CCGT | 4.3306e-05 | 4.2434e-05 | 4.3204e-05 | 5.6828e-05 | 5.4225e-05 | 5.1741e-05 | 5.1617e-05 | 5.3196e-05 | 5.076e-05 | 5.2343e-05 | 6.0711e-05 | 7.6267e-05 | 7.2773e-05 | 6.944e-05 | 6.6437e-05 | 6.3217e-05 | 6.7385e-05 | 6.4298e-05 | 7.8355e-05 | 7.4557e-05 | 7.1142e-05 | 7.5924e-05 | 7.264e-05 | 6.9119e-05 | 6.5953e-05 | 6.2933e-05 | 6.0211e-05 | 5.7293e-05 | 5.4668e-05
QLD1 | Gas - Steam | 0 | 0 | 0 | 0 | 0 | 0 | 0 | 0 | 0 | 0 | 0 | 0 | 0 | 0 | 0 | 0 | 0 | 0 | 0 | 0 | 0 | 0 | 0 | 0 | 0 | 0 | 0 | 0 | 0
QLD1 | OCGT / Diesel | 0.00014338 | 0.00014377 | 0.00014515 | 0.00013924 | 0.00013287 | 0.00012678 | 0.0001213 | 0.000122 | 0.00011814 | 0.00012214 | 0.00014624 | 0.00020539 | 0.00019599 | 0.00018701 | 0.00017892 | 0.00017025 | 0.00019542 | 0.00018647 | 3958.1788 | 3766.3269 | 3593.8234 | 4336.6577 | 4149.1027 | 3947.9968 | 3767.1725 | 11099.6349 | 10619.5898 | 11571.2411 | 11041.2606
QLD1 | Hydro | 0 | 0 | 0 | 0 | 0 | 0 | 0 | 0 | 0 | 0 | 0 | 0 | 0 | 0 | 0 | 0 | 0 | 0 | 0 | 0 | 0 | 0 | 0 | 0 | 0 | 0 | 0 | 0 | 0
QLD1 | Wind | 91016.1671 | 86847.4876 | 83091.444 | 107902.563 | 104386.3559 | 99605.3014 | 96046.4308 | 105223.3094 | 100403.9212 | 95805.2683 | 96244.9031 | 99775.6404 | 112629.8694 | 107471.2495 | 106084.1171 | 103429.7961 | 108277.6545 | 103318.3726 | 98849.9839 | 94058.7509 | 98848.8006 | 107014.9441 | 102386.6835 | 101684.82 | 100119.0924 | 103165.7827 | 98703.9933 | 98192.5775 | 107951.9788
QLD1 | Solar PV | 0.00034227 | 0.00059168 | 0.00062412 | 0.0013957 | 0.0013404 | 0.0012956 | 0.0012745 | 0.0015453 | 0.0014952 | 0.0016249 | 1359.9228 | 4939.5015 | 8885.6261 | 8478.6509 | 8111.96 | 7718.7754 | 20814.9485 | 19861.5921 | 21461.5317 | 26724.2903 | 33010.2389 | 50502.252 | 48318.0936 | 45976.1282 | 43870.3513 | 50096.8711 | 47930.2449 | 45607.0784 | 45884.4183
QLD1 | Grid Battery | 0.00014704 | 0.00020353 | 0.00019472 | 0.00027914 | 0.00044035 | 0.00042018 | 0.00070093 | 0.0033836 | 0.0032286 | 0.0030808 | 0.0029475 | 2396.3097 | 5564.2905 | 5309.4375 | 5079.8111 | 4833.594 | 8141.2754 | 7768.3925 | 7432.4194 | 7072.172 | 6748.2557 | 9405.3192 | 8998.5511 | 8562.3937 | 8170.223 | 15534.2074 | 14862.3726 | 18683.1649 | 17827.4475
QLD1 | Pumped Hydro | 0 | 0 | 0.00024053 | 0.00032134 | 0.0003091 | 0.00037541 | 0.0004017 | 0.0012717 | 0.0012135 | 0.0011579 | 0.0011078 | 3529.0726 | 5815.5371 | 5549.1766 | 5309.1817 | 5051.8471 | 10821.2088 | 10325.5809 | 9879.0126 | 9400.1795 | 9912.2601 | 17243.9155 | 16498.138 | 15698.4775 | 14979.4633 | 14322.0299 | 13702.6203 | 13778.9235 | 13147.8277
QLD1 | VPP | 0 | 0 | 0 | 0 | 0 | 0 | 0 | 0 | 0 | 0 | 0 | 0 | 0 | 0 | 0 | 0 | 0 | 0 | 0 | 0 | 0 | 0 | 0 | 0 | 0 | 0 | 0 | 0 | 0
Total excluding storage |  | 91016.1676 | 86847.4884 | 83091.4448 | -42660.5315 | -39280.675 | -45925.3023 | 59260.0415 | -5753.684 | -12799.4287 | -12213.1953 | 377694.6033 | 167237.8975 | 159851.4071 | 12274.5784 | 57837.8194 | 65627.3781 | 111787.9785 | 106667.9184 | 108471.7729 | 108303.1201 | 295561.1517 | 140728.5602 | 131660.9829 | 132669.1606 | 135489.5929 | 158196.5135 | 151068.269 | 149485.1505 | 159261.4873
Region | Technology | 2021-22 | 2022-23 | 2023-24 | 2024-25 | 2025-26 | 2026-27 | 2027-28 | 2028-29 | 2029-30 | 2030-31 | 2031-32 | 2032-33 | 2033-34 | 2034-35 | 2035-36 | 2036-37 | 2037-38 | 2038-39 | 2039-40 | 2040-41 | 2041-42 | 2042-43 | 2043-44 | 2044-45 | 2045-46 | 2046-47 | 2047-48 | 2048-49 | 2049-50
VIC1 | Black Coal | 0 | 0 | 0 | 0 | 0 | 0 | 0 | 0 | 0 | 0 | 0 | 0 | 0 | 0 | 0 | 0 | 0 | 0 | 0 | 0 | 0 | 0 | 0 | 0 | 0 | 0 | 0 | 0 | 0
VIC1 | Brown Coal | 0 | 0 | 0 | -308917.9615 | -304566.3466 | -328805.0739 | -468377.7146 | -445675.8615 | -391742.1112 | -341813.8997 | -294242.5123 | -248781.5297 | -237386.9557 | -226514.2706 | -216717.8154 | -206213.5683 | -196768.589 | -187756.3808 | -179636.1552 | -170929.2374 | -163100.4173 | -155630.1692 | -148899.3615 | -141682.2482 | -135192.9965 | -129000.9508 | -88405.2902 | 0 | 0
VIC1 | CCGT | 3.7425e-05 | 3.5711e-05 | 3.5728e-05 | 5.735e-05 | 5.4723e-05 | 5.2217e-05 | 5.3211e-05 | 5.7676e-05 | 5.5035e-05 | 5.5057e-05 | 5.8423e-05 | 7.7737e-05 | 7.4177e-05 | 7.0779e-05 | 6.7718e-05 | 6.4436e-05 | 8.9849e-05 | 8.5734e-05 | 8.2026e-05 | 7.805e-05 | 0.00010964 | 0.00010462 | 0.00015651 | 0.00014892 | 0.0001421 | 0.00013559 | 0.00012973 | 0.00013056 | 0.00023982
VIC1 | Gas - Steam | 0 | 0 | 0 | 0 | 0 | 0 | 0 | 0 | 0 | 0 | 0 | 0 | 0 | 0 | 0 | 0 | 0 | 0 | 0 | 0 | 0 | 0 | 0 | 0 | 0 | 0 | 0 | 0 | 0
VIC1 | OCGT / Diesel | 0.00013819 | 0.00013695 | 0.00013398 | 0.00012749 | 0.00012165 | 0.00011608 | 0.00011106 | 0.00010985 | 0.0001074 | 0.00011174 | 0.0001155 | 0.00023812 | 0.00022721 | 0.0002168 | 0.012017 | 0.011435 | 1722.4714 | 1643.5796 | 1572.4969 | 1496.2784 | 6335.8264 | 6045.6358 | 8412.607 | 10158.4097 | 9693.1391 | 9249.1785 | 8849.1632 | 8420.2466 | 11169.5769
VIC1 | Hydro | 0 | 0 | 0 | 0 | 0 | 0 | 0 | 0 | 0 | 0 | 0 | 0 | 0 | 0 | 0 | 0 | 0 | 0 | 0 | 0 | 0 | 0 | 0 | 0 | 0 | 0 | 0 | 0 | 0
VIC1 | Wind | 0.0042507 | 0.004077 | 0.0042246 | 25616.236 | 24442.9733 | 27561.2475 | 62654.6104 | 68902.6478 | 65746.8013 | 62735.4979 | 70582.4409 | 67161.3284 | 75243.4687 | 77018.2484 | 73687.3067 | 72294.5936 | 97197.0015 | 92745.2305 | 88734.1168 | 90584.5604 | 88960.7049 | 85547.7344 | 81847.9032 | 77880.7567 | 74313.6992 | 70910.0184 | 67843.25 | 64554.9053 | 61598.1923
VIC1 | Solar PV | 0.00011159 | 0.0001629 | 0.00017047 | 0.00096805 | 0.0014569 | 0.0014749 | 902.2961 | 858.5621 | 819.2386 | 2840.2147 | 5250.9729 | 22633.0784 | 21596.4488 | 20607.2985 | 19716.059 | 18760.4267 | 18451.5116 | 17606.4042 | 16844.9495 | 16028.48 | 22925.4485 | 21875.4279 | 25133.5801 | 23915.362 | 24391.5768 | 33694.0571 | 32236.8318 | 30674.321 | 29269.3902
VIC1 | Grid Battery | 0.00013692 | 0.00020295 | 0.00019418 | 0.0002686 | 0.00042306 | 0.00044364 | 0.00054423 | 0.00070139 | 0.00077562 | 0.0011565 | 0.0011766 | 0.012187 | 0.011629 | 0.011096 | 0.010617 | 0.010102 | 0.0096413 | 0.0091997 | 0.0088018 | 0.0083752 | 0.0086694 | 0.0082723 | 0.0079146 | 1072.1677 | 1023.0608 | 976.2031 | 933.9835 | 888.7136 | 1822.2608
VIC1 | Pumped Hydro | 0 | 0 | 0.00026424 | 0.00054975 | 0.00052457 | 0.00094965 | 0.00090858 | 0.0015112 | 0.0017006 | 0.0028452 | 0.0028857 | 11613.1774 | 11081.2762 | 10573.7368 | 12626.1053 | 12014.1212 | 11786.8545 | 11246.9986 | 10760.5802 | 10239.0176 | 13830.103 | 13196.6632 | 12625.9242 | 12027.6826 | 11476.7963 | 10951.1415 | 10477.5185 | 9969.6759 | 9513.0496
VIC1 | VPP | 0 | 0 | 0 | 0 | 0 | 0 | 0 | 0 | 0 | 0 | 0 | 0 | 0 | 0 | 0 | 0 | 0 | 0 | 0 | 0 | 0 | 0 | 0 | 0 | 0 | 0 | 0 | 0 | 0
Total excluding storage |  | 0.0045378 | 0.0044126 | 0.0045648 | -283301.7243 | -280123.3717 | -301243.8247 | -404820.8079 | -375914.6515 | -325176.0711 | -276238.1869 | -218409.0984 | -158987.1226 | -140547.0379 | -128888.7235 | -123314.4376 | -115158.5366 | -79397.6043 | -75761.1664 | -72484.5919 | -62819.9186 | -44878.4375 | -42161.3709 | -33505.271 | -29727.7197 | -26794.5813 | -15147.6967 | 20523.955 | 103649.473 | 102037.1596
Region | Technology | 2021-22 | 2022-23 | 2023-24 | 2024-25 | 2025-26 | 2026-27 | 2027-28 | 2028-29 | 2029-30 | 2030-31 | 2031-32 | 2032-33 | 2033-34 | 2034-35 | 2035-36 | 2036-37 | 2037-38 | 2038-39 | 2039-40 | 2040-41 | 2041-42 | 2042-43 | 2043-44 | 2044-45 | 2045-46 | 2046-47 | 2047-48 | 2048-49 | 2049-50
SA1 | Black Coal | 0 | 0 | 0 | 0 | 0 | 0 | 0 | 0 | 0 | 0 | 0 | 0 | 0 | 0 | 0 | 0 | 0 | 0 | 0 | 0 | 0 | 0 | 0 | 0 | 0 | 0 | 0 | 0 | 0
SA1 | Brown Coal | 0 | 0 | 0 | 0 | 0 | 0 | 0 | 0 | 0 | 0 | 0 | 0 | 0 | 0 | 0 | 0 | 0 | 0 | 0 | 0 | 0 | 0 | 0 | 0 | 0 | 0 | 0 | 0 | 0
SA1 | CCGT | 3.7055e-05 | 3.5358e-05 | 4.2376e-05 | 4.7648e-05 | 4.5466e-05 | 4.3383e-05 | 4.1507e-05 | 3.9495e-05 | 3.7686e-05 | 3.9021e-05 | 3.8188e-05 | 5.4488e-05 | 5.1993e-05 | 4.9611e-05 | 5.48e-05 | 5.2143e-05 | 7.3804e-05 | 7.0424e-05 | 6.7378e-05 | 6.4112e-05 | 7.2985e-05 | 6.9642e-05 | 6.7148e-05 | 6.3893e-05 | 6.0966e-05 | 5.8174e-05 | 5.5658e-05 | 5.296e-05 | 5.0535e-05
SA1 | Gas - Steam | 0 | 0 | 0 | 0 | 0 | 0 | 0 | 0 | 0 | 0 | 0 | 0 | 0 | 0 | 0 | 0 | 0 | 0 | 0 | 0 | 0 | 0 | 0 | 0 | 0 | 0 | 0 | 0 | 0
SA1 | OCGT / Diesel | 0.00013804 | 0.00013673 | 0.0001319 | 0.00012551 | 0.00011976 | 0.00011428 | 0.00010933 | 0.00010667 | 0.00010489 | 0.00010678 | 0.00010801 | 0.00020031 | 0.00019113 | 0.00018238 | 225.2459 | 214.3283 | 1658.2812 | 1582.3294 | 1513.8956 | 1440.5175 | 1503.5992 | 1434.7321 | 2105.2085 | 2003.1696 | 1911.4214 | 1823.8753 | 1744.995 | 1660.4156 | 1584.366
SA1 | Hydro | 0 | 0 | 0 | 0 | 0 | 0 | 0 | 0 | 0 | 0 | 0 | 0 | 0 | 0 | 0 | 0 | 0 | 0 | 0 | 0 | 0 | 0 | 0 | 0 | 0 | 0 | 0 | 0 | 0
SA1 | Wind | 6257.4507 | 5970.8499 | 7732.8914 | 21069.3821 | 20104.3722 | 19183.562 | 21365.7003 | 31844.6898 | 30386.1543 | 29124.0258 | 27864.4488 | 36953.4743 | 35260.9488 | 33645.9437 | 33551.0654 | 31924.854 | 30462.6477 | 31138.5418 | 32952.7596 | 31355.5479 | 33311.5587 | 31785.84 | 36808.2465 | 35024.1651 | 34390.1882 | 43738.7729 | 41847.1264 | 39818.8071 | 38965.398
SA1 | Solar PV | 0.00035537 | 0.00061542 | 0.00070356 | 0.0018197 | 0.0027431 | 0.002619 | 0.0053067 | 0.0050511 | 0.0048197 | 0.0062933 | 1070.7216 | 1018.8244 | 972.1608 | 1687.3401 | 1614.3648 | 1536.117 | 7942.1284 | 7578.3668 | 7486.5658 | 7123.694 | 6797.4181 | 6486.0862 | 9760.2448 | 9287.1683 | 8861.8018 | 8455.9178 | 8090.21 | 7698.0797 | 8711.7824
SA1 | Grid Battery | 0.00014172 | 0.00022058 | 0.00021104 | 0.000266 | 0.00040967 | 0.00043227 | 0.00056199 | 0.00071358 | 0.00088719 | 0.0010344 | 0.001002 | 12.9327 | 12.3403 | 11.7751 | 2955.8973 | 2812.6257 | 4032.1746 | 3847.4948 | 3681.0955 | 3502.6738 | 5048.8648 | 4817.6191 | 4609.2632 | 4385.8534 | 4184.9746 | 3993.2964 | 3820.5914 | 3635.4083 | 3468.9011
SA1 | Pumped Hydro | 0 | 0 | 0.00019718 | 0.00019956 | 0.00019042 | 0.00021777 | 0.00021624 | 0.00021279 | 0.0002129 | 0.00023409 | 0.00022638 | 0.00039291 | 0.00037491 | 0.00035774 | 0.00041685 | 0.00039665 | 0.00049649 | 0.00047375 | 0.00045326 | 0.00043129 | 0.00051219 | 0.00048873 | 0.00046759 | 0.00069056 | 0.00065893 | 0.00062875 | 0.00060156 | 0.0005724 | 0.00054618
SA1 | VPP | 0 | 0 | 0 | 0 | 0 | 0 | 0 | 0 | 0 | 0 | 0 | 0 | 0 | 0 | 0 | 0 | 0 | 0 | 0 | 0 | 0 | 0 | 0 | 0 | 0 | 0 | 0 | 0 | 0
Total excluding storage |  | 6257.4513 | 5970.8507 | 7732.8922 | 21069.3841 | 20104.3751 | 19183.5648 | 21365.7058 | 31844.695 | 30386.1593 | 29124.0323 | 28935.1705 | 37972.299 | 36233.1098 | 35333.284 | 35390.6761 | 33675.2992 | 40063.0573 | 40299.2381 | 41953.2211 | 39919.7595 | 41612.576 | 39706.6583 | 48673.6999 | 46314.5031 | 45163.4114 | 54018.5661 | 51682.3316 | 49177.3024 | 49261.5465
Region | Technology | 2021-22 | 2022-23 | 2023-24 | 2024-25 | 2025-26 | 2026-27 | 2027-28 | 2028-29 | 2029-30 | 2030-31 | 2031-32 | 2032-33 | 2033-34 | 2034-35 | 2035-36 | 2036-37 | 2037-38 | 2038-39 | 2039-40 | 2040-41 | 2041-42 | 2042-43 | 2043-44 | 2044-45 | 2045-46 | 2046-47 | 2047-48 | 2048-49 | 2049-50
TAS1 | Black Coal | 0 | 0 | 0 | 0 | 0 | 0 | 0 | 0 | 0 | 0 | 0 | 0 | 0 | 0 | 0 | 0 | 0 | 0 | 0 | 0 | 0 | 0 | 0 | 0 | 0 | 0 | 0 | 0 | 0
TAS1 | Brown Coal | 0 | 0 | 0 | 0 | 0 | 0 | 0 | 0 | 0 | 0 | 0 | 0 | 0 | 0 | 0 | 0 | 0 | 0 | 0 | 0 | 0 | 0 | 0 | 0 | 0 | 0 | 0 | 0 | 0
TAS1 | CCGT | 3.0144e-05 | 2.8764e-05 | 2.752e-05 | 2.6186e-05 | 2.4986e-05 | 2.3842e-05 | 2.2811e-05 | 2.1705e-05 | 2.0711e-05 | 1.9762e-05 | 1.8908e-05 | 1.9205e-05 | 1.8326e-05 | 1.7486e-05 | 1.7344e-05 | 1.7085e-05 | 1.7017e-05 | 1.6797e-05 | 1.7214e-05 | 1.638e-05 | 1.6468e-05 | 1.6199e-05 | 1.6239e-05 | 1.6048e-05 | 1.5834e-05 | 1.5726e-05 | 1.5636e-05 | 1.561e-05 | 1.5315e-05
TAS1 | Gas - Steam | 0 | 0 | 0 | 0 | 0 | 0 | 0 | 0 | 0 | 0 | 0 | 0 | 0 | 0 | 0 | 0 | 0 | 0 | 0 | 0 | 0 | 0 | 0 | 0 | 0 | 0 | 0 | 0 | 0
TAS1 | OCGT / Diesel | 0.00013899 | 0.00013381 | 0.00012802 | 0.00012182 | 0.00011624 | 0.00011091 | 0.00010612 | 0.00010181 | 0.00010146 | 0.00010166 | 0.0001023 | 0.00011827 | 0.00011285 | 0.00010768 | 0.00010431 | 0.00010245 | 0.00010458 | 0.00010305 | 0.00011871 | 0.00011295 | 0.00010865 | 0.00010458 | 0.00010426 | 0.00010755 | 0.00010468 | 0.00010482 | 0.00010522 | 0.00010638 | 0.00010585
TAS1 | Hydro | 0 | 0 | 0 | 0 | 0 | 0 | 0 | 0 | 0 | 0 | 0 | 0 | 0 | 0 | 0 | 0 | 0 | 0 | 0 | 0 | 0 | 0 | 0 | 0 | 0 | 0 | 0 | 0 | 0
TAS1 | Wind | 10425.6841 | 9948.1719 | 12422.4106 | 11820.2996 | 11278.9119 | 10762.3205 | 12905.0409 | 14761.2923 | 16453.2896 | 17922.2436 | 19272.968 | 20372.5106 | 21379.9736 | 22252.4097 | 23061.6103 | 23629.5436 | 24155.7865 | 24585.9837 | 25044.3603 | 25278.3973 | 24120.6081 | 23015.8474 | 22020.4412 | 20953.1161 | 19993.4314 | 19077.7017 | 18252.6153 | 17367.9158 | 16572.4387
TAS1 | Solar PV | 4.3888e-05 | 7.4102e-05 | 8.7578e-05 | 0.00012018 | 0.00011467 | 0.00015472 | 0.00025187 | 0.00024474 | 0.00030023 | 0.00031505 | 0.00030143 | 0.00028682 | 0.00027368 | 0.00026115 | 0.00024985 | 0.00023774 | 0.00023713 | 0.00027132 | 0.00044211 | 0.00089287 | 0.00085197 | 0.00081295 | 0.00077779 | 0.00074009 | 0.0007062 | 0.00067385 | 0.00064471 | 0.00061346 | 0.00058536
TAS1 | Grid Battery | 0.00013972 | 0.0001931 | 0.00018475 | 0.00021676 | 0.00029673 | 0.00028582 | 0.00033649 | 0.00039017 | 0.00042492 | 0.00042651 | 0.00045533 | 0.00051342 | 0.00048991 | 0.00046747 | 0.0004869 | 0.00046953 | 0.00051471 | 0.00050496 | 0.00059168 | 0.000563 | 0.00061691 | 0.00061808 | 0.00062875 | 0.00065511 | 0.00068376 | 0.00068595 | 0.00071057 | 0.0007537 | 0.00076176
TAS1 | Pumped Hydro | 0 | 0 | 0.0005571 | 0.00053817 | 0.000537 | 0.00054297 | 0.00055543 | 0.00055202 | 0.00055119 | 0.0005521 | 0.00055973 | 0.00063143 | 0.00060251 | 0.00057727 | 0.00057869 | 0.00057962 | 0.00059783 | 0.00058324 | 0.00065726 | 0.0006254 | 0.00062442 | 0.00059859 | 0.0006149 | 0.00062618 | 0.00061019 | 0.00060158 | 0.00060192 | 0.00063713 | 0.00061116
TAS1 | VPP | 0 | 0 | 0 | 0 | 0 | 0 | 0 | 0 | 0 | 0 | 0 | 0 | 0 | 0 | 0 | 0 | 0 | 0 | 0 | 0 | 0 | 0 | 0 | 0 | 0 | 0 | 0 | 0 | 0
Total excluding storage |  | 10425.6843 | 9948.1721 | 12422.4109 | 11820.2999 | 11278.9121 | 10762.3208 | 12905.0413 | 14761.2927 | 16453.29 | 17922.2441 | 19272.9684 | 20372.511 | 21379.974 | 22252.4101 | 23061.6107 | 23629.544 | 24155.7869 | 24585.9841 | 25044.3608 | 25278.3983 | 24120.6091 | 23015.8483 | 22020.4421 | 20953.117 | 19993.4322 | 19077.7025 | 18252.616 | 17367.9165 | 16572.4394

## BaseCase_Fuel Cost
Fuel cost by technology ($000s) - Base Case, Step Change Scenario
Fuel | Real June 2020 dollars discounted to 1 July 2020
Explicitly modelled generation
Region | Technology | 2021-22 | 2022-23 | 2023-24 | 2024-25 | 2025-26 | 2026-27 | 2027-28 | 2028-29 | 2029-30 | 2030-31 | 2031-32 | 2032-33 | 2033-34 | 2034-35 | 2035-36 | 2036-37 | 2037-38 | 2038-39 | 2039-40 | 2040-41 | 2041-42 | 2042-43 | 2043-44 | 2044-45 | 2045-46 | 2046-47 | 2047-48 | 2048-49 | 2049-50
NEM | Black Coal | 1487207.2729 | 1303623.2835 | 1211443.1122 | 1000327.8906 | 855752.1742 | 756263.4316 | 683021.739 | 707016.3063 | 558342.0324 | 524015.2039 | 459031.5509 | 306630.5337 | 301228.0588 | 256092.5095 | 193635.4402 | 179679.7586 | 178206.2939 | 166432.9934 | 149053.9192 | 138186.5389 | 100415.575 | 59401.0358 | 38066.0973 | 30323.536 | 27128.7295 | 26342.8757 | 24930.0021 | 22134.4003 | 21598.3812
NEM | Brown Coal | 207758.4189 | 172528.1391 | 172998.3105 | 82833.1435 | 77337.175 | 58937.3185 | 0.053819 | 0.037347 | 0.032964 | 0.031636 | 0.02794 | 0.026708 | 0.026757 | 0.023763 | 0.022423 | 0.017485 | 0.010284 | 0.010601 | 0.0086587 | 0.0073631 | 0.0085557 | 0.0090067 | 0.0089814 | 0.0079273 | 0.0034953 | 0.0037411 | 0.00086387 | 0 | 0
NEM | CCGT | 173881.0657 | 162734.8207 | 119594.5694 | 187826.0477 | 219271.2045 | 185948.4763 | 195359.2994 | 194475.5657 | 166431.4353 | 187426.9721 | 212254.4399 | 241424.9637 | 255843.3847 | 234632.3458 | 201140.3443 | 166533.048 | 138245.9185 | 131717.1419 | 110876.9119 | 105756.4794 | 109669.7779 | 116528.1328 | 69378.6975 | 61063.9446 | 29454.2542 | 21241.8846 | 20306.4656 | 19298.0091 | 18387.7602
NEM | Gas - Steam | 83423.2047 | 78243.9132 | 72509.1756 | 21917.5203 | 22096.8824 | 21793.1321 | 22998.5769 | 27036.0797 | 14598.8752 | 21160.7362 | 44405.4699 | 88397.9393 | 81201.3966 | 106044.8397 | 30083.6855 | 25188.5215 | 42539.562 | 58926.2355 | 3678.1518 | 3965.028 | 4898.1145 | 5059.49 | 4264.4125 | 3973.4415 | 3300.8428 | 0 | 0 | 0 | 0
NEM | OCGT / Diesel | 5202.4918 | 1846.6525 | 8402.6686 | 29406.5162 | 20442.5081 | 21852.3043 | 21294.7185 | 33274.141 | 9499.1881 | 26516.9463 | 45155.1925 | 106829.3601 | 75763.8585 | 114309.0738 | 103308.7914 | 118062.5488 | 235454.2693 | 218071.4075 | 351159.9848 | 394147.2089 | 401006.2224 | 489258.1608 | 613873.3519 | 418180.53 | 419080.4556 | 580450.8132 | 583582.3571 | 637454.6243 | 659575.8767
NEM | Hydro | 0 | 0 | 0 | 0 | 0 | 0 | 0 | 0 | 0 | 0 | 0 | 0 | 0 | 0 | 0 | 0 | 0 | 0 | 0 | 0 | 0 | 0 | 0 | 0 | 0 | 0 | 0 | 0 | 0
NEM | Wind | 0 | 0 | 0 | 0 | 0 | 0 | 0 | 0 | 0 | 0 | 0 | 0 | 0 | 0 | 0 | 0 | 0 | 0 | 0 | 0 | 0 | 0 | 0 | 0 | 0 | 0 | 0 | 0 | 0
NEM | Solar PV | 0 | 0 | 0 | 0 | 0 | 0 | 0 | 0 | 0 | 0 | 0 | 0 | 0 | 0 | 0 | 0 | 0 | 0 | 0 | 0 | 0 | 0 | 0 | 0 | 0 | 0 | 0 | 0 | 0
NEM | Grid Battery | 0 | 0 | 0 | 0 | 0 | 0 | 0 | 0 | 0 | 0 | 0 | 0 | 0 | 0 | 0 | 0 | 0 | 0 | 0 | 0 | 0 | 0 | 0 | 0 | 0 | 0 | 0 | 0 | 0
NEM | Pumped Hydro | 0 | 0 | 0 | 0 | 0 | 0 | 0 | 0 | 0 | 0 | 0 | 0 | 0 | 0 | 0 | 0 | 0 | 0 | 0 | 0 | 0 | 0 | 0 | 0 | 0 | 0 | 0 | 0 | 0
NEM | VPP | 0 | 0 | 0 | 0 | 0 | 0 | 0 | 0 | 0 | 0 | 0 | 0 | 0 | 0 | 0 | 0 | 0 | 0 | 0 | 0 | 0 | 0 | 0 | 0 | 0 | 0 | 0 | 0 | 0
Total excluding storage |  | 1957472.454 | 1718976.809 | 1584947.8362 | 1322311.1183 | 1194899.9443 | 1044794.6628 | 922674.3877 | 961802.13 | 748871.564 | 759119.8901 | 760846.6811 | 743282.8236 | 714036.7252 | 711078.7925 | 528168.2839 | 489463.8944 | 594446.0539 | 575147.7888 | 614768.9764 | 642055.2626 | 615989.6983 | 670246.8285 | 725582.5683 | 513541.46 | 478964.2855 | 628035.5772 | 628818.8257 | 678887.0338 | 699562.0181
Region | Technology | 2021-22 | 2022-23 | 2023-24 | 2024-25 | 2025-26 | 2026-27 | 2027-28 | 2028-29 | 2029-30 | 2030-31 | 2031-32 | 2032-33 | 2033-34 | 2034-35 | 2035-36 | 2036-37 | 2037-38 | 2038-39 | 2039-40 | 2040-41 | 2041-42 | 2042-43 | 2043-44 | 2044-45 | 2045-46 | 2046-47 | 2047-48 | 2048-49 | 2049-50
NSW1 | Black Coal | 857272.873 | 732009.515 | 653037.492 | 637702.2305 | 530988.7355 | 448552.5041 | 421007.6112 | 440961.9871 | 321078.8184 | 305531.7399 | 259629.6269 | 109919.5457 | 128742.0547 | 109084.7371 | 56000.9057 | 66402.7655 | 69828.4278 | 64453.425 | 57564.4876 | 48181.2685 | 26213.8791 | 0 | 0 | 0 | 0 | 0 | 0 | 0 | 0
NSW1 | Brown Coal | 0 | 0 | 0 | 0 | 0 | 0 | 0 | 0 | 0 | 0 | 0 | 0 | 0 | 0 | 0 | 0 | 0 | 0 | 0 | 0 | 0 | 0 | 0 | 0 | 0 | 0 | 0 | 0 | 0
NSW1 | CCGT | 2263.4016 | 2118.167 | 6121.0881 | 15284.4304 | 18351.9545 | 9760.2256 | 21466.0792 | 32371.9474 | 27829.6884 | 29675.664 | 33111.0305 | 53434.8061 | 52310.0533 | 56972.6508 | 48051.4 | 39103.8346 | 49284.0875 | 51330.4533 | 45310.1053 | 37840.5334 | 38346.922 | 41893.1219 | 2225.2133 | 0.0040031 | 0.0039019 | 0.0039193 | 0.0036752 | 0.0034567 | 0.0032563
NSW1 | Gas - Steam | 0 | 0 | 0 | 0 | 0 | 0 | 0 | 0 | 0 | 0 | 0 | 0 | 0 | 0 | 0 | 0 | 0 | 0 | 0 | 0 | 0 | 0 | 0 | 0 | 0 | 0 | 0 | 0 | 0
NSW1 | OCGT / Diesel | 0.0025031 | 0.0024555 | 1145.2526 | 5999.9584 | 936.5106 | 1811.3977 | 1394.7009 | 4253.2989 | 52.0001 | 691.7158 | 1654.2035 | 25521.5655 | 10746.4205 | 32866.4168 | 26086.7913 | 35606.06 | 80285.1702 | 95494.202 | 118421.7917 | 154110.6836 | 87778.9255 | 128685.5082 | 201853.6969 | 110836.573 | 96992.6246 | 133416.6237 | 175679.6862 | 172800.8644 | 153786.3175
NSW1 | Hydro | 0 | 0 | 0 | 0 | 0 | 0 | 0 | 0 | 0 | 0 | 0 | 0 | 0 | 0 | 0 | 0 | 0 | 0 | 0 | 0 | 0 | 0 | 0 | 0 | 0 | 0 | 0 | 0 | 0
NSW1 | Wind | 0 | 0 | 0 | 0 | 0 | 0 | 0 | 0 | 0 | 0 | 0 | 0 | 0 | 0 | 0 | 0 | 0 | 0 | 0 | 0 | 0 | 0 | 0 | 0 | 0 | 0 | 0 | 0 | 0
NSW1 | Solar PV | 0 | 0 | 0 | 0 | 0 | 0 | 0 | 0 | 0 | 0 | 0 | 0 | 0 | 0 | 0 | 0 | 0 | 0 | 0 | 0 | 0 | 0 | 0 | 0 | 0 | 0 | 0 | 0 | 0
NSW1 | Grid Battery | 0 | 0 | 0 | 0 | 0 | 0 | 0 | 0 | 0 | 0 | 0 | 0 | 0 | 0 | 0 | 0 | 0 | 0 | 0 | 0 | 0 | 0 | 0 | 0 | 0 | 0 | 0 | 0 | 0
NSW1 | Pumped Hydro | 0 | 0 | 0 | 0 | 0 | 0 | 0 | 0 | 0 | 0 | 0 | 0 | 0 | 0 | 0 | 0 | 0 | 0 | 0 | 0 | 0 | 0 | 0 | 0 | 0 | 0 | 0 | 0 | 0
NSW1 | VPP | 0 | 0 | 0 | 0 | 0 | 0 | 0 | 0 | 0 | 0 | 0 | 0 | 0 | 0 | 0 | 0 | 0 | 0 | 0 | 0 | 0 | 0 | 0 | 0 | 0 | 0 | 0 | 0 | 0
Total excluding storage |  | 859536.2771 | 734127.6845 | 660303.8326 | 658986.6193 | 550277.2006 | 460124.1274 | 443868.3913 | 477587.2334 | 348960.5069 | 335899.1196 | 294394.8608 | 188875.9174 | 191798.5285 | 198923.8047 | 130139.097 | 141112.66 | 199397.6855 | 211278.0804 | 221296.3846 | 240132.4855 | 152339.7265 | 170578.6301 | 204078.9101 | 110836.577 | 96992.6285 | 133416.6276 | 175679.6899 | 172800.8678 | 153786.3207
Region | Technology | 2021-22 | 2022-23 | 2023-24 | 2024-25 | 2025-26 | 2026-27 | 2027-28 | 2028-29 | 2029-30 | 2030-31 | 2031-32 | 2032-33 | 2033-34 | 2034-35 | 2035-36 | 2036-37 | 2037-38 | 2038-39 | 2039-40 | 2040-41 | 2041-42 | 2042-43 | 2043-44 | 2044-45 | 2045-46 | 2046-47 | 2047-48 | 2048-49 | 2049-50
QLD1 | Black Coal | 629934.3999 | 571613.7685 | 558405.6202 | 362625.6601 | 324763.4387 | 307710.9275 | 262014.1279 | 266054.3192 | 237263.214 | 218483.464 | 199401.924 | 196710.988 | 172486.0041 | 147007.7724 | 137634.5345 | 113276.9931 | 108377.8661 | 101979.5684 | 91489.4316 | 90005.2704 | 74201.6959 | 59401.0358 | 38066.0973 | 30323.536 | 27128.7295 | 26342.8757 | 24930.0021 | 22134.4003 | 21598.3812
QLD1 | Brown Coal | 0 | 0 | 0 | 0 | 0 | 0 | 0 | 0 | 0 | 0 | 0 | 0 | 0 | 0 | 0 | 0 | 0 | 0 | 0 | 0 | 0 | 0 | 0 | 0 | 0 | 0 | 0 | 0 | 0
QLD1 | CCGT | 82211.3596 | 78221.2694 | 80845.2587 | 123982.4074 | 139890.6563 | 121117.6612 | 134030.8387 | 127091.4328 | 112710.9337 | 117430.4868 | 132666.096 | 136418.9345 | 147451.6565 | 121837.0403 | 109702.9337 | 85741.5751 | 88961.8223 | 80386.6802 | 65566.7985 | 67915.9385 | 71322.8464 | 74635.0015 | 67153.4724 | 61063.9297 | 29454.2396 | 21241.8701 | 20306.452 | 19297.9958 | 18387.7417
QLD1 | Gas - Steam | 2073.3766 | 1988.8054 | 3746.9465 | 3640.915 | 3554.6885 | 3380.3188 | 5319.852 | 5742.3445 | 5676.453 | 4140.7728 | 3873.4932 | 4592.093 | 6365.1825 | 4986.0145 | 4219.6475 | 4686.2795 | 5134.458 | 4433.3555 | 3678.1518 | 3965.028 | 4898.1145 | 5059.49 | 4264.4125 | 3973.4415 | 3300.8428 | 0 | 0 | 0 | 0
QLD1 | OCGT / Diesel | 0.0041784 | 0.0040674 | 0.0040633 | 9355.3076 | 4186.6604 | 4876.0878 | 8865.6604 | 14374.7003 | 7013.5147 | 12990.9249 | 26419.7754 | 37886.9043 | 35126.3876 | 23637.6373 | 25805.7211 | 36757.1149 | 52228.1025 | 30118.5248 | 61632.5845 | 66984.6721 | 79161.6981 | 91150.17 | 75635.098 | 82032.1705 | 86539.2868 | 155598.084 | 114038.0784 | 111746.4827 | 97326.6195
QLD1 | Hydro | 0 | 0 | 0 | 0 | 0 | 0 | 0 | 0 | 0 | 0 | 0 | 0 | 0 | 0 | 0 | 0 | 0 | 0 | 0 | 0 | 0 | 0 | 0 | 0 | 0 | 0 | 0 | 0 | 0
QLD1 | Wind | 0 | 0 | 0 | 0 | 0 | 0 | 0 | 0 | 0 | 0 | 0 | 0 | 0 | 0 | 0 | 0 | 0 | 0 | 0 | 0 | 0 | 0 | 0 | 0 | 0 | 0 | 0 | 0 | 0
QLD1 | Solar PV | 0 | 0 | 0 | 0 | 0 | 0 | 0 | 0 | 0 | 0 | 0 | 0 | 0 | 0 | 0 | 0 | 0 | 0 | 0 | 0 | 0 | 0 | 0 | 0 | 0 | 0 | 0 | 0 | 0
QLD1 | Grid Battery | 0 | 0 | 0 | 0 | 0 | 0 | 0 | 0 | 0 | 0 | 0 | 0 | 0 | 0 | 0 | 0 | 0 | 0 | 0 | 0 | 0 | 0 | 0 | 0 | 0 | 0 | 0 | 0 | 0
QLD1 | Pumped Hydro | 0 | 0 | 0 | 0 | 0 | 0 | 0 | 0 | 0 | 0 | 0 | 0 | 0 | 0 | 0 | 0 | 0 | 0 | 0 | 0 | 0 | 0 | 0 | 0 | 0 | 0 | 0 | 0 | 0
QLD1 | VPP | 0 | 0 | 0 | 0 | 0 | 0 | 0 | 0 | 0 | 0 | 0 | 0 | 0 | 0 | 0 | 0 | 0 | 0 | 0 | 0 | 0 | 0 | 0 | 0 | 0 | 0 | 0 | 0 | 0
Total excluding storage |  | 714219.1402 | 651823.8474 | 642997.8295 | 499604.29 | 472395.4439 | 437084.9954 | 410230.479 | 413262.7968 | 362664.1155 | 353045.6485 | 362361.2887 | 375608.9199 | 361429.2307 | 297468.4646 | 277362.8368 | 240461.9626 | 254702.2489 | 216918.1288 | 222366.9664 | 228870.9089 | 229584.3549 | 230245.6973 | 185119.0802 | 177393.0778 | 146423.0987 | 203182.8297 | 159274.5325 | 153178.8789 | 137312.7425
Region | Technology | 2021-22 | 2022-23 | 2023-24 | 2024-25 | 2025-26 | 2026-27 | 2027-28 | 2028-29 | 2029-30 | 2030-31 | 2031-32 | 2032-33 | 2033-34 | 2034-35 | 2035-36 | 2036-37 | 2037-38 | 2038-39 | 2039-40 | 2040-41 | 2041-42 | 2042-43 | 2043-44 | 2044-45 | 2045-46 | 2046-47 | 2047-48 | 2048-49 | 2049-50
VIC1 | Black Coal | 0 | 0 | 0 | 0 | 0 | 0 | 0 | 0 | 0 | 0 | 0 | 0 | 0 | 0 | 0 | 0 | 0 | 0 | 0 | 0 | 0 | 0 | 0 | 0 | 0 | 0 | 0 | 0 | 0
VIC1 | Brown Coal | 207758.4189 | 172528.1391 | 172998.3105 | 82833.1435 | 77337.175 | 58937.3185 | 0.053819 | 0.037347 | 0.032964 | 0.031636 | 0.02794 | 0.026708 | 0.026757 | 0.023763 | 0.022423 | 0.017485 | 0.010284 | 0.010601 | 0.0086587 | 0.0073631 | 0.0085557 | 0.0090067 | 0.0089814 | 0.0079273 | 0.0034953 | 0.0037411 | 0.00086387 | 0 | 0
VIC1 | CCGT | 0.0015228 | 0.0014709 | 0.0015229 | 0.0025657 | 0.002505 | 0.0024003 | 0.0024287 | 0.0026454 | 0.0024981 | 0.0025595 | 0.0026906 | 0.0036494 | 0.0035523 | 0.0034107 | 0.0032137 | 0.0030829 | 0.0043894 | 0.0042437 | 0.0040223 | 0.0037955 | 0.0053209 | 0.0052769 | 0.0079233 | 0.007144 | 0.0070189 | 0.0070488 | 0.0066342 | 0.0065945 | 0.012173
VIC1 | Gas - Steam | 1065.7321 | 505.9728 | 910.8201 | 6464.3795 | 5679.738 | 5505.9765 | 8058.8245 | 11058.132 | 2920.487 | 9197.63 | 25724.578 | 52875.384 | 41680.38 | 48598.508 | 25864.038 | 20502.242 | 37405.104 | 54492.88 | 0 | 0 | 0 | 0 | 0 | 0 | 0 | 0 | 0 | 0 | 0
VIC1 | OCGT / Diesel | 1148.7596 | 30.6983 | 1017.8361 | 4351.3277 | 2565.5797 | 6494.933 | 5401.6702 | 7728.9568 | 1117.0861 | 4599.7443 | 6825.6187 | 24833.9984 | 13433.992 | 34655.381 | 30493.9983 | 27113.267 | 55894.6996 | 49643.5307 | 117707.0462 | 121600.9421 | 184402.8676 | 214551.2061 | 265980.3355 | 192105.6803 | 203316.9707 | 260826.4014 | 266764.3462 | 318504.4117 | 379083.4416
VIC1 | Hydro | 0 | 0 | 0 | 0 | 0 | 0 | 0 | 0 | 0 | 0 | 0 | 0 | 0 | 0 | 0 | 0 | 0 | 0 | 0 | 0 | 0 | 0 | 0 | 0 | 0 | 0 | 0 | 0 | 0
VIC1 | Wind | 0 | 0 | 0 | 0 | 0 | 0 | 0 | 0 | 0 | 0 | 0 | 0 | 0 | 0 | 0 | 0 | 0 | 0 | 0 | 0 | 0 | 0 | 0 | 0 | 0 | 0 | 0 | 0 | 0
VIC1 | Solar PV | 0 | 0 | 0 | 0 | 0 | 0 | 0 | 0 | 0 | 0 | 0 | 0 | 0 | 0 | 0 | 0 | 0 | 0 | 0 | 0 | 0 | 0 | 0 | 0 | 0 | 0 | 0 | 0 | 0
VIC1 | Grid Battery | 0 | 0 | 0 | 0 | 0 | 0 | 0 | 0 | 0 | 0 | 0 | 0 | 0 | 0 | 0 | 0 | 0 | 0 | 0 | 0 | 0 | 0 | 0 | 0 | 0 | 0 | 0 | 0 | 0
VIC1 | Pumped Hydro | 0 | 0 | 0 | 0 | 0 | 0 | 0 | 0 | 0 | 0 | 0 | 0 | 0 | 0 | 0 | 0 | 0 | 0 | 0 | 0 | 0 | 0 | 0 | 0 | 0 | 0 | 0 | 0 | 0
VIC1 | VPP | 0 | 0 | 0 | 0 | 0 | 0 | 0 | 0 | 0 | 0 | 0 | 0 | 0 | 0 | 0 | 0 | 0 | 0 | 0 | 0 | 0 | 0 | 0 | 0 | 0 | 0 | 0 | 0 | 0
Total excluding storage |  | 209972.9121 | 173064.8117 | 174926.9681 | 93648.8533 | 85582.4952 | 70938.2304 | 13460.5509 | 18787.1288 | 4037.6086 | 13797.4085 | 32550.2273 | 77709.4127 | 55114.4023 | 83253.9161 | 56358.0619 | 47615.5295 | 93299.8183 | 104136.4256 | 117707.0589 | 121600.9533 | 184402.8814 | 214551.2204 | 265980.3524 | 192105.6954 | 203316.9812 | 260826.4122 | 266764.3537 | 318504.4183 | 379083.4538
Region | Technology | 2021-22 | 2022-23 | 2023-24 | 2024-25 | 2025-26 | 2026-27 | 2027-28 | 2028-29 | 2029-30 | 2030-31 | 2031-32 | 2032-33 | 2033-34 | 2034-35 | 2035-36 | 2036-37 | 2037-38 | 2038-39 | 2039-40 | 2040-41 | 2041-42 | 2042-43 | 2043-44 | 2044-45 | 2045-46 | 2046-47 | 2047-48 | 2048-49 | 2049-50
SA1 | Black Coal | 0 | 0 | 0 | 0 | 0 | 0 | 0 | 0 | 0 | 0 | 0 | 0 | 0 | 0 | 0 | 0 | 0 | 0 | 0 | 0 | 0 | 0 | 0 | 0 | 0 | 0 | 0 | 0 | 0
SA1 | Brown Coal | 0 | 0 | 0 | 0 | 0 | 0 | 0 | 0 | 0 | 0 | 0 | 0 | 0 | 0 | 0 | 0 | 0 | 0 | 0 | 0 | 0 | 0 | 0 | 0 | 0 | 0 | 0 | 0 | 0
SA1 | CCGT | 89406.3016 | 82395.3815 | 32628.2198 | 48559.2061 | 61028.5901 | 55070.586 | 39862.3779 | 35012.1818 | 25890.8097 | 40320.8178 | 46477.3098 | 51571.2185 | 56081.6704 | 55822.6503 | 43386.0065 | 41687.6344 | 0.0033936 | 0.0032516 | 0.0030871 | 0.0029001 | 0.0033016 | 0.0032363 | 0.0031238 | 0.0028276 | 0.0027602 | 0.0027019 | 0.0025341 | 0.0024049 | 0.0022583
SA1 | Gas - Steam | 80284.096 | 75749.135 | 67851.409 | 11812.2258 | 12862.4559 | 12906.8368 | 9619.9004 | 10235.6032 | 6001.9352 | 7822.3334 | 14807.3987 | 30930.4623 | 33155.8341 | 52460.3172 | 0 | 0 | 0 | 0 | 0 | 0 | 0 | 0 | 0 | 0 | 0 | 0 | 0 | 0 | 0
SA1 | OCGT / Diesel | 4053.7239 | 1815.9461 | 6239.5743 | 9699.9209 | 12753.7561 | 8669.8844 | 5632.6857 | 6917.1838 | 1316.586 | 8234.5601 | 10255.5937 | 18572.9884 | 16457.0571 | 23149.6376 | 20922.2796 | 18586.1058 | 47046.2958 | 42815.1488 | 53398.5614 | 51435.5276 | 49651.9046 | 54871.2758 | 70404.2207 | 33193.9855 | 32231.5727 | 30609.7033 | 27100.2455 | 34367.3631 | 29379.4973
SA1 | Hydro | 0 | 0 | 0 | 0 | 0 | 0 | 0 | 0 | 0 | 0 | 0 | 0 | 0 | 0 | 0 | 0 | 0 | 0 | 0 | 0 | 0 | 0 | 0 | 0 | 0 | 0 | 0 | 0 | 0
SA1 | Wind | 0 | 0 | 0 | 0 | 0 | 0 | 0 | 0 | 0 | 0 | 0 | 0 | 0 | 0 | 0 | 0 | 0 | 0 | 0 | 0 | 0 | 0 | 0 | 0 | 0 | 0 | 0 | 0 | 0
SA1 | Solar PV | 0 | 0 | 0 | 0 | 0 | 0 | 0 | 0 | 0 | 0 | 0 | 0 | 0 | 0 | 0 | 0 | 0 | 0 | 0 | 0 | 0 | 0 | 0 | 0 | 0 | 0 | 0 | 0 | 0
SA1 | Grid Battery | 0 | 0 | 0 | 0 | 0 | 0 | 0 | 0 | 0 | 0 | 0 | 0 | 0 | 0 | 0 | 0 | 0 | 0 | 0 | 0 | 0 | 0 | 0 | 0 | 0 | 0 | 0 | 0 | 0
SA1 | Pumped Hydro | 0 | 0 | 0 | 0 | 0 | 0 | 0 | 0 | 0 | 0 | 0 | 0 | 0 | 0 | 0 | 0 | 0 | 0 | 0 | 0 | 0 | 0 | 0 | 0 | 0 | 0 | 0 | 0 | 0
SA1 | VPP | 0 | 0 | 0 | 0 | 0 | 0 | 0 | 0 | 0 | 0 | 0 | 0 | 0 | 0 | 0 | 0 | 0 | 0 | 0 | 0 | 0 | 0 | 0 | 0 | 0 | 0 | 0 | 0 | 0
Total excluding storage |  | 173744.1215 | 159960.4626 | 106719.2031 | 70071.3528 | 86644.802 | 76647.3071 | 55114.964 | 52164.9688 | 33209.3309 | 56377.7113 | 71540.3022 | 101074.6692 | 105694.5616 | 131432.6051 | 64308.2861 | 60273.7402 | 47046.2992 | 42815.1521 | 53398.5645 | 51435.5305 | 49651.9079 | 54871.279 | 70404.2239 | 33193.9883 | 32231.5755 | 30609.706 | 27100.248 | 34367.3655 | 29379.4995
Region | Technology | 2021-22 | 2022-23 | 2023-24 | 2024-25 | 2025-26 | 2026-27 | 2027-28 | 2028-29 | 2029-30 | 2030-31 | 2031-32 | 2032-33 | 2033-34 | 2034-35 | 2035-36 | 2036-37 | 2037-38 | 2038-39 | 2039-40 | 2040-41 | 2041-42 | 2042-43 | 2043-44 | 2044-45 | 2045-46 | 2046-47 | 2047-48 | 2048-49 | 2049-50
TAS1 | Black Coal | 0 | 0 | 0 | 0 | 0 | 0 | 0 | 0 | 0 | 0 | 0 | 0 | 0 | 0 | 0 | 0 | 0 | 0 | 0 | 0 | 0 | 0 | 0 | 0 | 0 | 0 | 0 | 0 | 0
TAS1 | Brown Coal | 0 | 0 | 0 | 0 | 0 | 0 | 0 | 0 | 0 | 0 | 0 | 0 | 0 | 0 | 0 | 0 | 0 | 0 | 0 | 0 | 0 | 0 | 0 | 0 | 0 | 0 | 0 | 0 | 0
TAS1 | CCGT | 0.0013972 | 0.0013289 | 0.0013189 | 0.001271 | 0.0011869 | 0.0011471 | 0.0010972 | 0.0010304 | 0.00099459 | 0.00095963 | 0.00092916 | 0.00094531 | 0.00091871 | 0.0009081 | 0.00090749 | 0.00089832 | 0.00089638 | 0.00088553 | 0.00090147 | 0.00087072 | 0.00087332 | 0.00085801 | 0.00085813 | 0.00084569 | 0.00083369 | 0.00082662 | 0.00082041 | 0.00081795 | 0.00080086
TAS1 | Gas - Steam | 0 | 0 | 0 | 0 | 0 | 0 | 0 | 0 | 0 | 0 | 0 | 0 | 0 | 0 | 0 | 0 | 0 | 0 | 0 | 0 | 0 | 0 | 0 | 0 | 0 | 0 | 0 | 0 | 0
TAS1 | OCGT / Diesel | 0.0016488 | 0.0015105 | 0.0015907 | 0.0015633 | 0.00138 | 0.0013916 | 0.0013204 | 0.0012034 | 0.001199 | 0.0011882 | 0.0011725 | 13.9035 | 0.0011607 | 0.0011516 | 0.0011473 | 0.0011313 | 0.0011333 | 0.0011034 | 0.0011019 | 15.3836 | 10.8266 | 0.00085396 | 0.00086567 | 12.1206 | 0.00082224 | 0.00081928 | 0.00080939 | 35.5025 | 0.00078297
TAS1 | Hydro | 0 | 0 | 0 | 0 | 0 | 0 | 0 | 0 | 0 | 0 | 0 | 0 | 0 | 0 | 0 | 0 | 0 | 0 | 0 | 0 | 0 | 0 | 0 | 0 | 0 | 0 | 0 | 0 | 0
TAS1 | Wind | 0 | 0 | 0 | 0 | 0 | 0 | 0 | 0 | 0 | 0 | 0 | 0 | 0 | 0 | 0 | 0 | 0 | 0 | 0 | 0 | 0 | 0 | 0 | 0 | 0 | 0 | 0 | 0 | 0
TAS1 | Solar PV | 0 | 0 | 0 | 0 | 0 | 0 | 0 | 0 | 0 | 0 | 0 | 0 | 0 | 0 | 0 | 0 | 0 | 0 | 0 | 0 | 0 | 0 | 0 | 0 | 0 | 0 | 0 | 0 | 0
TAS1 | Grid Battery | 0 | 0 | 0 | 0 | 0 | 0 | 0 | 0 | 0 | 0 | 0 | 0 | 0 | 0 | 0 | 0 | 0 | 0 | 0 | 0 | 0 | 0 | 0 | 0 | 0 | 0 | 0 | 0 | 0
TAS1 | Pumped Hydro | 0 | 0 | 0 | 0 | 0 | 0 | 0 | 0 | 0 | 0 | 0 | 0 | 0 | 0 | 0 | 0 | 0 | 0 | 0 | 0 | 0 | 0 | 0 | 0 | 0 | 0 | 0 | 0 | 0
TAS1 | VPP | 0 | 0 | 0 | 0 | 0 | 0 | 0 | 0 | 0 | 0 | 0 | 0 | 0 | 0 | 0 | 0 | 0 | 0 | 0 | 0 | 0 | 0 | 0 | 0 | 0 | 0 | 0 | 0 | 0
Total excluding storage |  | 0.0030459 | 0.0028394 | 0.0029096 | 0.0028343 | 0.002567 | 0.0025387 | 0.0024176 | 0.0022338 | 0.0021936 | 0.0021478 | 0.0021017 | 13.9045 | 0.0020794 | 0.0020597 | 0.0020548 | 0.0020296 | 0.0020297 | 0.0019889 | 0.0020034 | 15.3845 | 10.8275 | 0.001712 | 0.0017238 | 12.1215 | 0.0016559 | 0.0016459 | 0.0016298 | 35.5033 | 0.0015838

## BaseCase_Build Cost
New generation build cost (CAPEX) by technology ($000s) - Base Case, Step Change Scenario
CAPEX (Install) | Real June 2020 dollars discounted to 1 July 2020. The total capital costs are annualised for modelling purposes.
Explicitly modelled generation
Region | Technology | 2021-22 | 2022-23 | 2023-24 | 2024-25 | 2025-26 | 2026-27 | 2027-28 | 2028-29 | 2029-30 | 2030-31 | 2031-32 | 2032-33 | 2033-34 | 2034-35 | 2035-36 | 2036-37 | 2037-38 | 2038-39 | 2039-40 | 2040-41 | 2041-42 | 2042-43 | 2043-44 | 2044-45 | 2045-46 | 2046-47 | 2047-48 | 2048-49 | 2049-50
NEM | Black Coal | 0 | 0 | 0 | 0 | 0 | 0 | 0 | 0 | 0 | 0 | 0 | 0 | 0 | 0 | 0 | 0 | 0 | 0 | 0 | 0 | 0 | 0 | 0 | 0 | 0 | 0 | 0 | 0 | 0
NEM | Brown Coal | 0 | 0 | 0 | 0 | 0 | 0 | 0 | 0 | 0 | 0 | 0 | 0 | 0 | 0 | 0 | 0 | 0 | 0 | 0 | 0 | 0 | 0 | 0 | 0 | 0 | 0 | 0 | 0 | 0
NEM | CCGT | 0.0023318 | 0.0022562 | 0.0023533 | 0.0029427 | 0.0028079 | 0.0026793 | 0.0026712 | 0.0026943 | 0.0025709 | 0.00258 | 0.0027111 | 0.0037296 | 0.0035588 | 0.0033958 | 0.0033944 | 0.0032368 | 0.0042605 | 0.004072 | 0.0041077 | 0.0039086 | 0.0044628 | 0.0043583 | 0.005057 | 0.0048189 | 0.0046043 | 0.003679 | 0.003517 | 0.0033805 | 0.0043938
NEM | Gas - Steam | 0 | 0 | 0 | 0 | 0 | 0 | 0 | 0 | 0 | 0 | 0 | 0 | 0 | 0 | 0 | 0 | 0 | 0 | 0 | 0 | 0 | 0 | 0 | 0 | 0 | 0 | 0 | 0 | 0
NEM | OCGT / Diesel | 0.0057125 | 0.0056549 | 0.0055711 | 0.0053368 | 0.0050924 | 0.0048592 | 0.004649 | 0.004539 | 0.0044256 | 0.004502 | 0.0047485 | 0.0079032 | 0.0075412 | 0.0071958 | 1628.7632 | 1549.8175 | 59681.8629 | 56948.3425 | 81870.377 | 77902.1411 | 110217.0577 | 111415.8423 | 149043.119 | 170785.7891 | 162963.5392 | 206750.8817 | 197809.168 | 198204.9196 | 212054.7137
NEM | Hydro | 0 | 0 | 0 | 0 | 0 | 0 | 0 | 0 | 0 | 0 | 0 | 0 | 0 | 0 | 0 | 0 | 0 | 0 | 0 | 0 | 0 | 0 | 0 | 0 | 0 | 0 | 0 | 0 | 0
NEM | Wind | 713724.1001 | 707016.261 | 901426.4594 | 1390907.9503 | 1334257.2699 | 1330123.0631 | 1582539.7048 | 1696098.1555 | 1770022.0362 | 1700231.2418 | 1710371.1999 | 1909817.1398 | 1965449.3533 | 1908673.991 | 1855590.1327 | 1814408.6486 | 1915001.7587 | 1905492.8857 | 1844607.3326 | 1789972.7362 | 1814438.2324 | 1812665.6003 | 1763139.3933 | 1696022.8593 | 1698255.3088 | 1543796.5567 | 1486079.192 | 1367218.4966 | 1202800.0378
NEM | Solar PV | 0.0059009 | 0.009515 | 0.010207 | 0.0252 | 15770.3124 | 15048.0132 | 17943.4999 | 27602.3069 | 163092.0926 | 163251.0171 | 174041.6012 | 266183.4947 | 299412.775 | 288372.5533 | 277119.3407 | 263687.4383 | 381461.1025 | 374114.8046 | 380232.22 | 411732.795 | 460963.2786 | 543479.7052 | 556470.2679 | 529498.2988 | 509627.4672 | 561161.7002 | 536892.1664 | 510869.1424 | 497239.2915
NEM | Grid Battery | 0.006157 | 0.0085658 | 0.0081953 | 0.010408 | 0.013283 | 0.01328 | 0.016926 | 0.03042 | 0.048727 | 0.049537 | 0.048213 | 9725.4085 | 22286.291 | 21265.5448 | 32230.5195 | 30668.3146 | 47782.8872 | 45594.358 | 58174.5072 | 55354.804 | 85356.537 | 91958.0953 | 87981.0243 | 116402.6054 | 111071.1872 | 132413.0023 | 126686.3063 | 135764.5354 | 132951.6353
NEM | Pumped Hydro | 0 | 0 | 0.018984 | 0.024161 | 0.023281 | 0.029236 | 0.03063 | 0.047211 | 241735.9962 | 230664.1338 | 220688.2044 | 383337.9391 | 393262.7671 | 375250.7318 | 387749.6558 | 368955.5311 | 422639.4278 | 403281.8967 | 385840.4728 | 367138.8854 | 447237.4711 | 512844.7239 | 490664.8397 | 467037.2902 | 445646.2692 | 425549.5565 | 407145.0775 | 395512.4542 | 377397.3799
NEM | VPP | 0 | 0 | 0 | 0 | 0 | 0 | 0 | 0 | 0 | 0 | 0 | 0 | 0 | 0 | 0 | 0 | 0 | 0 | 0 | 0 | 0 | 0 | 0 | 0 | 0 | 0 | 0 | 0 | 0
Total excluding storage |  | 713724.114 | 707016.2784 | 901426.4775 | 1390907.9838 | 1350027.5902 | 1345171.0839 | 1600483.212 | 1723700.4696 | 1933114.1357 | 1863482.2661 | 1884412.8086 | 2176000.6461 | 2264862.1393 | 2197046.5548 | 2134338.24 | 2079645.9077 | 2356144.7284 | 2336556.0369 | 2306709.9338 | 2279607.6762 | 2385618.5731 | 2467561.1521 | 2468652.7853 | 2396306.9521 | 2370846.3198 | 2311709.1423 | 2220780.5298 | 2076292.562 | 1912094.0473
Region | Technology | 2021-22 | 2022-23 | 2023-24 | 2024-25 | 2025-26 | 2026-27 | 2027-28 | 2028-29 | 2029-30 | 2030-31 | 2031-32 | 2032-33 | 2033-34 | 2034-35 | 2035-36 | 2036-37 | 2037-38 | 2038-39 | 2039-40 | 2040-41 | 2041-42 | 2042-43 | 2043-44 | 2044-45 | 2045-46 | 2046-47 | 2047-48 | 2048-49 | 2049-50
NSW1 | Black Coal | 0 | 0 | 0 | 0 | 0 | 0 | 0 | 0 | 0 | 0 | 0 | 0 | 0 | 0 | 0 | 0 | 0 | 0 | 0 | 0 | 0 | 0 | 0 | 0 | 0 | 0 | 0 | 0 | 0
NSW1 | Brown Coal | 0 | 0 | 0 | 0 | 0 | 0 | 0 | 0 | 0 | 0 | 0 | 0 | 0 | 0 | 0 | 0 | 0 | 0 | 0 | 0 | 0 | 0 | 0 | 0 | 0 | 0 | 0 | 0 | 0
NSW1 | CCGT | 0.00049174 | 0.00048692 | 0.00050157 | 0.00060447 | 0.00057678 | 0.00055036 | 0.0005682 | 0.00055622 | 0.00053075 | 0.00051681 | 0.00052805 | 0.00091792 | 0.00087588 | 0.00083576 | 0.00084747 | 0.00080639 | 0.0012067 | 0.0011514 | 0.0011016 | 0.0010482 | 0.001152 | 0.0010992 | 0.0012398 | 0.0011797 | 0.0011257 | 0.00092197 | 0.0008766 | 0.00082309 | 0.00074602
NSW1 | Gas - Steam | 0 | 0 | 0 | 0 | 0 | 0 | 0 | 0 | 0 | 0 | 0 | 0 | 0 | 0 | 0 | 0 | 0 | 0 | 0 | 0 | 0 | 0 | 0 | 0 | 0 | 0 | 0 | 0 | 0
NSW1 | OCGT / Diesel | 0.0011362 | 0.0011399 | 0.0011557 | 0.0011274 | 0.0010758 | 0.0010265 | 0.00098211 | 0.00093451 | 0.00089171 | 0.00088486 | 0.00090107 | 0.0017901 | 0.0017081 | 0.0016299 | 0.0053706 | 0.0051103 | 35377.521 | 33757.1765 | 32297.2214 | 30731.7835 | 29324.221 | 27981.1269 | 45351.775 | 56873.2554 | 54268.3734 | 51782.7987 | 49543.2582 | 47141.9095 | 44982.7388
NSW1 | Hydro | 0 | 0 | 0 | 0 | 0 | 0 | 0 | 0 | 0 | 0 | 0 | 0 | 0 | 0 | 0 | 0 | 0 | 0 | 0 | 0 | 0 | 0 | 0 | 0 | 0 | 0 | 0 | 0 | 0
NSW1 | Wind | 169306.2832 | 187533.6114 | 379386.1266 | 550896.6829 | 525664.7749 | 537367.7252 | 611883.9175 | 591298.1629 | 704490.5376 | 672223.7951 | 643150.9683 | 795408.9147 | 758977.9718 | 724215.6216 | 692894.2262 | 678536.4247 | 647458.422 | 679368.7776 | 649986.9387 | 618482.242 | 629586.9966 | 623294.8254 | 596338.1138 | 567433.7606 | 603893.5284 | 589815.5211 | 573356.6275 | 488675.1415 | 407522.9552
NSW1 | Solar PV | 0.0013268 | 0.0021418 | 0.0022386 | 0.0057795 | 15770.2876 | 15047.989 | 14397.1845 | 24227.8792 | 159872.2185 | 152549.8268 | 145952.24 | 163445.0816 | 187174.4235 | 178601.5492 | 172095.7934 | 163754.3551 | 222963.3297 | 222876.4717 | 227912.412 | 249444.6152 | 263977.9341 | 304052.9905 | 305973.0105 | 291142.5783 | 277807.8036 | 289076.0748 | 276573.9005 | 263168.4355 | 251114.9189
NSW1 | Grid Battery | 0.0019804 | 0.0027346 | 0.0026163 | 0.0035424 | 0.0037665 | 0.0037845 | 0.0049643 | 0.0054071 | 0.023258 | 0.022514 | 0.02181 | 0.033707 | 0.032163 | 0.03069 | 0.041562 | 0.039548 | 0.038715 | 0.036942 | 14552.0824 | 13846.7467 | 39366.6259 | 37563.574 | 35938.997 | 62954.5058 | 60071.0932 | 57319.7453 | 54840.7384 | 52182.6218 | 49792.571
NSW1 | Pumped Hydro | 0 | 0 | 0.0049853 | 0.0060285 | 0.0057524 | 0.0054889 | 0.0069886 | 0.0068293 | 241735.9543 | 230664.0789 | 220688.1497 | 209991.4587 | 200373.5292 | 191196.1155 | 182927.1291 | 174060.6988 | 166088.4533 | 158481.3485 | 151627.2373 | 144277.9045 | 178135.2187 | 169976.3536 | 162625.0916 | 154742.6958 | 147655.244 | 140892.4083 | 134798.9902 | 128265.3182 | 122390.5707
NSW1 | VPP | 0 | 0 | 0 | 0 | 0 | 0 | 0 | 0 | 0 | 0 | 0 | 0 | 0 | 0 | 0 | 0 | 0 | 0 | 0 | 0 | 0 | 0 | 0 | 0 | 0 | 0 | 0 | 0 | 0
Total excluding storage |  | 169306.2861 | 187533.6151 | 379386.1305 | 550896.6904 | 541435.0641 | 552415.7158 | 626281.1036 | 615526.0436 | 864362.7575 | 824773.6233 | 789103.2098 | 958853.9991 | 946152.3979 | 902817.1733 | 864990.0258 | 842290.7857 | 905799.2739 | 936002.427 | 910196.5732 | 898658.6418 | 922889.1529 | 955328.944 | 947662.9007 | 915449.5955 | 935969.7066 | 930674.3955 | 899473.7872 | 798985.4874 | 703620.6138
Region | Technology | 2021-22 | 2022-23 | 2023-24 | 2024-25 | 2025-26 | 2026-27 | 2027-28 | 2028-29 | 2029-30 | 2030-31 | 2031-32 | 2032-33 | 2033-34 | 2034-35 | 2035-36 | 2036-37 | 2037-38 | 2038-39 | 2039-40 | 2040-41 | 2041-42 | 2042-43 | 2043-44 | 2044-45 | 2045-46 | 2046-47 | 2047-48 | 2048-49 | 2049-50
QLD1 | Black Coal | 0 | 0 | 0 | 0 | 0 | 0 | 0 | 0 | 0 | 0 | 0 | 0 | 0 | 0 | 0 | 0 | 0 | 0 | 0 | 0 | 0 | 0 | 0 | 0 | 0 | 0 | 0 | 0 | 0
QLD1 | Brown Coal | 0 | 0 | 0 | 0 | 0 | 0 | 0 | 0 | 0 | 0 | 0 | 0 | 0 | 0 | 0 | 0 | 0 | 0 | 0 | 0 | 0 | 0 | 0 | 0 | 0 | 0 | 0 | 0 | 0
QLD1 | CCGT | 0.00052809 | 0.00051744 | 0.0005267 | 0.00069173 | 0.00066004 | 0.00062981 | 0.00062804 | 0.0006467 | 0.00061708 | 0.00063567 | 0.00073533 | 0.00092058 | 0.00087842 | 0.00083818 | 0.00080193 | 0.00076306 | 0.00081163 | 0.00077445 | 0.00093928 | 0.00089375 | 0.00085282 | 0.00090793 | 0.00086866 | 0.00082656 | 0.0007887 | 0.00058914 | 0.00055947 | 0.00052258 | 0.00043968
QLD1 | Gas - Steam | 0 | 0 | 0 | 0 | 0 | 0 | 0 | 0 | 0 | 0 | 0 | 0 | 0 | 0 | 0 | 0 | 0 | 0 | 0 | 0 | 0 | 0 | 0 | 0 | 0 | 0 | 0 | 0 | 0
QLD1 | OCGT / Diesel | 0.0011534 | 0.0011563 | 0.0011664 | 0.0011179 | 0.0010667 | 0.0010178 | 0.00097378 | 0.00097948 | 0.00094866 | 0.00097975 | 0.0011654 | 0.0016192 | 0.0015451 | 0.0014743 | 0.0014105 | 0.0013422 | 0.0015378 | 0.0014674 | 27384.9793 | 26057.6364 | 24864.1569 | 29972.2347 | 28675.9735 | 27286.0565 | 26036.3135 | 76095.1334 | 72804.1153 | 79258.8291 | 75628.6537
QLD1 | Hydro | 0 | 0 | 0 | 0 | 0 | 0 | 0 | 0 | 0 | 0 | 0 | 0 | 0 | 0 | 0 | 0 | 0 | 0 | 0 | 0 | 0 | 0 | 0 | 0 | 0 | 0 | 0 | 0 | 0
QLD1 | Wind | 458744.5078 | 437733.3089 | 418801.8987 | 541038.8754 | 523313.495 | 499344.9378 | 481390.7886 | 524934.1433 | 500891.3579 | 477949.7688 | 478859.606 | 493963.5356 | 552240.6714 | 526947.2058 | 519192.168 | 505420.4901 | 525563.0593 | 501491.4686 | 479802.5979 | 456546.6908 | 475649.3209 | 509653.0232 | 487611.1761 | 482319.1425 | 473401.9607 | 342026.0665 | 327233.8724 | 329156.131 | 329007.7679
QLD1 | Solar PV | 0.0018116 | 0.0029798 | 0.0031076 | 0.006289 | 0.0060354 | 0.005823 | 0.0057028 | 0.0066547 | 0.0064251 | 0.006836 | 4785.2112 | 17143.1889 | 30563.5189 | 29163.6631 | 27902.3716 | 26549.9509 | 66030.1267 | 63005.8461 | 67200.2698 | 81294.3595 | 98061.275 | 145033.5179 | 138761.002 | 132035.2923 | 125987.8743 | 142185.0149 | 136035.6927 | 129442.078 | 129689.9086
QLD1 | Grid Battery | 0.0010567 | 0.0014118 | 0.0013508 | 0.0017858 | 0.0025588 | 0.0024416 | 0.0036711 | 0.015182 | 0.014486 | 0.013823 | 0.013225 | 9670.7281 | 22234.115 | 21215.7586 | 20298.2039 | 19314.3553 | 31661.1471 | 30211.0182 | 28904.4299 | 27503.4397 | 26243.7398 | 35552.7553 | 34015.1437 | 32366.4383 | 30884.0057 | 55898.5162 | 53480.9757 | 66107.4489 | 63079.627
QLD1 | Pumped Hydro | 0 | 0 | 0.0027469 | 0.0036682 | 0.0035284 | 0.0042812 | 0.0045783 | 0.01443 | 0.013769 | 0.013139 | 0.01257 | 39693.3591 | 65357.6337 | 62364.1543 | 59666.9836 | 56774.9404 | 121072.6712 | 115527.358 | 110530.9461 | 105173.5399 | 110795.9445 | 191812.7331 | 183517.0754 | 174622.0505 | 166624.0939 | 159307.0228 | 152417.1959 | 153131.1662 | 146117.525
QLD1 | VPP | 0 | 0 | 0 | 0 | 0 | 0 | 0 | 0 | 0 | 0 | 0 | 0 | 0 | 0 | 0 | 0 | 0 | 0 | 0 | 0 | 0 | 0 | 0 | 0 | 0 | 0 | 0 | 0 | 0
Total excluding storage |  | 458744.5113 | 437733.3135 | 418801.9035 | 541038.8835 | 523313.5028 | 499344.9453 | 481390.7959 | 524934.1516 | 500891.3659 | 477949.7773 | 483644.8191 | 511106.7271 | 582804.1928 | 556110.8712 | 547094.5418 | 531970.4432 | 591593.1883 | 564497.3169 | 574387.8478 | 563898.6876 | 598574.7537 | 684658.7767 | 655048.1525 | 641640.4922 | 625426.1493 | 560306.2154 | 536073.6809 | 537857.0386 | 534326.3307
Region | Technology | 2021-22 | 2022-23 | 2023-24 | 2024-25 | 2025-26 | 2026-27 | 2027-28 | 2028-29 | 2029-30 | 2030-31 | 2031-32 | 2032-33 | 2033-34 | 2034-35 | 2035-36 | 2036-37 | 2037-38 | 2038-39 | 2039-40 | 2040-41 | 2041-42 | 2042-43 | 2043-44 | 2044-45 | 2045-46 | 2046-47 | 2047-48 | 2048-49 | 2049-50
VIC1 | Black Coal | 0 | 0 | 0 | 0 | 0 | 0 | 0 | 0 | 0 | 0 | 0 | 0 | 0 | 0 | 0 | 0 | 0 | 0 | 0 | 0 | 0 | 0 | 0 | 0 | 0 | 0 | 0 | 0 | 0
VIC1 | Brown Coal | 0 | 0 | 0 | 0 | 0 | 0 | 0 | 0 | 0 | 0 | 0 | 0 | 0 | 0 | 0 | 0 | 0 | 0 | 0 | 0 | 0 | 0 | 0 | 0 | 0 | 0 | 0 | 0 | 0
VIC1 | CCGT | 0.00047329 | 0.00045161 | 0.00045175 | 0.00072345 | 0.00069031 | 0.00065869 | 0.00067085 | 0.00072623 | 0.00069297 | 0.00069284 | 0.00073415 | 0.00097279 | 0.00092823 | 0.00088572 | 0.00084741 | 0.00080634 | 0.0011172 | 0.001066 | 0.0010199 | 0.00097046 | 0.0013538 | 0.0012918 | 0.00192 | 0.0018269 | 0.0017432 | 0.0015169 | 0.0014513 | 0.0014604 | 0.0026836
VIC1 | Gas - Steam | 0 | 0 | 0 | 0 | 0 | 0 | 0 | 0 | 0 | 0 | 0 | 0 | 0 | 0 | 0 | 0 | 0 | 0 | 0 | 0 | 0 | 0 | 0 | 0 | 0 | 0 | 0 | 0 | 0
VIC1 | OCGT / Diesel | 0.0011494 | 0.0011391 | 0.0011152 | 0.0010612 | 0.0010126 | 0.00096621 | 0.00092442 | 0.00091426 | 0.00089336 | 0.0009292 | 0.00095992 | 0.0019217 | 0.0018337 | 0.0017497 | 0.086863 | 0.082653 | 12355.4215 | 11789.5244 | 11279.6425 | 10732.9212 | 45201.2383 | 43130.9526 | 59912.4437 | 72255.5854 | 68946.1692 | 65788.329 | 62943.0671 | 59892.233 | 80076.9586
VIC1 | Hydro | 0 | 0 | 0 | 0 | 0 | 0 | 0 | 0 | 0 | 0 | 0 | 0 | 0 | 0 | 0 | 0 | 0 | 0 | 0 | 0 | 0 | 0 | 0 | 0 | 0 | 0 | 0 | 0 | 0
VIC1 | Wind | 0.021564 | 0.020641 | 0.021381 | 130500.5564 | 124523.4316 | 140017.6785 | 315217.0052 | 346625.4909 | 330749.5141 | 315600.6835 | 353910.5652 | 336756.6123 | 374418.2943 | 381876.8398 | 365361.1503 | 358035.2559 | 474686.1609 | 452944.81 | 433355.5208 | 440630.8637 | 431975.3243 | 415188.5551 | 397232.1761 | 377978.4358 | 360666.4464 | 344147.3661 | 329263.4286 | 313304.1153 | 258566.9438
VIC1 | Solar PV | 0.00061557 | 0.00086461 | 0.00089445 | 0.0043355 | 0.0063498 | 0.0063997 | 3546.2871 | 3374.3995 | 3219.8468 | 10701.1575 | 19520.6095 | 81995.0693 | 78239.57 | 74656.0782 | 71427.2974 | 67965.2348 | 66580.9485 | 63531.4394 | 60783.7851 | 57837.6132 | 76828.4519 | 73309.5915 | 81930.149 | 77959.016 | 78769.3731 | 104077.695 | 99576.4665 | 94750.021 | 90410.3243
VIC1 | Grid Battery | 0.0010361 | 0.0014746 | 0.0014108 | 0.0018132 | 0.0025928 | 0.0026722 | 0.0031199 | 0.0038003 | 0.0040969 | 0.005727 | 0.0057804 | 0.052534 | 0.050128 | 0.047832 | 0.045764 | 0.043545 | 0.041559 | 0.039655 | 0.03794 | 0.036101 | 0.036595 | 0.034728 | 0.033226 | 3928.5675 | 3748.6327 | 3576.9396 | 3422.2413 | 3256.3658 | 6512.5495
VIC1 | Pumped Hydro | 0 | 0 | 0.0030877 | 0.0064187 | 0.0061247 | 0.011066 | 0.010588 | 0.017568 | 0.019755 | 0.032968 | 0.033427 | 133653.1092 | 127531.5927 | 121690.451 | 145155.531 | 138119.8802 | 135478.2897 | 129273.1772 | 123682.276 | 117687.4283 | 158306.2939 | 151055.6239 | 144522.6595 | 137672.527 | 131366.915 | 125350.1097 | 119928.8762 | 114115.9548 | 108889.2698
VIC1 | VPP | 0 | 0 | 0 | 0 | 0 | 0 | 0 | 0 | 0 | 0 | 0 | 0 | 0 | 0 | 0 | 0 | 0 | 0 | 0 | 0 | 0 | 0 | 0 | 0 | 0 | 0 | 0 | 0 | 0
Total excluding storage |  | 0.023802 | 0.023097 | 0.023842 | 130500.5625 | 124523.4397 | 140017.6866 | 318763.2939 | 349999.892 | 333969.3626 | 326301.8427 | 373431.1765 | 418751.6846 | 452657.8671 | 456532.9207 | 436788.5354 | 426000.5742 | 553622.5321 | 528265.7748 | 505418.9495 | 509201.399 | 554005.0158 | 531629.1005 | 539074.7707 | 528193.039 | 508381.9905 | 514013.3916 | 491782.9636 | 467946.3708 | 429054.2294
Region | Technology | 2021-22 | 2022-23 | 2023-24 | 2024-25 | 2025-26 | 2026-27 | 2027-28 | 2028-29 | 2029-30 | 2030-31 | 2031-32 | 2032-33 | 2033-34 | 2034-35 | 2035-36 | 2036-37 | 2037-38 | 2038-39 | 2039-40 | 2040-41 | 2041-42 | 2042-43 | 2043-44 | 2044-45 | 2045-46 | 2046-47 | 2047-48 | 2048-49 | 2049-50
SA1 | Black Coal | 0 | 0 | 0 | 0 | 0 | 0 | 0 | 0 | 0 | 0 | 0 | 0 | 0 | 0 | 0 | 0 | 0 | 0 | 0 | 0 | 0 | 0 | 0 | 0 | 0 | 0 | 0 | 0 | 0
SA1 | Brown Coal | 0 | 0 | 0 | 0 | 0 | 0 | 0 | 0 | 0 | 0 | 0 | 0 | 0 | 0 | 0 | 0 | 0 | 0 | 0 | 0 | 0 | 0 | 0 | 0 | 0 | 0 | 0 | 0 | 0
SA1 | CCGT | 0.00046862 | 0.00044716 | 0.0005355 | 0.00060166 | 0.0005741 | 0.0005478 | 0.00052411 | 0.00049871 | 0.00047587 | 0.00049212 | 0.00048144 | 0.00068288 | 0.00065161 | 0.00062176 | 0.00068515 | 0.00065194 | 0.00091698 | 0.00087498 | 0.00083714 | 0.00079656 | 0.00090378 | 0.00086238 | 0.00083136 | 0.00079106 | 0.00075483 | 0.00057523 | 0.00055035 | 0.00049045 | 0.00043948
SA1 | Gas - Steam | 0 | 0 | 0 | 0 | 0 | 0 | 0 | 0 | 0 | 0 | 0 | 0 | 0 | 0 | 0 | 0 | 0 | 0 | 0 | 0 | 0 | 0 | 0 | 0 | 0 | 0 | 0 | 0 | 0
SA1 | OCGT / Diesel | 0.0011511 | 0.0011402 | 0.0011011 | 0.0010477 | 0.00099973 | 0.00095394 | 0.00091268 | 0.00089031 | 0.00087481 | 0.00089008 | 0.00089961 | 0.0016267 | 0.0015522 | 0.0014811 | 1628.6688 | 1549.7276 | 11948.9181 | 11401.6394 | 10908.5329 | 10379.7991 | 10827.4405 | 10331.5272 | 15102.9259 | 14370.891 | 13712.6823 | 13084.6201 | 12518.7269 | 11911.9474 | 11366.362
SA1 | Hydro | 0 | 0 | 0 | 0 | 0 | 0 | 0 | 0 | 0 | 0 | 0 | 0 | 0 | 0 | 0 | 0 | 0 | 0 | 0 | 0 | 0 | 0 | 0 | 0 | 0 | 0 | 0 | 0 | 0
SA1 | Wind | 32763.1801 | 31262.5764 | 40324.9956 | 108607.8155 | 103633.4117 | 98886.8469 | 109253.9384 | 159623.5116 | 152312.511 | 145951.3468 | 139639.1369 | 183848.3083 | 175427.7752 | 167392.916 | 166377.4787 | 158313.2056 | 151062.2225 | 153793.2816 | 161786.7608 | 153944.9987 | 162371.685 | 154934.8211 | 177103.3697 | 168519.2359 | 165090.8117 | 193340.1082 | 184978.3935 | 172798.4717 | 147316.2668
SA1 | Solar PV | 0.001917 | 0.0031589 | 0.0035398 | 0.0082389 | 0.011918 | 0.011378 | 0.021545 | 0.020507 | 0.019568 | 0.024739 | 3783.5393 | 3600.1537 | 3435.2615 | 5951.2618 | 5693.8773 | 5417.8966 | 25886.6967 | 24701.0464 | 24335.7516 | 23156.2044 | 22095.6151 | 21083.6028 | 29806.104 | 28361.4099 | 27062.414 | 25822.9136 | 24706.1048 | 23508.6062 | 26024.138
SA1 | Grid Battery | 0.0010653 | 0.0015862 | 0.0015176 | 0.0018077 | 0.0025257 | 0.0026138 | 0.0031941 | 0.003844 | 0.0045748 | 0.0051796 | 0.0050083 | 54.5916 | 52.0912 | 49.7053 | 11932.2259 | 11353.874 | 16121.6574 | 15383.2608 | 14717.9543 | 14004.5789 | 19746.1324 | 18841.7292 | 18026.8482 | 17153.0916 | 16367.4535 | 15617.799 | 14942.3487 | 14218.0967 | 13566.8858
SA1 | Pumped Hydro | 0 | 0 | 0.0034415 | 0.0034828 | 0.0033233 | 0.0037975 | 0.0037699 | 0.003709 | 0.0037093 | 0.0040732 | 0.0039385 | 0.0067989 | 0.0064875 | 0.0061903 | 0.0071978 | 0.0068489 | 0.0085459 | 0.0081545 | 0.0078018 | 0.0074237 | 0.0087873 | 0.0083848 | 0.0080222 | 0.01177 | 0.011231 | 0.010716 | 0.010253 | 0.009756 | 0.0093091
SA1 | VPP | 0 | 0 | 0 | 0 | 0 | 0 | 0 | 0 | 0 | 0 | 0 | 0 | 0 | 0 | 0 | 0 | 0 | 0 | 0 | 0 | 0 | 0 | 0 | 0 | 0 | 0 | 0 | 0 | 0
Total excluding storage |  | 32763.1837 | 31262.5812 | 40325.0007 | 108607.8253 | 103633.4251 | 98886.8597 | 109253.9614 | 159623.5335 | 152312.532 | 145951.3729 | 143422.6776 | 187448.4643 | 178863.0389 | 173344.1799 | 173700.0255 | 165280.8304 | 188897.8381 | 189895.9682 | 197031.0462 | 187481.003 | 195294.7416 | 186349.952 | 222012.4005 | 211251.5376 | 205865.9088 | 232247.6425 | 222203.2257 | 208219.0258 | 184706.7673
Region | Technology | 2021-22 | 2022-23 | 2023-24 | 2024-25 | 2025-26 | 2026-27 | 2027-28 | 2028-29 | 2029-30 | 2030-31 | 2031-32 | 2032-33 | 2033-34 | 2034-35 | 2035-36 | 2036-37 | 2037-38 | 2038-39 | 2039-40 | 2040-41 | 2041-42 | 2042-43 | 2043-44 | 2044-45 | 2045-46 | 2046-47 | 2047-48 | 2048-49 | 2049-50
TAS1 | Black Coal | 0 | 0 | 0 | 0 | 0 | 0 | 0 | 0 | 0 | 0 | 0 | 0 | 0 | 0 | 0 | 0 | 0 | 0 | 0 | 0 | 0 | 0 | 0 | 0 | 0 | 0 | 0 | 0 | 0
TAS1 | Brown Coal | 0 | 0 | 0 | 0 | 0 | 0 | 0 | 0 | 0 | 0 | 0 | 0 | 0 | 0 | 0 | 0 | 0 | 0 | 0 | 0 | 0 | 0 | 0 | 0 | 0 | 0 | 0 | 0 | 0
TAS1 | CCGT | 0.00037003 | 0.00035308 | 0.00033781 | 0.00032144 | 0.00030671 | 0.00029267 | 0.00028001 | 0.00026644 | 0.00025423 | 0.00024259 | 0.0002321 | 0.00023544 | 0.00022465 | 0.00021436 | 0.00021243 | 0.00020907 | 0.00020799 | 0.00020512 | 0.0002098 | 0.00019963 | 0.00020039 | 0.00019693 | 0.00019713 | 0.00019458 | 0.00019177 | 7.5696e-05 | 7.9313e-05 | 8.3996e-05 | 8.5036e-05
TAS1 | Gas - Steam | 0 | 0 | 0 | 0 | 0 | 0 | 0 | 0 | 0 | 0 | 0 | 0 | 0 | 0 | 0 | 0 | 0 | 0 | 0 | 0 | 0 | 0 | 0 | 0 | 0 | 0 | 0 | 0 | 0
TAS1 | OCGT / Diesel | 0.0011223 | 0.0010794 | 0.0010327 | 0.00098266 | 0.00093766 | 0.00089471 | 0.00085602 | 0.00082043 | 0.00081705 | 0.00081808 | 0.00082253 | 0.00094544 | 0.00090214 | 0.00086082 | 0.00083503 | 0.00082047 | 0.00083596 | 0.00082349 | 0.00094222 | 0.00089655 | 0.00086319 | 0.00083154 | 0.00082893 | 0.00085256 | 0.00082982 | 0.00048241 | 0.000497 | 0.00052089 | 0.00053019
TAS1 | Hydro | 0 | 0 | 0 | 0 | 0 | 0 | 0 | 0 | 0 | 0 | 0 | 0 | 0 | 0 | 0 | 0 | 0 | 0 | 0 | 0 | 0 | 0 | 0 | 0 | 0 | 0 | 0 | 0 | 0
TAS1 | Wind | 52910.1074 | 50486.7437 | 62913.4172 | 59864.0202 | 57122.1566 | 54505.8746 | 64794.0551 | 73616.8468 | 81578.1155 | 88505.6476 | 94810.9235 | 99839.7688 | 104384.6405 | 108241.4077 | 111765.1095 | 114103.2722 | 116231.894 | 117894.5479 | 119675.5144 | 120367.9411 | 114854.9055 | 109594.3755 | 104854.5576 | 99772.2844 | 95202.5614 | 74467.4948 | 71246.87 | 63284.637 | 60386.104
TAS1 | Solar PV | 0.00022993 | 0.00036977 | 0.00042672 | 0.00055719 | 0.00053167 | 0.00068038 | 0.0010376 | 0.0010058 | 0.0011982 | 0.0012435 | 0.0011898 | 0.0011321 | 0.0010802 | 0.0010308 | 0.00098619 | 0.00093839 | 0.00092605 | 0.0010134 | 0.0014756 | 0.0026845 | 0.0025616 | 0.0024443 | 0.0023386 | 0.0022252 | 0.0021233 | 0.0019549 | 0.0018237 | 0.0017128 | 0.0015875
TAS1 | Grid Battery | 0.0010184 | 0.0013587 | 0.0012999 | 0.0014585 | 0.0018395 | 0.0017681 | 0.0019771 | 0.0021867 | 0.0023109 | 0.0022935 | 0.0023898 | 0.0026021 | 0.0024829 | 0.0023692 | 0.0024219 | 0.0023286 | 0.0024755 | 0.0024141 | 0.0027133 | 0.0025818 | 0.0023541 | 0.0022006 | 0.0022387 | 0.002244 | 0.0021711 | 0.0021827 | 0.0021628 | 0.0022022 | 0.0021568
TAS1 | Pumped Hydro | 0 | 0 | 0.0047222 | 0.0045633 | 0.0045522 | 0.0046021 | 0.0047049 | 0.0046742 | 0.0046652 | 0.0046707 | 0.0047318 | 0.0053273 | 0.0050833 | 0.0048702 | 0.0048788 | 0.0048832 | 0.0050292 | 0.0049048 | 0.005511 | 0.0052439 | 0.0052323 | 0.0050152 | 0.0051449 | 0.0052306 | 0.0050942 | 0.0050186 | 0.0050163 | 0.0052976 | 0.0050804
TAS1 | VPP | 0 | 0 | 0 | 0 | 0 | 0 | 0 | 0 | 0 | 0 | 0 | 0 | 0 | 0 | 0 | 0 | 0 | 0 | 0 | 0 | 0 | 0 | 0 | 0 | 0 | 0 | 0 | 0 | 0
Total excluding storage |  | 52910.1091 | 50486.7455 | 62913.4189 | 59864.022 | 57122.1584 | 54505.8765 | 64794.0573 | 73616.8489 | 81578.1177 | 88505.6499 | 94810.9258 | 99839.7711 | 104384.6427 | 108241.4098 | 111765.1115 | 114103.2742 | 116231.896 | 117894.55 | 119675.5171 | 120367.9448 | 114854.9092 | 109594.3789 | 104854.5609 | 99772.2877 | 95202.5646 | 74467.4973 | 71246.8724 | 63284.6393 | 60386.1062

## BaseCase_REHAB Cost
Rehabilition cost by technology ($000s) - Base Case, Step Change Scenario
REHAB | Real June 2020 dollars discounted to 1 July 2020
Explicitly modelled generation
Region | Technology | 2021-22 | 2022-23 | 2023-24 | 2024-25 | 2025-26 | 2026-27 | 2027-28 | 2028-29 | 2029-30 | 2030-31 | 2031-32 | 2032-33 | 2033-34 | 2034-35 | 2035-36 | 2036-37 | 2037-38 | 2038-39 | 2039-40 | 2040-41 | 2041-42 | 2042-43 | 2043-44 | 2044-45 | 2045-46 | 2046-47 | 2047-48 | 2048-49 | 2049-50
NEM | Black Coal | 0 | 0 | 0 | 214340.0701 | 97078.9269 | 2385.1823 | 2899.0675 | 0 | 19392.2007 | 0.00030092 | 666.2523 | 1.5834e-05 | 19350.2949 | 0 | 0 | 1281.454 | 0 | 0 | 0 | 1542.4078 | 9661.1206 | 0 | 2189.4973 | 0.00022475 | 2.4039e-05 | 0 | 154.0694 | 0 | 0
NEM | Brown Coal | 0 | 0 | 0 | 154968.305 | 7449.1042 | 28317.7733 | 125463.7821 | 0.040329 | 0.00020759 | 0 | 5.533e-06 | 0 | 0 | 0 | 0 | 0.0053268 | 0.0074117 | 0.0006432 | 0 | 0 | 0 | 0 | 0 | 3.8336e-06 | 0.0015211 | 2.8037e-07 | 9.8113e-06 | 0 | 0
NEM | CCGT | 0 | 0 | 0 | 0 | 0 | 0 | 0 | 0 | 0 | 0 | 0 | 0 | 0 | 0 | 0 | 0 | 0 | 0 | 0 | 0 | 0 | 0 | 0 | 0 | 0 | 0 | 0 | 0 | 0
NEM | Gas - Steam | 0 | 0 | 0 | 0 | 0 | 0 | 0 | 0 | 0 | 0 | 0 | 0 | 0 | 0 | 0 | 0 | 0 | 0 | 0 | 0 | 0 | 0 | 0 | 0 | 0 | 0 | 0 | 0 | 0
NEM | OCGT / Diesel | 0 | 0 | 0 | 0 | 0 | 0 | 0 | 0 | 0 | 0 | 0 | 0 | 0 | 0 | 0 | 0 | 0 | 0 | 0 | 0 | 0 | 0 | 0 | 0 | 0 | 0 | 0 | 0 | 0
NEM | Hydro | 0 | 0 | 0 | 0 | 0 | 0 | 0 | 0 | 0 | 0 | 0 | 0 | 0 | 0 | 0 | 0 | 0 | 0 | 0 | 0 | 0 | 0 | 0 | 0 | 0 | 0 | 0 | 0 | 0
NEM | Wind | 0 | 0 | 0 | 0 | 0 | 0 | 0 | 0 | 0 | 0 | 0 | 0 | 0 | 0 | 0 | 0 | 0 | 0 | 0 | 0 | 0 | 0 | 0 | 0 | 0 | 0 | 0 | 0 | 0
NEM | Solar PV | 0 | 0 | 0 | 0 | 0 | 0 | 0 | 0 | 0 | 0 | 0 | 0 | 0 | 0 | 0 | 0 | 0 | 0 | 0 | 0 | 0 | 0 | 0 | 0 | 0 | 0 | 0 | 0 | 0
NEM | Grid Battery | 0 | 0 | 0 | 0 | 0 | 0 | 0 | 0 | 0 | 0 | 0 | 0 | 0 | 0 | 0 | 0 | 0 | 0 | 0 | 0 | 0 | 0 | 0 | 0 | 0 | 0 | 0 | 0 | 0
NEM | Pumped Hydro | 0 | 0 | 0 | 0 | 0 | 0 | 0 | 0 | 0 | 0 | 0 | 0 | 0 | 0 | 0 | 0 | 0 | 0 | 0 | 0 | 0 | 0 | 0 | 0 | 0 | 0 | 0 | 0 | 0
NEM | VPP | 0 | 0 | 0 | 0 | 0 | 0 | 0 | 0 | 0 | 0 | 0 | 0 | 0 | 0 | 0 | 0 | 0 | 0 | 0 | 0 | 0 | 0 | 0 | 0 | 0 | 0 | 0 | 0 | 0
Total excluding storage |  | 0 | 0 | 0 | 369308.3751 | 104528.031 | 30702.9556 | 128362.8497 | 0.040329 | 19392.2009 | 0.00030092 | 666.2523 | 1.5834e-05 | 19350.2949 | 0 | 0 | 1281.4593 | 0.0074117 | 0.0006432 | 0 | 1542.4078 | 9661.1206 | 0 | 2189.4973 | 0.00022858 | 0.0015451 | 2.8037e-07 | 154.0694 | 0 | 0
Region | Technology | 2021-22 | 2022-23 | 2023-24 | 2024-25 | 2025-26 | 2026-27 | 2027-28 | 2028-29 | 2029-30 | 2030-31 | 2031-32 | 2032-33 | 2033-34 | 2034-35 | 2035-36 | 2036-37 | 2037-38 | 2038-39 | 2039-40 | 2040-41 | 2041-42 | 2042-43 | 2043-44 | 2044-45 | 2045-46 | 2046-47 | 2047-48 | 2048-49 | 2049-50
NSW1 | Black Coal | 0 | 0 | 0 | 29604.612 | 97078.9251 | 0 | 0 | 0 | 7436.7856 | 0 | 666.2523 | 0 | 0 | 0 | 0 | 0 | 0 | 0 | 0 | 0 | 1828.2079 | 0 | 0 | 0 | 0 | 0 | 0 | 0 | 0
NSW1 | Brown Coal | 0 | 0 | 0 | 0 | 0 | 0 | 0 | 0 | 0 | 0 | 0 | 0 | 0 | 0 | 0 | 0 | 0 | 0 | 0 | 0 | 0 | 0 | 0 | 0 | 0 | 0 | 0 | 0 | 0
NSW1 | CCGT | 0 | 0 | 0 | 0 | 0 | 0 | 0 | 0 | 0 | 0 | 0 | 0 | 0 | 0 | 0 | 0 | 0 | 0 | 0 | 0 | 0 | 0 | 0 | 0 | 0 | 0 | 0 | 0 | 0
NSW1 | Gas - Steam | 0 | 0 | 0 | 0 | 0 | 0 | 0 | 0 | 0 | 0 | 0 | 0 | 0 | 0 | 0 | 0 | 0 | 0 | 0 | 0 | 0 | 0 | 0 | 0 | 0 | 0 | 0 | 0 | 0
NSW1 | OCGT / Diesel | 0 | 0 | 0 | 0 | 0 | 0 | 0 | 0 | 0 | 0 | 0 | 0 | 0 | 0 | 0 | 0 | 0 | 0 | 0 | 0 | 0 | 0 | 0 | 0 | 0 | 0 | 0 | 0 | 0
NSW1 | Hydro | 0 | 0 | 0 | 0 | 0 | 0 | 0 | 0 | 0 | 0 | 0 | 0 | 0 | 0 | 0 | 0 | 0 | 0 | 0 | 0 | 0 | 0 | 0 | 0 | 0 | 0 | 0 | 0 | 0
NSW1 | Wind | 0 | 0 | 0 | 0 | 0 | 0 | 0 | 0 | 0 | 0 | 0 | 0 | 0 | 0 | 0 | 0 | 0 | 0 | 0 | 0 | 0 | 0 | 0 | 0 | 0 | 0 | 0 | 0 | 0
NSW1 | Solar PV | 0 | 0 | 0 | 0 | 0 | 0 | 0 | 0 | 0 | 0 | 0 | 0 | 0 | 0 | 0 | 0 | 0 | 0 | 0 | 0 | 0 | 0 | 0 | 0 | 0 | 0 | 0 | 0 | 0
NSW1 | Grid Battery | 0 | 0 | 0 | 0 | 0 | 0 | 0 | 0 | 0 | 0 | 0 | 0 | 0 | 0 | 0 | 0 | 0 | 0 | 0 | 0 | 0 | 0 | 0 | 0 | 0 | 0 | 0 | 0 | 0
NSW1 | Pumped Hydro | 0 | 0 | 0 | 0 | 0 | 0 | 0 | 0 | 0 | 0 | 0 | 0 | 0 | 0 | 0 | 0 | 0 | 0 | 0 | 0 | 0 | 0 | 0 | 0 | 0 | 0 | 0 | 0 | 0
NSW1 | VPP | 0 | 0 | 0 | 0 | 0 | 0 | 0 | 0 | 0 | 0 | 0 | 0 | 0 | 0 | 0 | 0 | 0 | 0 | 0 | 0 | 0 | 0 | 0 | 0 | 0 | 0 | 0 | 0 | 0
Total excluding storage |  | 0 | 0 | 0 | 29604.612 | 97078.9251 | 0 | 0 | 0 | 7436.7856 | 0 | 666.2523 | 0 | 0 | 0 | 0 | 0 | 0 | 0 | 0 | 0 | 1828.2079 | 0 | 0 | 0 | 0 | 0 | 0 | 0 | 0
Region | Technology | 2021-22 | 2022-23 | 2023-24 | 2024-25 | 2025-26 | 2026-27 | 2027-28 | 2028-29 | 2029-30 | 2030-31 | 2031-32 | 2032-33 | 2033-34 | 2034-35 | 2035-36 | 2036-37 | 2037-38 | 2038-39 | 2039-40 | 2040-41 | 2041-42 | 2042-43 | 2043-44 | 2044-45 | 2045-46 | 2046-47 | 2047-48 | 2048-49 | 2049-50
QLD1 | Black Coal | 0 | 0 | 0 | 184735.458 | 0.0017464 | 2385.1823 | 2899.0675 | 0 | 11955.4151 | 0.00030092 | 7.6269e-06 | 1.5834e-05 | 19350.2949 | 0 | 0 | 1281.454 | 0 | 0 | 0 | 1542.4078 | 7832.9127 | 0 | 2189.4973 | 0.00022475 | 2.4039e-05 | 0 | 154.0694 | 0 | 0
QLD1 | Brown Coal | 0 | 0 | 0 | 0 | 0 | 0 | 0 | 0 | 0 | 0 | 0 | 0 | 0 | 0 | 0 | 0 | 0 | 0 | 0 | 0 | 0 | 0 | 0 | 0 | 0 | 0 | 0 | 0 | 0
QLD1 | CCGT | 0 | 0 | 0 | 0 | 0 | 0 | 0 | 0 | 0 | 0 | 0 | 0 | 0 | 0 | 0 | 0 | 0 | 0 | 0 | 0 | 0 | 0 | 0 | 0 | 0 | 0 | 0 | 0 | 0
QLD1 | Gas - Steam | 0 | 0 | 0 | 0 | 0 | 0 | 0 | 0 | 0 | 0 | 0 | 0 | 0 | 0 | 0 | 0 | 0 | 0 | 0 | 0 | 0 | 0 | 0 | 0 | 0 | 0 | 0 | 0 | 0
QLD1 | OCGT / Diesel | 0 | 0 | 0 | 0 | 0 | 0 | 0 | 0 | 0 | 0 | 0 | 0 | 0 | 0 | 0 | 0 | 0 | 0 | 0 | 0 | 0 | 0 | 0 | 0 | 0 | 0 | 0 | 0 | 0
QLD1 | Hydro | 0 | 0 | 0 | 0 | 0 | 0 | 0 | 0 | 0 | 0 | 0 | 0 | 0 | 0 | 0 | 0 | 0 | 0 | 0 | 0 | 0 | 0 | 0 | 0 | 0 | 0 | 0 | 0 | 0
QLD1 | Wind | 0 | 0 | 0 | 0 | 0 | 0 | 0 | 0 | 0 | 0 | 0 | 0 | 0 | 0 | 0 | 0 | 0 | 0 | 0 | 0 | 0 | 0 | 0 | 0 | 0 | 0 | 0 | 0 | 0
QLD1 | Solar PV | 0 | 0 | 0 | 0 | 0 | 0 | 0 | 0 | 0 | 0 | 0 | 0 | 0 | 0 | 0 | 0 | 0 | 0 | 0 | 0 | 0 | 0 | 0 | 0 | 0 | 0 | 0 | 0 | 0
QLD1 | Grid Battery | 0 | 0 | 0 | 0 | 0 | 0 | 0 | 0 | 0 | 0 | 0 | 0 | 0 | 0 | 0 | 0 | 0 | 0 | 0 | 0 | 0 | 0 | 0 | 0 | 0 | 0 | 0 | 0 | 0
QLD1 | Pumped Hydro | 0 | 0 | 0 | 0 | 0 | 0 | 0 | 0 | 0 | 0 | 0 | 0 | 0 | 0 | 0 | 0 | 0 | 0 | 0 | 0 | 0 | 0 | 0 | 0 | 0 | 0 | 0 | 0 | 0
QLD1 | VPP | 0 | 0 | 0 | 0 | 0 | 0 | 0 | 0 | 0 | 0 | 0 | 0 | 0 | 0 | 0 | 0 | 0 | 0 | 0 | 0 | 0 | 0 | 0 | 0 | 0 | 0 | 0 | 0 | 0
Total excluding storage |  | 0 | 0 | 0 | 184735.458 | 0.0017464 | 2385.1823 | 2899.0675 | 0 | 11955.4151 | 0.00030092 | 7.6269e-06 | 1.5834e-05 | 19350.2949 | 0 | 0 | 1281.454 | 0 | 0 | 0 | 1542.4078 | 7832.9127 | 0 | 2189.4973 | 0.00022475 | 2.4039e-05 | 0 | 154.0694 | 0 | 0
Region | Technology | 2021-22 | 2022-23 | 2023-24 | 2024-25 | 2025-26 | 2026-27 | 2027-28 | 2028-29 | 2029-30 | 2030-31 | 2031-32 | 2032-33 | 2033-34 | 2034-35 | 2035-36 | 2036-37 | 2037-38 | 2038-39 | 2039-40 | 2040-41 | 2041-42 | 2042-43 | 2043-44 | 2044-45 | 2045-46 | 2046-47 | 2047-48 | 2048-49 | 2049-50
VIC1 | Black Coal | 0 | 0 | 0 | 0 | 0 | 0 | 0 | 0 | 0 | 0 | 0 | 0 | 0 | 0 | 0 | 0 | 0 | 0 | 0 | 0 | 0 | 0 | 0 | 0 | 0 | 0 | 0 | 0 | 0
VIC1 | Brown Coal | 0 | 0 | 0 | 154968.305 | 7449.1042 | 28317.7733 | 125463.7821 | 0.040329 | 0.00020759 | 0 | 5.533e-06 | 0 | 0 | 0 | 0 | 0.0053268 | 0.0074117 | 0.0006432 | 0 | 0 | 0 | 0 | 0 | 3.8336e-06 | 0.0015211 | 2.8037e-07 | 9.8113e-06 | 0 | 0
VIC1 | CCGT | 0 | 0 | 0 | 0 | 0 | 0 | 0 | 0 | 0 | 0 | 0 | 0 | 0 | 0 | 0 | 0 | 0 | 0 | 0 | 0 | 0 | 0 | 0 | 0 | 0 | 0 | 0 | 0 | 0
VIC1 | Gas - Steam | 0 | 0 | 0 | 0 | 0 | 0 | 0 | 0 | 0 | 0 | 0 | 0 | 0 | 0 | 0 | 0 | 0 | 0 | 0 | 0 | 0 | 0 | 0 | 0 | 0 | 0 | 0 | 0 | 0
VIC1 | OCGT / Diesel | 0 | 0 | 0 | 0 | 0 | 0 | 0 | 0 | 0 | 0 | 0 | 0 | 0 | 0 | 0 | 0 | 0 | 0 | 0 | 0 | 0 | 0 | 0 | 0 | 0 | 0 | 0 | 0 | 0
VIC1 | Hydro | 0 | 0 | 0 | 0 | 0 | 0 | 0 | 0 | 0 | 0 | 0 | 0 | 0 | 0 | 0 | 0 | 0 | 0 | 0 | 0 | 0 | 0 | 0 | 0 | 0 | 0 | 0 | 0 | 0
VIC1 | Wind | 0 | 0 | 0 | 0 | 0 | 0 | 0 | 0 | 0 | 0 | 0 | 0 | 0 | 0 | 0 | 0 | 0 | 0 | 0 | 0 | 0 | 0 | 0 | 0 | 0 | 0 | 0 | 0 | 0
VIC1 | Solar PV | 0 | 0 | 0 | 0 | 0 | 0 | 0 | 0 | 0 | 0 | 0 | 0 | 0 | 0 | 0 | 0 | 0 | 0 | 0 | 0 | 0 | 0 | 0 | 0 | 0 | 0 | 0 | 0 | 0
VIC1 | Grid Battery | 0 | 0 | 0 | 0 | 0 | 0 | 0 | 0 | 0 | 0 | 0 | 0 | 0 | 0 | 0 | 0 | 0 | 0 | 0 | 0 | 0 | 0 | 0 | 0 | 0 | 0 | 0 | 0 | 0
VIC1 | Pumped Hydro | 0 | 0 | 0 | 0 | 0 | 0 | 0 | 0 | 0 | 0 | 0 | 0 | 0 | 0 | 0 | 0 | 0 | 0 | 0 | 0 | 0 | 0 | 0 | 0 | 0 | 0 | 0 | 0 | 0
VIC1 | VPP | 0 | 0 | 0 | 0 | 0 | 0 | 0 | 0 | 0 | 0 | 0 | 0 | 0 | 0 | 0 | 0 | 0 | 0 | 0 | 0 | 0 | 0 | 0 | 0 | 0 | 0 | 0 | 0 | 0
Total excluding storage |  | 0 | 0 | 0 | 154968.305 | 7449.1042 | 28317.7733 | 125463.7821 | 0.040329 | 0.00020759 | 0 | 5.533e-06 | 0 | 0 | 0 | 0 | 0.0053268 | 0.0074117 | 0.0006432 | 0 | 0 | 0 | 0 | 0 | 3.8336e-06 | 0.0015211 | 2.8037e-07 | 9.8113e-06 | 0 | 0
Region | Technology | 2021-22 | 2022-23 | 2023-24 | 2024-25 | 2025-26 | 2026-27 | 2027-28 | 2028-29 | 2029-30 | 2030-31 | 2031-32 | 2032-33 | 2033-34 | 2034-35 | 2035-36 | 2036-37 | 2037-38 | 2038-39 | 2039-40 | 2040-41 | 2041-42 | 2042-43 | 2043-44 | 2044-45 | 2045-46 | 2046-47 | 2047-48 | 2048-49 | 2049-50
SA1 | Black Coal | 0 | 0 | 0 | 0 | 0 | 0 | 0 | 0 | 0 | 0 | 0 | 0 | 0 | 0 | 0 | 0 | 0 | 0 | 0 | 0 | 0 | 0 | 0 | 0 | 0 | 0 | 0 | 0 | 0
SA1 | Brown Coal | 0 | 0 | 0 | 0 | 0 | 0 | 0 | 0 | 0 | 0 | 0 | 0 | 0 | 0 | 0 | 0 | 0 | 0 | 0 | 0 | 0 | 0 | 0 | 0 | 0 | 0 | 0 | 0 | 0
SA1 | CCGT | 0 | 0 | 0 | 0 | 0 | 0 | 0 | 0 | 0 | 0 | 0 | 0 | 0 | 0 | 0 | 0 | 0 | 0 | 0 | 0 | 0 | 0 | 0 | 0 | 0 | 0 | 0 | 0 | 0
SA1 | Gas - Steam | 0 | 0 | 0 | 0 | 0 | 0 | 0 | 0 | 0 | 0 | 0 | 0 | 0 | 0 | 0 | 0 | 0 | 0 | 0 | 0 | 0 | 0 | 0 | 0 | 0 | 0 | 0 | 0 | 0
SA1 | OCGT / Diesel | 0 | 0 | 0 | 0 | 0 | 0 | 0 | 0 | 0 | 0 | 0 | 0 | 0 | 0 | 0 | 0 | 0 | 0 | 0 | 0 | 0 | 0 | 0 | 0 | 0 | 0 | 0 | 0 | 0
SA1 | Hydro | 0 | 0 | 0 | 0 | 0 | 0 | 0 | 0 | 0 | 0 | 0 | 0 | 0 | 0 | 0 | 0 | 0 | 0 | 0 | 0 | 0 | 0 | 0 | 0 | 0 | 0 | 0 | 0 | 0
SA1 | Wind | 0 | 0 | 0 | 0 | 0 | 0 | 0 | 0 | 0 | 0 | 0 | 0 | 0 | 0 | 0 | 0 | 0 | 0 | 0 | 0 | 0 | 0 | 0 | 0 | 0 | 0 | 0 | 0 | 0
SA1 | Solar PV | 0 | 0 | 0 | 0 | 0 | 0 | 0 | 0 | 0 | 0 | 0 | 0 | 0 | 0 | 0 | 0 | 0 | 0 | 0 | 0 | 0 | 0 | 0 | 0 | 0 | 0 | 0 | 0 | 0
SA1 | Grid Battery | 0 | 0 | 0 | 0 | 0 | 0 | 0 | 0 | 0 | 0 | 0 | 0 | 0 | 0 | 0 | 0 | 0 | 0 | 0 | 0 | 0 | 0 | 0 | 0 | 0 | 0 | 0 | 0 | 0
SA1 | Pumped Hydro | 0 | 0 | 0 | 0 | 0 | 0 | 0 | 0 | 0 | 0 | 0 | 0 | 0 | 0 | 0 | 0 | 0 | 0 | 0 | 0 | 0 | 0 | 0 | 0 | 0 | 0 | 0 | 0 | 0
SA1 | VPP | 0 | 0 | 0 | 0 | 0 | 0 | 0 | 0 | 0 | 0 | 0 | 0 | 0 | 0 | 0 | 0 | 0 | 0 | 0 | 0 | 0 | 0 | 0 | 0 | 0 | 0 | 0 | 0 | 0
Total excluding storage |  | 0 | 0 | 0 | 0 | 0 | 0 | 0 | 0 | 0 | 0 | 0 | 0 | 0 | 0 | 0 | 0 | 0 | 0 | 0 | 0 | 0 | 0 | 0 | 0 | 0 | 0 | 0 | 0 | 0
Region | Technology | 2021-22 | 2022-23 | 2023-24 | 2024-25 | 2025-26 | 2026-27 | 2027-28 | 2028-29 | 2029-30 | 2030-31 | 2031-32 | 2032-33 | 2033-34 | 2034-35 | 2035-36 | 2036-37 | 2037-38 | 2038-39 | 2039-40 | 2040-41 | 2041-42 | 2042-43 | 2043-44 | 2044-45 | 2045-46 | 2046-47 | 2047-48 | 2048-49 | 2049-50
TAS1 | Black Coal | 0 | 0 | 0 | 0 | 0 | 0 | 0 | 0 | 0 | 0 | 0 | 0 | 0 | 0 | 0 | 0 | 0 | 0 | 0 | 0 | 0 | 0 | 0 | 0 | 0 | 0 | 0 | 0 | 0
TAS1 | Brown Coal | 0 | 0 | 0 | 0 | 0 | 0 | 0 | 0 | 0 | 0 | 0 | 0 | 0 | 0 | 0 | 0 | 0 | 0 | 0 | 0 | 0 | 0 | 0 | 0 | 0 | 0 | 0 | 0 | 0
TAS1 | CCGT | 0 | 0 | 0 | 0 | 0 | 0 | 0 | 0 | 0 | 0 | 0 | 0 | 0 | 0 | 0 | 0 | 0 | 0 | 0 | 0 | 0 | 0 | 0 | 0 | 0 | 0 | 0 | 0 | 0
TAS1 | Gas - Steam | 0 | 0 | 0 | 0 | 0 | 0 | 0 | 0 | 0 | 0 | 0 | 0 | 0 | 0 | 0 | 0 | 0 | 0 | 0 | 0 | 0 | 0 | 0 | 0 | 0 | 0 | 0 | 0 | 0
TAS1 | OCGT / Diesel | 0 | 0 | 0 | 0 | 0 | 0 | 0 | 0 | 0 | 0 | 0 | 0 | 0 | 0 | 0 | 0 | 0 | 0 | 0 | 0 | 0 | 0 | 0 | 0 | 0 | 0 | 0 | 0 | 0
TAS1 | Hydro | 0 | 0 | 0 | 0 | 0 | 0 | 0 | 0 | 0 | 0 | 0 | 0 | 0 | 0 | 0 | 0 | 0 | 0 | 0 | 0 | 0 | 0 | 0 | 0 | 0 | 0 | 0 | 0 | 0
TAS1 | Wind | 0 | 0 | 0 | 0 | 0 | 0 | 0 | 0 | 0 | 0 | 0 | 0 | 0 | 0 | 0 | 0 | 0 | 0 | 0 | 0 | 0 | 0 | 0 | 0 | 0 | 0 | 0 | 0 | 0
TAS1 | Solar PV | 0 | 0 | 0 | 0 | 0 | 0 | 0 | 0 | 0 | 0 | 0 | 0 | 0 | 0 | 0 | 0 | 0 | 0 | 0 | 0 | 0 | 0 | 0 | 0 | 0 | 0 | 0 | 0 | 0
TAS1 | Grid Battery | 0 | 0 | 0 | 0 | 0 | 0 | 0 | 0 | 0 | 0 | 0 | 0 | 0 | 0 | 0 | 0 | 0 | 0 | 0 | 0 | 0 | 0 | 0 | 0 | 0 | 0 | 0 | 0 | 0
TAS1 | Pumped Hydro | 0 | 0 | 0 | 0 | 0 | 0 | 0 | 0 | 0 | 0 | 0 | 0 | 0 | 0 | 0 | 0 | 0 | 0 | 0 | 0 | 0 | 0 | 0 | 0 | 0 | 0 | 0 | 0 | 0
TAS1 | VPP | 0 | 0 | 0 | 0 | 0 | 0 | 0 | 0 | 0 | 0 | 0 | 0 | 0 | 0 | 0 | 0 | 0 | 0 | 0 | 0 | 0 | 0 | 0 | 0 | 0 | 0 | 0 | 0 | 0
Total excluding storage |  | 0 | 0 | 0 | 0 | 0 | 0 | 0 | 0 | 0 | 0 | 0 | 0 | 0 | 0 | 0 | 0 | 0 | 0 | 0 | 0 | 0 | 0 | 0 | 0 | 0 | 0 | 0 | 0 | 0

## BaseCase_REZ Tx Cost
REZ transmission expansion cost by region ($000s) - Base Case, Step Change Scenario
REZ Expansion | Real June 2020 dollars discounted to 1 July 2020. As with the total capital costs, the REZ transmission expansion costs are annualised for modelling purposes.
Explicitly modelled generation
Region | Technology | 2021-22 | 2022-23 | 2023-24 | 2024-25 | 2025-26 | 2026-27 | 2027-28 | 2028-29 | 2029-30 | 2030-31 | 2031-32 | 2032-33 | 2033-34 | 2034-35 | 2035-36 | 2036-37 | 2037-38 | 2038-39 | 2039-40 | 2040-41 | 2041-42 | 2042-43 | 2043-44 | 2044-45 | 2045-46 | 2046-47 | 2047-48 | 2048-49 | 2049-50
NSW1 | Transmission | 0.0015498 | 4528.7794 | 14368.0348 | 35726.8604 | 34090.5159 | 38916.6752 | 54770.3144 | 53053.5413 | 116304.7193 | 110977.7855 | 106178.1369 | 139896.9827 | 140276.5327 | 133851.6533 | 128340.9579 | 128439.9908 | 137793.8109 | 134055.6442 | 132136.893 | 137966.1349 | 155098.0887 | 171716.2088 | 171185.2921 | 162887.9855 | 177508.133 | 202284.284 | 199647.8686 | 190989.0101 | 182241.4232
QLD1 | Transmission | 1619.7817 | 1545.5934 | 1478.7487 | 5017.1534 | 7637.9904 | 7288.1588 | 9034.4333 | 46670.4936 | 44532.9138 | 42493.2383 | 49660.946 | 50814.4188 | 61608.7673 | 58786.9919 | 68763.2499 | 74980.216 | 124162.9161 | 118476.065 | 114924.0078 | 113382.8925 | 116943.131 | 165351.4125 | 158200.1737 | 166889.7843 | 171114.8545 | 197250.8179 | 188719.9699 | 187968.4288 | 210713.7238
VIC1 | Transmission | 0.00057806 | 0.00057083 | 0.00054614 | 0.00051967 | 0.00049666 | 1380.9806 | 10543.9708 | 10032.9073 | 9573.3848 | 9134.9092 | 8739.8359 | 8316.2183 | 11270.2367 | 12455.435 | 11916.7532 | 11339.1513 | 18895.3569 | 18029.9207 | 17250.1495 | 21700.6867 | 31356.8553 | 30489.2306 | 37763.2042 | 35932.8315 | 37499.0286 | 53865.674 | 51536.0519 | 49038.1128 | 46792.0924
SA1 | Transmission | 0.0034522 | 0.0033671 | 0.0035249 | 0.0043064 | 0.0042171 | 0.0041688 | 0.0045275 | 10087.2472 | 9625.2359 | 9184.3864 | 8787.1734 | 15404.4272 | 14698.881 | 14025.6501 | 13419.1013 | 12768.681 | 12183.8567 | 14474.8776 | 18197.042 | 17315.0363 | 21188.2367 | 20217.7846 | 30140.6091 | 28679.7092 | 28034.5823 | 50011.0394 | 47848.1253 | 45528.9391 | 47234.4247
TAS1 | Transmission | 0 | 0 | 0 | 0 | 0 | 0 | 5.2425e-05 | 5.0784e-05 | 5.2059e-05 | 556.4041 | 1320.0747 | 2317.5689 | 3224.283 | 4043.0759 | 4792.8894 | 5440.4336 | 6030.8077 | 6556.5915 | 7067.2649 | 7480.4565 | 7137.8402 | 6810.9162 | 6516.3527 | 6200.5068 | 5916.5141 | 5645.5288 | 5401.3668 | 5139.5639 | 4904.1641
NEM | Total | 1619.7873 | 6074.3768 | 15846.7876 | 40744.0187 | 41728.5111 | 47585.8188 | 74348.7231 | 119844.1894 | 180036.2538 | 172346.7235 | 174686.1668 | 216749.6159 | 231078.7007 | 223162.8062 | 227232.9518 | 232968.4727 | 299066.7484 | 291593.099 | 289575.3572 | 297845.2069 | 331724.152 | 394585.5527 | 403805.6318 | 400590.8173 | 420073.1125 | 509057.3441 | 493153.3825 | 478664.0548 | 491885.8281

## BaseCase_USE+DSP Cost
USE and USE / DSP cost by region ($000s) - Base Case, Step Change Scenario
USE / DSP | Real June 2020 dollars discounted to 1 July 2020
Explicitly modelled generation
Region | Technology | 2021-22 | 2022-23 | 2023-24 | 2024-25 | 2025-26 | 2026-27 | 2027-28 | 2028-29 | 2029-30 | 2030-31 | 2031-32 | 2032-33 | 2033-34 | 2034-35 | 2035-36 | 2036-37 | 2037-38 | 2038-39 | 2039-40 | 2040-41 | 2041-42 | 2042-43 | 2043-44 | 2044-45 | 2045-46 | 2046-47 | 2047-48 | 2048-49 | 2049-50
NSW1 | USE / DSP | 0.0027991 | 0.0027921 | 0.0028088 | 1633.6089 | 0.0028757 | 0.0028637 | 42.4211 | 0.0029053 | 0.0028786 | 0.0028899 | 0.0029119 | 39568.49 | 73.7419 | 205.3236 | 14366.2226 | 464.1537 | 22044.3829 | 0.0030748 | 3369.1026 | 881.4335 | 5015.6846 | 0.0031709 | 4359.3839 | 13101.8839 | 339.3527 | 131.3007 | 165.0371 | 1102.363 | 3222.9131
QLD1 | USE / DSP | 0.0027722 | 0.0027624 | 0.0027722 | 1444.4754 | 389.5498 | 910.5679 | 131.2496 | 24988.2116 | 3153.5843 | 80.0902 | 2575.9437 | 4010.3759 | 32049.0966 | 14289.5969 | 2772.0535 | 1228.72 | 49855.5346 | 366.7412 | 9278.3407 | 4856.3878 | 7157.7079 | 17779.8331 | 17759.3037 | 7096.8889 | 5544.1273 | 42300.9275 | 113.0878 | 60954.7361 | 43303.6232
VIC1 | USE / DSP | 0.0027802 | 0.0027581 | 0.0027806 | 0.0028902 | 0.0029118 | 0.002908 | 0.91989 | 0.0028956 | 0.002869 | 0.0029116 | 0.0029314 | 6394.7186 | 0.0029791 | 81.5372 | 4381.4083 | 90.3532 | 4293.7291 | 0.0030354 | 3361.2289 | 281.4908 | 1536.8863 | 0.0031745 | 2723.4678 | 18014.8568 | 114.5944 | 0.0033318 | 7.52 | 32.62 | 1920.7154
SA1 | USE / DSP | 0.0028081 | 0.0027748 | 0.0028281 | 0.0028556 | 0.0028795 | 0.0028473 | 16.0593 | 0.0028343 | 0.0028021 | 0.0028285 | 0.0028571 | 4751.6766 | 0.0028785 | 86.0953 | 6494.9948 | 396.8538 | 4760.2353 | 0.0029784 | 3574.8719 | 500.1496 | 1457.6558 | 0.0031082 | 3308.0932 | 10358.8322 | 294.9498 | 55.7846 | 55.5219 | 530.7099 | 1835.708
TAS1 | USE / DSP | 0.0022666 | 0.0022491 | 0.0022675 | 0.0022606 | 0.0022354 | 0.0022383 | 0.0022364 | 0.0022051 | 0.0022044 | 0.0022041 | 0.002209 | 205.8849 | 0.0022027 | 0.0022019 | 0.0022078 | 0.0022013 | 0.0022035 | 0.0022006 | 139.935 | 0.0021997 | 33.105 | 0.0022002 | 0.0022081 | 0.0022015 | 0.0021999 | 0.0022001 | 0.002206 | 0.002203 | 0.0021995
NEM | Total | 0.013426 | 0.013336 | 0.013457 | 3078.0923 | 389.5607 | 910.5788 | 190.6522 | 24988.2224 | 3153.595 | 80.1011 | 2575.9546 | 54931.146 | 32122.8466 | 14662.5552 | 28014.6814 | 2180.0829 | 80953.8841 | 366.7525 | 19723.4791 | 6519.4639 | 15201.0396 | 17779.8447 | 28150.2507 | 48572.464 | 6293.0264 | 42488.0184 | 341.169 | 62620.4312 | 50282.9619

## BaseCase_SyncCon Cost
Synchronous Condenser cost by region ($000s) - Base Case, Step Change Scenario
SyncCon | Real June 2020 dollars discounted to 1 July 2020
Explicitly modelled generation
Region | Technology | 2021-22 | 2022-23 | 2023-24 | 2024-25 | 2025-26 | 2026-27 | 2027-28 | 2028-29 | 2029-30 | 2030-31 | 2031-32 | 2032-33 | 2033-34 | 2034-35 | 2035-36 | 2036-37 | 2037-38 | 2038-39 | 2039-40 | 2040-41 | 2041-42 | 2042-43 | 2043-44 | 2044-45 | 2045-46 | 2046-47 | 2047-48 | 2048-49 | 2049-50
NSW1 | SyncCon | 0 | 0 | 0 | 0 | 0 | 0 | 0 | 0 | 0 | 0 | 0 | 0 | 0 | 0 | 0 | 0 | 0 | 0 | 0 | 0 | 0 | 0 | 0 | 0 | 0 | 0 | 0 | 0 | 0
QLD1 | SyncCon | 0 | 0 | 0 | 0 | 0 | 0 | 0 | 0 | 0 | 0 | 0 | 0 | 0 | 0 | 0 | 0 | 0 | 0 | 0 | 0 | 0 | 0 | 0 | 0 | 0 | 0 | 0 | 0 | 0
VIC1 | SyncCon | 0 | 0 | 416.3382 | 12640.0225 | 12061.0902 | 13696.3923 | 18626.7458 | 17723.9123 | 16912.13 | 16137.5286 | 15439.601 | 14691.2475 | 14018.366 | 13376.3034 | 12797.7952 | 12177.4894 | 11619.7418 | 11087.5399 | 10608.0178 | 10093.85 | 9631.5362 | 9190.3972 | 8792.9241 | 8366.7334 | 7983.5242 | 7617.8666 | 7288.4035 | 6935.1365 | 6617.4967
SA1 | SyncCon | 0 | 0 | 0 | 0 | 0 | 0 | 0 | 0 | 0 | 0 | 0 | 0 | 0 | 0 | 0 | 0 | 0 | 0 | 0 | 0 | 0 | 0 | 0 | 0 | 0 | 0 | 0 | 0 | 0
TAS1 | SyncCon | 1355.2313 | 1596.1342 | 1686.8972 | 1139.1104 | 872.8339 | 1042.2825 | 985.3235 | 993.4535 | 1125.5438 | 1264.3431 | 1596.4749 | 1564.5524 | 1667.8007 | 1884.7699 | 2028.382 | 2056.0633 | 2030.4451 | 1972.0407 | 1927.6647 | 2042.2816 | 1795.1102 | 1680.4439 | 1698.6598 | 1707.7909 | 1599.1939 | 1387.246 | 1308.1853 | 1248.0532 | 1233.488
NEM | Total | 1355.2313 | 1596.1342 | 2103.2355 | 13779.1329 | 12933.9241 | 14738.6748 | 19612.0693 | 18717.3657 | 18037.6739 | 17401.8717 | 17036.0758 | 16255.8 | 15686.1667 | 15261.0733 | 14826.1772 | 14233.5527 | 13650.1869 | 13059.5806 | 12535.6825 | 12136.1316 | 11426.6465 | 10870.841 | 10491.5839 | 10074.5242 | 9582.7181 | 9005.1126 | 8596.5888 | 8183.1897 | 7850.9846

## BaseCase_System Strength Cost
System Strength cost by region ($000s) - Base Case, Step Change Scenario
System Strength | Real June 2020 dollars discounted to 1 July 2020
Explicitly modelled generation
Region | Technology | 2021-22 | 2022-23 | 2023-24 | 2024-25 | 2025-26 | 2026-27 | 2027-28 | 2028-29 | 2029-30 | 2030-31 | 2031-32 | 2032-33 | 2033-34 | 2034-35 | 2035-36 | 2036-37 | 2037-38 | 2038-39 | 2039-40 | 2040-41 | 2041-42 | 2042-43 | 2043-44 | 2044-45 | 2045-46 | 2046-47 | 2047-48 | 2048-49 | 2049-50
NSW1 | System Strength | 0.0001079 | 508.1191 | 1612.0619 | 4008.4754 | 3824.8813 | 4366.3658 | 6145.1094 | 6412.1169 | 14322.971 | 13666.9571 | 13075.8785 | 16873.0789 | 17107.7781 | 16324.2157 | 15659.5148 | 15265.7808 | 17038.1312 | 17837.313 | 17641.693 | 18312.1447 | 19636.6346 | 22382.3091 | 22342.7069 | 21259.7617 | 21562.2962 | 23428.9818 | 22768.9892 | 21772.4439 | 20775.2328
QLD1 | System Strength | 3473.1725 | 3314.0959 | 3170.7655 | 3359.4253 | 3347.0632 | 3193.7626 | 3129.9598 | 4350.9502 | 4151.67 | 3961.5172 | 4245.0091 | 4527.256 | 5756.5925 | 5492.9318 | 5578.975 | 5555.426 | 7430.6007 | 7090.2679 | 6999.0632 | 7212.0607 | 8081.4578 | 10331.3001 | 9884.4844 | 9828.2239 | 9684.8835 | 10282.7051 | 9837.9911 | 9785.1698 | 11097.3538
VIC1 | System Strength | 0.00032179 | 0.00031597 | 0.00033573 | 2624.5513 | 2504.343 | 2826.5285 | 6581.9327 | 7220.117 | 6889.4247 | 6886.1463 | 7318.6724 | 9639.3581 | 10252.8975 | 10321.5534 | 9875.1593 | 9396.5129 | 10588.3666 | 10103.4032 | 9666.4438 | 9819.9983 | 10768.3546 | 10342.0513 | 10532.5402 | 10022.0307 | 9801.4094 | 10921.2094 | 10448.8809 | 9942.4263 | 9487.048
SA1 | System Strength | 524.9373 | 500.8944 | 691.632 | 2099.6417 | 2003.475 | 1911.7129 | 2112.0529 | 3091.7062 | 2950.1013 | 2827.1612 | 2852.9405 | 3809.7988 | 3635.3042 | 3471.8769 | 3449.5467 | 3282.348 | 4004.8182 | 4039.1389 | 4233.2757 | 4028.0899 | 4200.229 | 4007.8523 | 4998.5881 | 4756.3083 | 4640.462 | 5454.4215 | 5218.5247 | 4965.5841 | 5029.0902
TAS1 | System Strength | 493.0805 | 470.4966 | 743.8773 | 707.8218 | 675.4025 | 644.468 | 767.1129 | 873.1527 | 969.8228 | 1059.7727 | 1177.1673 | 1325.7772 | 1461.302 | 1581.6308 | 1692.3872 | 1780.834 | 1861.9371 | 1932.0501 | 2002.379 | 2051.7528 | 1957.7794 | 1868.1101 | 1787.3167 | 1700.686 | 1622.7919 | 1548.4656 | 1481.4964 | 1409.6887 | 1345.1228
NEM | Total | 4491.1907 | 4793.6063 | 6218.3371 | 12799.9155 | 12355.1649 | 12942.8379 | 18736.1678 | 21948.043 | 29283.9898 | 28401.5545 | 28669.6678 | 36175.269 | 38213.8743 | 37192.2086 | 36255.583 | 35280.9017 | 40923.8538 | 41002.173 | 40542.8547 | 41424.0465 | 44644.4554 | 48931.6229 | 49545.6364 | 47567.0106 | 47311.8431 | 51635.7833 | 49755.8823 | 47875.3128 | 47733.8477

## Marinus_CF
Annual capacity factor by technology - Marinus Link, Step Change Scenario
Explicitly modelled generation
Region | Technology | 2021-22 | 2022-23 | 2023-24 | 2024-25 | 2025-26 | 2026-27 | 2027-28 | 2028-29 | 2029-30 | 2030-31 | 2031-32 | 2032-33 | 2033-34 | 2034-35 | 2035-36 | 2036-37 | 2037-38 | 2038-39 | 2039-40 | 2040-41 | 2041-42 | 2042-43 | 2043-44 | 2044-45 | 2045-46 | 2046-47 | 2047-48 | 2048-49 | 2049-50
NEM | Black Coal | 48.13% | 44.57% | 46.82% | 59.56% | 63.21% | 61.39% | 58.29% | 62.17% | 61.43% | 60.14% | 56.27% | 57.16% | 66.05% | 57.11% | 53.07% | 56.76% | 59.04% | 58.1% | 53.59% | 53.61% | 52.83% | 56.7% | 53.06% | 51.27% | 48.49% | 49.55% | 49.63% | 44.93% | 46.04%
NEM | Brown Coal | 64.38% | 54.91% | 58.56% | 65.71% | 68.48% | 66.62% | - | - | - | - | - | - | - | - | - | - | - | - | - | - | - | - | - | - | - | - | - | - | -
NEM | CCGT | 8.417% | 8.417% | 7.282% | 12.91% | 16.16% | 13.53% | 13.15% | 13.82% | 13.02% | 14.9% | 18.38% | 23.35% | 26.82% | 25.36% | 21.63% | 22.46% | 25.94% | 26.12% | 24.22% | 24.29% | 26.43% | 29.25% | 24.81% | 27.12% | 28.6% | 28.26% | 28.34% | 28.26% | 28.26%
NEM | Gas - Steam | 5.862% | 5.942% | 5.999% | 2.103% | 2.335% | 2.386% | 2.38% | 2.869% | 1.924% | 2.065% | 2.741% | 7.637% | 8.036% | 12.44% | 9.43% | 9.798% | 15% | 18.52% | 22.45% | 24.99% | 32.05% | 33.9% | 30.55% | 29.83% | 26.19% | - | - | - | -
NEM | OCGT / Diesel | 0.1017% | 0.0412% | 0.1791% | 0.5251% | 0.4653% | 0.4755% | 0.3898% | 0.6134% | 0.1995% | 0.5149% | 0.9628% | 2.79% | 2.408% | 3.466% | 2.938% | 4.094% | 6.4% | 6.311% | 9.784% | 12.04% | 10.7% | 13.33% | 14.79% | 10.29% | 10.89% | 13.79% | 15.1% | 16.22% | 16.04%
NEM | Hydro | 20.93% | 22.09% | 20.48% | 23.98% | 24.19% | 22.86% | 25.67% | 27.97% | 24.32% | 23.41% | 23.28% | 22.41% | 24.32% | 26.13% | 24.52% | 24.01% | 25.76% | 22.97% | 21.97% | 20.01% | 20.52% | 22.35% | 21.9% | 20.71% | 21.07% | 25.46% | 21.96% | 20.61% | 20.13%
NEM | Wind | 37.09% | 37.07% | 33.74% | 33.05% | 35.93% | 36.87% | 37.69% | 35.41% | 34.46% | 34.78% | 35.34% | 32.47% | 31.32% | 33.45% | 34.94% | 36.19% | 33.7% | 33.47% | 33.45% | 32.83% | 31.34% | 29.95% | 31.96% | 33.32% | 34.38% | 32.61% | 32.59% | 32.18% | 31.66%
NEM | Solar PV | 29.56% | 29.16% | 29.6% | 28.44% | 27.88% | 29.56% | 29.84% | 26.34% | 27.32% | 28.47% | 28.75% | 28.26% | 27.23% | 26.68% | 28.24% | 28.48% | 25.03% | 25.72% | 26.69% | 26.55% | 26.66% | 25.55% | 24.49% | 25.69% | 25.48% | 22.79% | 23.21% | 23.69% | 23.59%
NEM | Grid Battery | 6.052% | 4.136% | 4.728% | 5.509% | 5.238% | 5.418% | 5.404% | 5.119% | 4.813% | 5.228% | 4.939% | 8.902% | 10.58% | 10.73% | 11.59% | 11.66% | 11.86% | 11.88% | 12.73% | 12.7% | 14.06% | 15.08% | 14.74% | 17.37% | 17.11% | 15.37% | 15.47% | 14.9% | 14.41%
NEM | Pumped Hydro | 4.162% | 6.203% | 7.853% | 18.27% | 19.63% | 20.11% | 22.44% | 23.1% | 21.62% | 23.82% | 24.04% | 25.81% | 24.06% | 24.54% | 25.91% | 25.07% | 25.03% | 24.43% | 26.38% | 26.3% | 26.66% | 25.84% | 24.8% | 26.09% | 25.22% | 24.05% | 23.41% | 23.42% | 22.61%
NEM | VPP | 4.811% | 6.816% | 7.339% | 8.487% | 8.357% | 8.336% | 7.924% | 7.363% | 6.904% | 6.876% | 6.656% | 6.589% | 6.415% | 6.333% | 6.572% | 6.463% | 5.984% | 5.928% | 6.001% | 5.908% | 5.927% | 5.669% | 5.033% | 5.264% | 4.915% | 4.418% | 4.125% | 3.814% | 3.572%
Region | Technology | 2021-22 | 2022-23 | 2023-24 | 2024-25 | 2025-26 | 2026-27 | 2027-28 | 2028-29 | 2029-30 | 2030-31 | 2031-32 | 2032-33 | 2033-34 | 2034-35 | 2035-36 | 2036-37 | 2037-38 | 2038-39 | 2039-40 | 2040-41 | 2041-42 | 2042-43 | 2043-44 | 2044-45 | 2045-46 | 2046-47 | 2047-48 | 2048-49 | 2049-50
NSW1 | Black Coal | 48.13% | 44.48% | 46.81% | 56.58% | 64.89% | 59.31% | 56.9% | 61.56% | 59.29% | 59.08% | 54.25% | 50.2% | 65.08% | 54.07% | 42.79% | 55.04% | 60.73% | 58.97% | 54.62% | 48.13% | 53.67% | - | - | - | - | - | - | - | -
NSW1 | Brown Coal | bar: 2021-22 to 2049-50
NSW1 | CCGT | 0.6146% | 0.6146% | 1.849% | 4.725% | 6.782% | 3.878% | 4.239% | 7.467% | 6.95% | 8.921% | 11.42% | 22.1% | 23.25% | 26.62% | 21.82% | 19.7% | 25.76% | 28.6% | 26.04% | 22.81% | 24.13% | 27.75% | 2.713% | - | - | - | - | - | -
NSW1 | Gas - Steam | bar: 2021-22 to 2049-50
NSW1 | OCGT / Diesel | 5.767e-08% | 6.037e-08% | 0.1029% | 0.4879% | 0.08823% | 0.2004% | 0.1225% | 0.3035% | 0.003055% | 0.06942% | 0.05056% | 2.649% | 1.146% | 3.646% | 2.962% | 4.689% | 6.089% | 7.92% | 10.91% | 15.1% | 8.865% | 13.34% | 16.88% | 9.81% | 9.341% | 13.54% | 18.1% | 19.07% | 17.12%
NSW1 | Hydro | 9.625% | 10.29% | 9.608% | 12.98% | 12.52% | 12.35% | 13.08% | 16.91% | 13.22% | 12.32% | 13.04% | 13.06% | 15.32% | 16.89% | 16.71% | 15.84% | 20.08% | 16.6% | 16.25% | 15.06% | 13.83% | 16.48% | 16.26% | 16.81% | 16.69% | 20.36% | 16.16% | 14.48% | 13.45%
NSW1 | Wind | 33.41% | 35.85% | 33.95% | 32.91% | 36.54% | 37.77% | 37.36% | 33.08% | 30.28% | 32.37% | 33.56% | 32.98% | 31.91% | 33.7% | 35.54% | 35.79% | 31.79% | 29.14% | 30.99% | 31.1% | 31.79% | 30.22% | 31.47% | 33.03% | 33.03% | 29.47% | 28.33% | 29.2% | 30.03%
NSW1 | Solar PV | 28.63% | 28.53% | 28.72% | 27.65% | 26.63% | 28.79% | 28.94% | 26.08% | 26.7% | 28.22% | 28.74% | 28.42% | 27.61% | 26.43% | 28.43% | 28.5% | 25.63% | 25.97% | 27.61% | 26.99% | 27.17% | 26.01% | 24.62% | 26.54% | 26.35% | 23.73% | 23.71% | 24.58% | 24.58%
NSW1 | Grid Battery | - | - | - | - | - | - | - | - | - | - | - | - | - | - | - | - | - | - | 14.68% | 14.54% | 18.07% | 17.85% | 17.46% | 21.88% | 21.68% | 21.2% | 20.82% | 21.44% | 20.86%
NSW1 | Pumped Hydro | 3.614% | 6.319% | 8.327% | 43.39% | 22.49% | 22.64% | 25.28% | 26.26% | 23.21% | 25.51% | 25.87% | 27.18% | 25.34% | 26.32% | 28% | 26.58% | 27.76% | 26.28% | 28.34% | 28.01% | 28.27% | 27.87% | 27.33% | 28.96% | 28.48% | 28.1% | 26.44% | 27.83% | 26.98%
NSW1 | VPP | 2.589% | 6.361% | 6.771% | 7.718% | 7.927% | 8.089% | 7.651% | 7.22% | 6.817% | 6.797% | 6.55% | 6.739% | 6.693% | 6.572% | 6.773% | 6.673% | 6.337% | 6.198% | 6.193% | 6.048% | 6.099% | 6.093% | 5.526% | 5.792% | 5.374% | 5.135% | 4.611% | 4.489% | 4.1%
Region | Technology | 2021-22 | 2022-23 | 2023-24 | 2024-25 | 2025-26 | 2026-27 | 2027-28 | 2028-29 | 2029-30 | 2030-31 | 2031-32 | 2032-33 | 2033-34 | 2034-35 | 2035-36 | 2036-37 | 2037-38 | 2038-39 | 2039-40 | 2040-41 | 2041-42 | 2042-43 | 2043-44 | 2044-45 | 2045-46 | 2046-47 | 2047-48 | 2048-49 | 2049-50
QLD1 | Black Coal | 48.13% | 44.67% | 46.83% | 64.31% | 61.3% | 63.79% | 59.94% | 62.9% | 63.53% | 61.17% | 58.22% | 60.28% | 66.55% | 58.68% | 56.97% | 57.48% | 58.33% | 57.72% | 53.15% | 55.94% | 52.64% | 56.7% | 53.06% | 51.27% | 48.49% | 49.55% | 49.63% | 44.93% | 46.04%
QLD1 | Brown Coal | bar: 2021-22 to 2049-50
QLD1 | CCGT | 8.33% | 8.33% | 9.298% | 16.93% | 20.62% | 18.4% | 19.83% | 19.78% | 18.48% | 20.71% | 24.62% | 27.33% | 32.37% | 27.53% | 25.37% | 28.1% | 30.82% | 29.55% | 28.19% | 30.35% | 33.47% | 36.38% | 34.21% | 32.85% | 46.09% | 60.92% | 61.08% | 60.92% | 60.92%
QLD1 | Gas - Steam | 5.044% | 5.044% | 10.02% | 9.894% | 9.894% | 9.894% | 17.31% | 19.05% | 18.88% | 14.78% | 13.74% | 17.42% | 27.15% | 22.86% | 20.13% | 23.91% | 27.96% | 25.27% | 22.45% | 24.99% | 32.05% | 33.9% | 30.55% | 29.83% | 26.19% | - | - | - | -
QLD1 | OCGT / Diesel | 7.294e-08% | 7.596e-08% | 8.141e-08% | 0.6365% | 0.3251% | 0.3992% | 0.7313% | 1.166% | 0.6183% | 1.142% | 2.14% | 3.666% | 4.358% | 3.492% | 3.36% | 5.613% | 8.622% | 5.415% | 7.043% | 8.033% | 9.663% | 10.47% | 9.273% | 11.34% | 12.56% | 13.55% | 11.67% | 9.895% | 10.08%
QLD1 | Hydro | 52.35% | 52.25% | 52.46% | 52.2% | 52.1% | 52.04% | 52.13% | 51.83% | 51.84% | 50.23% | 51.98% | 51.46% | 51.48% | 50.83% | 49.37% | 49.44% | 39.87% | 40.09% | 37.24% | 36.7% | 38.05% | - | - | - | - | - | - | - | -
QLD1 | Wind | 42.81% | 40.15% | 37.64% | 34.24% | 39.78% | 39.01% | 42.07% | 41.19% | 40.45% | 41.4% | 39.09% | 36.58% | 32.81% | 38.27% | 37.48% | 40.59% | 40.48% | 40.36% | 40.58% | 36.75% | 34.96% | 31.08% | 36.56% | 36.67% | 38.6% | 38.46% | 38.62% | 37.88% | 33.27%
QLD1 | Solar PV | 31.43% | 30.43% | 30.99% | 29.65% | 30.07% | 31.49% | 31.87% | 26.62% | 28.83% | 29.98% | 30.32% | 30.11% | 28.71% | 28.93% | 30.1% | 30.27% | 25.12% | 26.88% | 27.61% | 27.86% | 27.02% | 25.73% | 25.3% | 25.29% | 24.62% | 22.27% | 23.49% | 23.72% | 23.13%
QLD1 | Grid Battery | - | 12.98% | 14.7% | 16.79% | 16.62% | 16.91% | 16.95% | 16.05% | 15.61% | 15.94% | 15.63% | 16.04% | 15.52% | 15.88% | 15.73% | 16.08% | 14.59% | 14.77% | 14.68% | 14.87% | 15.15% | 14.74% | 14.67% | 14.66% | 14.2% | 12.91% | 13.48% | 12.66% | 12.22%
QLD1 | Pumped Hydro | 4.393% | 6.154% | 7.654% | 7.691% | 8.167% | 9.981% | 11.08% | 10.45% | 9.727% | 11.09% | 10.29% | 17.6% | 17.7% | 17.57% | 18.32% | 18.55% | 18.96% | 19.86% | 21.31% | 22.25% | 23.65% | 23.9% | 22.32% | 22.83% | 21.04% | 17.93% | 18.51% | 16.16% | 15.26%
QLD1 | VPP | 6.391% | 7.591% | 8.015% | 9.24% | 9.004% | 8.85% | 8.402% | 7.637% | 7.176% | 7.16% | 7.035% | 6.713% | 6.387% | 6.459% | 6.544% | 6.455% | 5.669% | 5.926% | 5.795% | 6.024% | 6.157% | 5.59% | 4.934% | 4.787% | 4.219% | 3.357% | 3.456% | 2.347% | 2.41%
Region | Technology | 2021-22 | 2022-23 | 2023-24 | 2024-25 | 2025-26 | 2026-27 | 2027-28 | 2028-29 | 2029-30 | 2030-31 | 2031-32 | 2032-33 | 2033-34 | 2034-35 | 2035-36 | 2036-37 | 2037-38 | 2038-39 | 2039-40 | 2040-41 | 2041-42 | 2042-43 | 2043-44 | 2044-45 | 2045-46 | 2046-47 | 2047-48 | 2048-49 | 2049-50
VIC1 | Black Coal | bar: 2021-22 to 2049-50
VIC1 | Brown Coal | 64.38% | 54.91% | 58.56% | 65.71% | 68.48% | 66.62% | - | - | - | - | - | - | - | - | - | - | - | - | - | - | - | - | - | - | - | - | - | - | -
VIC1 | CCGT | bar: 2021-22 to 2049-50
VIC1 | Gas - Steam | 0.2506% | 0.12% | 0.2221% | 1.374% | 1.343% | 1.317% | 1.491% | 2.205% | 0.2905% | 1.37% | 2.346% | 9.564% | 7.613% | 11.86% | 7.632% | 7.428% | 12.83% | 17.39% | - | - | - | - | - | - | - | - | - | - | -
VIC1 | OCGT / Diesel | 0.06764% | 0.001861% | 0.05753% | 0.2284% | 0.1561% | 0.3697% | 0.2014% | 0.3634% | 0.06268% | 0.1626% | 0.2586% | 1.623% | 0.8929% | 2.33% | 2.162% | 2.299% | 3.707% | 3.34% | 12.19% | 13.82% | 12.81% | 16.01% | 17.07% | 10.54% | 11.68% | 15.61% | 18.82% | 24.76% | 22.91%
VIC1 | Hydro | 14.31% | 14.45% | 13.14% | 16.2% | 16.63% | 15.72% | 15.93% | 20.06% | 16.68% | 14.29% | 14.39% | 13% | 16.02% | 16.53% | 15.68% | 15.77% | 19.91% | 16.55% | 14.24% | 14.24% | 12.93% | 15.9% | 16.47% | 15.57% | 15.69% | 19.77% | 16.43% | 14.08% | 14.12%
VIC1 | Wind | 35.63% | 35.92% | 30.31% | 31.23% | 32.67% | 33.96% | 35.05% | 32.81% | 33.9% | 32.07% | 33.07% | 28.13% | 28.49% | 29.95% | 31.99% | 32.7% | 30.1% | 32.01% | 30.41% | 30.4% | 27.5% | 27.34% | 29.01% | 30.56% | 31.75% | 31.09% | 32.57% | 30.96% | 32.18%
VIC1 | Solar PV | 27.59% | 27.39% | 28.35% | 27.27% | 25.9% | 27.31% | 27.85% | 25.96% | 26.7% | 26.78% | 26.35% | 26.14% | 24.83% | 24.75% | 25.91% | 26.56% | 23.87% | 24.2% | 24.65% | 24.87% | 26.31% | 24.98% | 24.19% | 25.74% | 26.21% | 22.44% | 22.92% | 22.92% | 23.39%
VIC1 | Grid Battery | 10.43% | 3.299% | 3.702% | 4.907% | 4.649% | 4.891% | 4.882% | 4.595% | 4.308% | 4.508% | 4.265% | 4.442% | 3.949% | 3.681% | 4.151% | 4.102% | 3.822% | 3.632% | 4.114% | 3.869% | 1.45% | - | - | - | - | - | - | - | -
VIC1 | Pumped Hydro | - | - | - | - | - | - | - | - | - | - | - | 27.78% | 26.41% | 25.37% | 25.98% | 26.15% | 25.15% | 25.12% | 27.42% | 26.71% | 25.72% | 24.3% | 22.95% | 24.82% | 24.5% | 24.52% | 24.23% | 25.6% | 25.05%
VIC1 | VPP | 4.164% | 5.758% | 6.577% | 8.901% | 8.596% | 8.516% | 8.045% | 7.434% | 6.901% | 6.786% | 6.557% | 6.452% | 6.275% | 6.081% | 6.585% | 6.481% | 5.942% | 5.784% | 6.051% | 5.757% | 5.699% | 5.416% | 4.733% | 5.203% | 5.031% | 4.625% | 4.269% | 4.304% | 3.998%
Region | Technology | 2021-22 | 2022-23 | 2023-24 | 2024-25 | 2025-26 | 2026-27 | 2027-28 | 2028-29 | 2029-30 | 2030-31 | 2031-32 | 2032-33 | 2033-34 | 2034-35 | 2035-36 | 2036-37 | 2037-38 | 2038-39 | 2039-40 | 2040-41 | 2041-42 | 2042-43 | 2043-44 | 2044-45 | 2045-46 | 2046-47 | 2047-48 | 2048-49 | 2049-50
SA1 | Black Coal | bar: 2021-22 to 2049-50
SA1 | Brown Coal | bar: 2021-22 to 2049-50
SA1 | CCGT | 17.95% | 17.95% | 10.8% | 16.18% | 20.84% | 16.36% | 9.727% | 9.7% | 9.7% | 11.22% | 15.96% | 22.62% | 25.72% | 27.66% | 19.22% | 22.51% | - | - | - | - | - | - | - | - | - | - | - | - | -
SA1 | Gas - Steam | 9.454% | 9.675% | 9.187% | 1.74% | 2.162% | 2.266% | 1.368% | 1.584% | 1.164% | 1.164% | 1.833% | 5.406% | 6.293% | 11.71% | - | - | - | - | - | - | - | - | - | - | - | - | - | - | -
SA1 | OCGT / Diesel | 0.396% | 0.1943% | 0.6762% | 0.8716% | 1.495% | 1.051% | 0.5007% | 0.5955% | 0.04495% | 0.7054% | 1.505% | 4.341% | 4.583% | 6.358% | 4.615% | 5.115% | 9.309% | 9.657% | 12.19% | 12.8% | 12.34% | 14.19% | 15.3% | 9.006% | 9.528% | 9.445% | 8.78% | 11.43% | 10.03%
SA1 | Hydro | bar: 2021-22 to 2049-50
SA1 | Wind | 34.5% | 33.94% | 29.67% | 32.25% | 31.33% | 34.62% | 34.52% | 33.4% | 33.71% | 33.44% | 35.15% | 29.72% | 29.76% | 27.89% | 32.11% | 32.97% | 31.15% | 32.33% | 31.57% | 32.84% | 29.37% | 29.61% | 26.91% | 30.26% | 31.14% | 29.09% | 29.75% | 28.63% | 29.23%
SA1 | Solar PV | 30.63% | 29.09% | 29% | 28.19% | 27.51% | 28.16% | 29.03% | 27.61% | 28.77% | 29.03% | 28.45% | 28.45% | 27.13% | 26.91% | 27.49% | 28.38% | 22.83% | 22.64% | 20.97% | 21.06% | 21.02% | 20.58% | 19.6% | 19.21% | 19.6% | 17.03% | 16.85% | 16.26% | 16.64%
SA1 | Grid Battery | 4.87% | 4.806% | 5.634% | 5.512% | 5.206% | 5.263% | 5.233% | 5.013% | 4.684% | 5.548% | 5.163% | 8.171% | 7.922% | 7.861% | 11.67% | 11.48% | 11.45% | 11.29% | 11.64% | 11.54% | 12.37% | 12.02% | 11.34% | 12.02% | 11.95% | 11.15% | 10.74% | 11.09% | 10.54%
SA1 | Pumped Hydro | bar: 2021-22 to 2049-50
SA1 | VPP | 8.321% | 8.224% | 9.576% | 8.984% | 8.446% | 8.274% | 7.988% | 7.543% | 7.023% | 7.092% | 6.761% | 6.574% | 6.356% | 6.243% | 6.187% | 6.066% | 5.964% | 5.719% | 5.919% | 5.723% | 5.594% | 5.334% | 4.632% | 4.953% | 4.866% | 3.99% | 3.704% | 3.686% | 3.339%
Region | Technology | 2021-22 | 2022-23 | 2023-24 | 2024-25 | 2025-26 | 2026-27 | 2027-28 | 2028-29 | 2029-30 | 2030-31 | 2031-32 | 2032-33 | 2033-34 | 2034-35 | 2035-36 | 2036-37 | 2037-38 | 2038-39 | 2039-40 | 2040-41 | 2041-42 | 2042-43 | 2043-44 | 2044-45 | 2045-46 | 2046-47 | 2047-48 | 2048-49 | 2049-50
TAS1 | Black Coal | bar: 2021-22 to 2049-50
TAS1 | Brown Coal | bar: 2021-22 to 2049-50
TAS1 | CCGT | 3.527e-07% | 3.455e-07% | 3.619e-07% | 3.667e-07% | 3.679e-07% | 3.792e-07% | 4.19e-07% | 4.46e-07% | 4.716e-07% | 4.767e-07% | 4.74e-07% | 4.828e-07% | 4.788e-07% | 4.643e-07% | 4.539e-07% | 4.545e-07% | 4.584e-07% | 4.594e-07% | 4.807e-07% | 4.806e-07% | 5.336e-07% | 5.353e-07% | 5.719e-07% | 5.758e-07% | 5.814e-07% | 6.415e-07% | 6.406e-07% | 7.129e-07% | 7.037e-07%
TAS1 | Gas - Steam | bar: 2021-22 to 2049-50
TAS1 | OCGT / Diesel | 3.085e-07% | 2.909e-07% | 3.113e-07% | 3.202e-07% | 3.279e-07% | 3.464e-07% | 3.747e-07% | 4.015e-07% | 4.242e-07% | 0.02165% | 4.392e-07% | 0.1368% | 4.919e-07% | 0.07959% | 0.09095% | 0.04557% | 0.1394% | 4.44e-07% | 0.3258% | 0.2935% | 0.4524% | 1.435e-06% | 0.1581% | 0.4871% | 0.2659% | 0.1816% | 0.1927% | 0.9553% | 0.2712%
TAS1 | Hydro | 37.16% | 39.89% | 36.87% | 41.16% | 41.93% | 38.88% | 44.53% | 43.96% | 39.9% | 40.27% | 39.02% | 37.7% | 38.44% | 41.72% | 38.08% | 37.38% | 35.81% | 34.09% | 33.59% | 29.22% | 32.92% | 33.43% | 31.92% | 28.79% | 29.81% | 35.18% | 32.22% | 32.03% | 31.62%
TAS1 | Wind | 35.91% | 39.69% | 38.03% | 37.75% | 39.64% | 40.07% | 41.36% | 39.73% | 39.01% | 37.46% | 41.08% | 37.76% | 37.6% | 39.08% | 39.2% | 40.56% | 37.33% | 36.74% | 34.54% | 36.38% | 34.16% | 35.01% | 35.67% | 36.78% | 38.3% | 36.26% | 36.08% | 33.89% | 36.04%
TAS1 | Solar PV | bar: 2021-22 to 2049-50
TAS1 | Grid Battery | bar: 2021-22 to 2049-50
TAS1 | Pumped Hydro | bar: 2021-22 to 2049-50
TAS1 | VPP | 1.731% | 3.829% | 3.879% | 3.035% | 3.387% | 3.602% | 4.223% | 4.358% | 4.466% | 5.1% | 4.765% | 4.876% | 4.788% | 5.255% | 5.111% | 4.579% | 5% | 4.702% | 5.039% | 5.318% | 5.196% | 5.056% | 4.542% | 4.739% | 4.443% | 4.273% | 3.874% | 3.832% | 3.639%
Explicitly modelled pumping
Region | Technology | 2021-22 | 2022-23 | 2023-24 | 2024-25 | 2025-26 | 2026-27 | 2027-28 | 2028-29 | 2029-30 | 2030-31 | 2031-32 | 2032-33 | 2033-34 | 2034-35 | 2035-36 | 2036-37 | 2037-38 | 2038-39 | 2039-40 | 2040-41 | 2041-42 | 2042-43 | 2043-44 | 2044-45 | 2045-46 | 2046-47 | 2047-48 | 2048-49 | 2049-50
NEM | Grid Battery pump | 7.438% | 5.122% | 5.82% | 6.819% | 6.457% | 6.681% | 6.688% | 6.303% | 5.948% | 6.448% | 6.112% | 10.66% | 12.57% | 12.74% | 13.74% | 13.81% | 14.04% | 14.03% | 15.02% | 15.01% | 16.61% | 17.83% | 17.41% | 20.64% | 20.38% | 18.21% | 18.36% | 17.63% | 17.06%
NEM | Pumped Hydro Pump | 5.815% | 9.926% | 12.18% | 26.51% | 22.71% | 25.2% | 29.43% | 29.17% | 27.7% | 29.66% | 31.85% | 33.1% | 31.94% | 32.04% | 34.28% | 33.38% | 32.81% | 32.13% | 34.71% | 35.03% | 34.39% | 33.61% | 31.8% | 34.05% | 33.29% | 31.37% | 30.3% | 30.28% | 28.92%
NEM | VPP pump | 5.775% | 8.199% | 8.8% | 10.2% | 10.03% | 9.998% | 9.528% | 8.824% | 8.289% | 8.25% | 8.008% | 7.894% | 7.698% | 7.607% | 7.884% | 7.756% | 7.195% | 7.118% | 7.188% | 7.111% | 7.095% | 6.816% | 6.035% | 6.316% | 5.912% | 5.292% | 4.961% | 4.567% | 4.284%
Region | Technology | 2021-22 | 2022-23 | 2023-24 | 2024-25 | 2025-26 | 2026-27 | 2027-28 | 2028-29 | 2029-30 | 2030-31 | 2031-32 | 2032-33 | 2033-34 | 2034-35 | 2035-36 | 2036-37 | 2037-38 | 2038-39 | 2039-40 | 2040-41 | 2041-42 | 2042-43 | 2043-44 | 2044-45 | 2045-46 | 2046-47 | 2047-48 | 2048-49 | 2049-50
NSW1 | Grid Battery pump | - | - | - | - | - | - | - | - | - | - | - | - | - | - | - | - | - | - | 17.27% | 17.16% | 21.45% | 21.21% | 20.74% | 26.18% | 26.01% | 25.29% | 24.98% | 25.57% | 24.95%
NSW1 | Pumped Hydro Pump | 4.941% | 9.7% | 11.84% | 34.45% | 24.24% | 26.66% | 31.29% | 31.16% | 28.85% | 30.78% | 33.31% | 34.15% | 33.43% | 33.87% | 36.8% | 35.32% | 36.16% | 34.6% | 37.42% | 37.59% | 36.35% | 36.51% | 34.92% | 38.17% | 38.09% | 36.76% | 34.24% | 35.78% | 34.12%
NSW1 | VPP pump | 3.108% | 7.66% | 8.113% | 9.275% | 9.506% | 9.708% | 9.206% | 8.648% | 8.181% | 8.158% | 7.884% | 8.069% | 8.034% | 7.909% | 8.11% | 8.009% | 7.628% | 7.44% | 7.412% | 7.281% | 7.299% | 7.313% | 6.633% | 6.952% | 6.47% | 6.144% | 5.553% | 5.369% | 4.92%
Region | Technology | 2021-22 | 2022-23 | 2023-24 | 2024-25 | 2025-26 | 2026-27 | 2027-28 | 2028-29 | 2029-30 | 2030-31 | 2031-32 | 2032-33 | 2033-34 | 2034-35 | 2035-36 | 2036-37 | 2037-38 | 2038-39 | 2039-40 | 2040-41 | 2041-42 | 2042-43 | 2043-44 | 2044-45 | 2045-46 | 2046-47 | 2047-48 | 2048-49 | 2049-50
QLD1 | Grid Battery pump | - | 15.97% | 18.15% | 20.74% | 20.55% | 20.82% | 20.93% | 19.81% | 19.27% | 19.67% | 19.35% | 18.93% | 18.29% | 18.72% | 18.54% | 18.94% | 17.23% | 17.35% | 17.29% | 17.51% | 17.8% | 17.36% | 17.25% | 17.24% | 16.7% | 15.22% | 15.82% | 14.91% | 14.36%
QLD1 | Pumped Hydro Pump | 7.312% | 10.31% | 12.77% | 12.92% | 13.67% | 16.61% | 18.53% | 17.46% | 16.26% | 18.54% | 17.28% | 25.36% | 24.47% | 24.29% | 25.27% | 25.63% | 25.19% | 26.13% | 28.13% | 29.52% | 31.29% | 30.85% | 28.7% | 29.38% | 27.14% | 23.13% | 23.7% | 20.87% | 19.44%
QLD1 | VPP pump | 7.67% | 9.111% | 9.62% | 11.11% | 10.82% | 10.6% | 10.08% | 9.166% | 8.613% | 8.594% | 8.465% | 8.038% | 7.666% | 7.752% | 7.864% | 7.739% | 6.826% | 7.092% | 6.955% | 7.246% | 7.375% | 6.726% | 5.922% | 5.739% | 5.055% | 4.046% | 4.132% | 2.832% | 2.879%
Region | Technology | 2021-22 | 2022-23 | 2023-24 | 2024-25 | 2025-26 | 2026-27 | 2027-28 | 2028-29 | 2029-30 | 2030-31 | 2031-32 | 2032-33 | 2033-34 | 2034-35 | 2035-36 | 2036-37 | 2037-38 | 2038-39 | 2039-40 | 2040-41 | 2041-42 | 2042-43 | 2043-44 | 2044-45 | 2045-46 | 2046-47 | 2047-48 | 2048-49 | 2049-50
VIC1 | Grid Battery pump | 12.78% | 4.09% | 4.552% | 6.076% | 5.732% | 6.027% | 6.045% | 5.655% | 5.319% | 5.565% | 5.284% | 5.47% | 4.87% | 4.545% | 5.124% | 5.064% | 4.719% | 4.502% | 5.062% | 4.794% | 1.773% | - | - | - | - | - | - | - | -
VIC1 | Pumped Hydro Pump | - | - | - | - | - | - | - | - | - | - | - | 34.73% | 33.11% | 31.71% | 32.42% | 32.69% | 31.43% | 31.58% | 34.1% | 33.56% | 32.03% | 30.44% | 28.62% | 31.03% | 30.79% | 30.48% | 30.46% | 31.83% | 31.31%
VIC1 | VPP pump | 4.997% | 6.936% | 7.886% | 10.68% | 10.33% | 10.21% | 9.68% | 8.904% | 8.283% | 8.144% | 7.892% | 7.73% | 7.529% | 7.296% | 7.903% | 7.778% | 7.131% | 6.963% | 7.242% | 6.93% | 6.819% | 6.521% | 5.661% | 6.245% | 6.058% | 5.532% | 5.144% | 5.147% | 4.798%
Region | Technology | 2021-22 | 2022-23 | 2023-24 | 2024-25 | 2025-26 | 2026-27 | 2027-28 | 2028-29 | 2029-30 | 2030-31 | 2031-32 | 2032-33 | 2033-34 | 2034-35 | 2035-36 | 2036-37 | 2037-38 | 2038-39 | 2039-40 | 2040-41 | 2041-42 | 2042-43 | 2043-44 | 2044-45 | 2045-46 | 2046-47 | 2047-48 | 2048-49 | 2049-50
SA1 | Grid Battery pump | 5.995% | 5.951% | 6.938% | 6.822% | 6.41% | 6.498% | 6.477% | 6.172% | 5.8% | 6.831% | 6.374% | 9.829% | 9.504% | 9.413% | 13.81% | 13.58% | 13.55% | 13.39% | 13.73% | 13.69% | 14.57% | 14.21% | 13.36% | 14.19% | 14.15% | 13.12% | 12.72% | 13.05% | 12.44%
SA1 | Pumped Hydro Pump | bar: 2021-22 to 2049-50
SA1 | VPP pump | 9.988% | 9.896% | 11.48% | 10.81% | 10.12% | 9.93% | 9.611% | 9.035% | 8.451% | 8.493% | 8.115% | 7.904% | 7.616% | 7.493% | 7.426% | 7.28% | 7.158% | 6.886% | 7.084% | 6.89% | 6.694% | 6.41% | 5.553% | 5.945% | 5.86% | 4.769% | 4.464% | 4.406% | 4.008%
Region | Technology | 2021-22 | 2022-23 | 2023-24 | 2024-25 | 2025-26 | 2026-27 | 2027-28 | 2028-29 | 2029-30 | 2030-31 | 2031-32 | 2032-33 | 2033-34 | 2034-35 | 2035-36 | 2036-37 | 2037-38 | 2038-39 | 2039-40 | 2040-41 | 2041-42 | 2042-43 | 2043-44 | 2044-45 | 2045-46 | 2046-47 | 2047-48 | 2048-49 | 2049-50
TAS1 | Grid Battery pump | bar: 2021-22 to 2049-50
TAS1 | Pumped Hydro Pump | bar: 2021-22 to 2049-50
TAS1 | VPP pump | 2.077% | 4.621% | 4.664% | 3.654% | 4.049% | 4.323% | 5.092% | 5.212% | 5.383% | 6.101% | 5.719% | 5.852% | 5.747% | 6.329% | 6.114% | 5.504% | 5.994% | 5.644% | 6.047% | 6.404% | 6.217% | 6.088% | 5.453% | 5.668% | 5.353% | 5.109% | 4.668% | 4.58% | 4.368%
Non-controllable capacity
Region | Technology | 2021-22 | 2022-23 | 2023-24 | 2024-25 | 2025-26 | 2026-27 | 2027-28 | 2028-29 | 2029-30 | 2030-31 | 2031-32 | 2032-33 | 2033-34 | 2034-35 | 2035-36 | 2036-37 | 2037-38 | 2038-39 | 2039-40 | 2040-41 | 2041-42 | 2042-43 | 2043-44 | 2044-45 | 2045-46 | 2046-47 | 2047-48 | 2048-49 | 2049-50
NEM | Distributed PV | 15.63% | 16.08% | 16.23% | 15.9% | 15.51% | 16.66% | 16.66% | 15.03% | 15.75% | 16.39% | 16.64% | 16.73% | 16.34% | 15.94% | 17.1% | 17.14% | 15.42% | 16.25% | 16.94% | 17.24% | 17.28% | 16.84% | 16.32% | 17.47% | 17.43% | 15.66% | 16.46% | 17.17% | 17.43%
NEM | Behind the meter battery | 5.668% | 5.706% | 5.712% | 5.625% | 5.534% | 5.432% | 5.364% | 5.256% | 5.165% | 5.072% | 5% | 4.978% | 5.012% | 5.024% | 5.038% | 4.956% | 4.9% | 4.851% | 4.827% | 4.763% | 4.734% | 4.705% | 4.69% | 4.632% | 4.585% | 4.443% | 4.33% | 4.198% | 4.079%
NEM | Behind the meter battery pump | 4.814% | 4.847% | 4.851% | 4.78% | 4.701% | 4.614% | 4.558% | 4.464% | 4.387% | 4.308% | 4.246% | 4.229% | 4.259% | 4.268% | 4.279% | 4.209% | 4.162% | 4.12% | 4.099% | 4.047% | 4.022% | 3.996% | 3.985% | 3.933% | 3.895% | 3.775% | 3.678% | 3.567% | 3.464%
Region | Technology | 2021-22 | 2022-23 | 2023-24 | 2024-25 | 2025-26 | 2026-27 | 2027-28 | 2028-29 | 2029-30 | 2030-31 | 2031-32 | 2032-33 | 2033-34 | 2034-35 | 2035-36 | 2036-37 | 2037-38 | 2038-39 | 2039-40 | 2040-41 | 2041-42 | 2042-43 | 2043-44 | 2044-45 | 2045-46 | 2046-47 | 2047-48 | 2048-49 | 2049-50
NSW1 | Distributed PV | 15.72% | 16.59% | 16.17% | 16.05% | 15.53% | 17.16% | 16.87% | 15.01% | 15.36% | 16.27% | 16.94% | 16.47% | 16.31% | 15.85% | 17.45% | 17.23% | 15.33% | 15.83% | 16.77% | 17.48% | 17% | 16.77% | 16.18% | 17.77% | 17.48% | 15.57% | 16.03% | 17.01% | 17.69%
NSW1 | Behind the meter battery | 5.642% | 5.714% | 5.681% | 5.594% | 5.515% | 5.427% | 5.37% | 5.268% | 5.172% | 5.088% | 5.021% | 5.027% | 5.035% | 5.027% | 5.048% | 4.959% | 4.9% | 4.849% | 4.832% | 4.768% | 4.75% | 4.723% | 4.703% | 4.655% | 4.61% | 4.467% | 4.357% | 4.224% | 4.109%
NSW1 | Behind the meter battery pump | 4.791% | 4.853% | 4.826% | 4.754% | 4.687% | 4.609% | 4.564% | 4.475% | 4.393% | 4.322% | 4.262% | 4.269% | 4.278% | 4.271% | 4.287% | 4.212% | 4.161% | 4.12% | 4.103% | 4.049% | 4.035% | 4.015% | 3.998% | 3.952% | 3.917% | 3.797% | 3.702% | 3.588% | 3.489%
Region | Technology | 2021-22 | 2022-23 | 2023-24 | 2024-25 | 2025-26 | 2026-27 | 2027-28 | 2028-29 | 2029-30 | 2030-31 | 2031-32 | 2032-33 | 2033-34 | 2034-35 | 2035-36 | 2036-37 | 2037-38 | 2038-39 | 2039-40 | 2040-41 | 2041-42 | 2042-43 | 2043-44 | 2044-45 | 2045-46 | 2046-47 | 2047-48 | 2048-49 | 2049-50
QLD1 | Distributed PV | 15.97% | 17.02% | 16.97% | 16.38% | 16.64% | 17.78% | 17.83% | 15.03% | 16.31% | 16.89% | 17.74% | 17.55% | 16.92% | 17.19% | 18.27% | 18.35% | 15.46% | 16.9% | 17.52% | 18.42% | 18.21% | 17.51% | 17.66% | 18.69% | 18.7% | 15.74% | 17.15% | 17.78% | 18.66%
QLD1 | Behind the meter battery | 5.682% | 5.783% | 5.738% | 5.644% | 5.551% | 5.437% | 5.36% | 5.259% | 5.167% | 5.069% | 5.001% | 5.01% | 5.031% | 5.039% | 5.053% | 4.957% | 4.897% | 4.852% | 4.827% | 4.773% | 4.743% | 4.717% | 4.706% | 4.648% | 4.603% | 4.461% | 4.342% | 4.204% | 4.088%
QLD1 | Behind the meter battery pump | 4.828% | 4.915% | 4.872% | 4.797% | 4.713% | 4.62% | 4.554% | 4.469% | 4.391% | 4.307% | 4.246% | 4.254% | 4.276% | 4.281% | 4.292% | 4.208% | 4.161% | 4.12% | 4.099% | 4.057% | 4.03% | 4.005% | 4% | 3.948% | 3.911% | 3.792% | 3.687% | 3.573% | 3.474%
Region | Technology | 2021-22 | 2022-23 | 2023-24 | 2024-25 | 2025-26 | 2026-27 | 2027-28 | 2028-29 | 2029-30 | 2030-31 | 2031-32 | 2032-33 | 2033-34 | 2034-35 | 2035-36 | 2036-37 | 2037-38 | 2038-39 | 2039-40 | 2040-41 | 2041-42 | 2042-43 | 2043-44 | 2044-45 | 2045-46 | 2046-47 | 2047-48 | 2048-49 | 2049-50
VIC1 | Distributed PV | 14.66% | 14.26% | 15.2% | 15.03% | 14.28% | 15.2% | 15.3% | 14.66% | 15.28% | 15.89% | 15.26% | 16.07% | 15.7% | 14.89% | 15.84% | 15.95% | 15.17% | 15.86% | 16.49% | 15.89% | 16.64% | 16.23% | 15.28% | 16.24% | 16.25% | 15.44% | 16.11% | 16.75% | 16.08%
VIC1 | Behind the meter battery | 5.686% | 5.613% | 5.786% | 5.697% | 5.592% | 5.484% | 5.408% | 5.279% | 5.171% | 5.064% | 4.978% | 4.886% | 4.96% | 4.996% | 5.014% | 4.958% | 4.918% | 4.863% | 4.835% | 4.765% | 4.727% | 4.694% | 4.681% | 4.618% | 4.572% | 4.434% | 4.322% | 4.197% | 4.072%
VIC1 | Behind the meter battery pump | 4.83% | 4.766% | 4.914% | 4.84% | 4.748% | 4.657% | 4.596% | 4.482% | 4.391% | 4.3% | 4.229% | 4.153% | 4.215% | 4.242% | 4.261% | 4.21% | 4.177% | 4.128% | 4.108% | 4.049% | 4.014% | 3.985% | 3.974% | 3.924% | 3.884% | 3.765% | 3.671% | 3.565% | 3.457%
Region | Technology | 2021-22 | 2022-23 | 2023-24 | 2024-25 | 2025-26 | 2026-27 | 2027-28 | 2028-29 | 2029-30 | 2030-31 | 2031-32 | 2032-33 | 2033-34 | 2034-35 | 2035-36 | 2036-37 | 2037-38 | 2038-39 | 2039-40 | 2040-41 | 2041-42 | 2042-43 | 2043-44 | 2044-45 | 2045-46 | 2046-47 | 2047-48 | 2048-49 | 2049-50
SA1 | Distributed PV | 16.81% | 16.92% | 17.29% | 16.76% | 16.07% | 16.71% | 17.21% | 16.35% | 17.02% | 17.24% | 17.19% | 17.62% | 17.06% | 16.27% | 16.91% | 17.48% | 16.62% | 17.42% | 17.65% | 17.64% | 18.06% | 17.44% | 16.55% | 17.2% | 17.69% | 16.8% | 17.57% | 17.81% | 17.76%
SA1 | Behind the meter battery | 5.687% | 5.66% | 5.605% | 5.508% | 5.397% | 5.277% | 5.213% | 5.127% | 5.112% | 5.053% | 5% | 5.029% | 5.052% | 5.07% | 5.034% | 4.932% | 4.835% | 4.806% | 4.768% | 4.695% | 4.669% | 4.629% | 4.617% | 4.53% | 4.463% | 4.307% | 4.204% | 4.066% | 3.949%
SA1 | Behind the meter battery pump | 4.83% | 4.807% | 4.762% | 4.678% | 4.587% | 4.484% | 4.428% | 4.353% | 4.343% | 4.291% | 4.248% | 4.272% | 4.294% | 4.307% | 4.275% | 4.192% | 4.108% | 4.082% | 4.048% | 3.987% | 3.967% | 3.931% | 3.922% | 3.847% | 3.791% | 3.659% | 3.572% | 3.452% | 3.352%
Region | Technology | 2021-22 | 2022-23 | 2023-24 | 2024-25 | 2025-26 | 2026-27 | 2027-28 | 2028-29 | 2029-30 | 2030-31 | 2031-32 | 2032-33 | 2033-34 | 2034-35 | 2035-36 | 2036-37 | 2037-38 | 2038-39 | 2039-40 | 2040-41 | 2041-42 | 2042-43 | 2043-44 | 2044-45 | 2045-46 | 2046-47 | 2047-48 | 2048-49 | 2049-50
TAS1 | Distributed PV | 13.53% | 13.51% | 13.87% | 13.97% | 13.44% | 14.35% | 14.32% | 13.94% | 13.92% | 14.18% | 13.97% | 14.36% | 14.35% | 13.77% | 14.6% | 14.69% | 14.16% | 14.29% | 14.59% | 14.39% | 14.79% | 14.72% | 14% | 14.86% | 14.85% | 14.38% | 14.42% | 14.77% | 14.52%
TAS1 | Behind the meter battery | 5.617% | 5.7% | 5.678% | 5.586% | 5.495% | 5.394% | 5.332% | 5.24% | 5.159% | 5.07% | 5.015% | 5.023% | 5.044% | 5.057% | 5.056% | 4.968% | 4.913% | 4.863% | 4.828% | 4.774% | 4.737% | 4.708% | 4.694% | 4.629% | 4.592% | 4.457% | 4.348% | 4.215% | 4.1%
TAS1 | Behind the meter battery pump | 4.769% | 4.843% | 4.822% | 4.745% | 4.669% | 4.584% | 4.532% | 4.451% | 4.382% | 4.306% | 4.257% | 4.269% | 4.285% | 4.296% | 4.297% | 4.219% | 4.174% | 4.13% | 4.099% | 4.057% | 4.023% | 3.998% | 3.987% | 3.93% | 3.901% | 3.787% | 3.692% | 3.579% | 3.48%

## Marinus_Generation
Annual sent-out generation by technology (GWh) - Marinus Link, Step Change Scenario
Explicitly modelled generation
Region | Technology | 2021-22 | 2022-23 | 2023-24 | 2024-25 | 2025-26 | 2026-27 | 2027-28 | 2028-29 | 2029-30 | 2030-31 | 2031-32 | 2032-33 | 2033-34 | 2034-35 | 2035-36 | 2036-37 | 2037-38 | 2038-39 | 2039-40 | 2040-41 | 2041-42 | 2042-43 | 2043-44 | 2044-45 | 2045-46 | 2046-47 | 2047-48 | 2048-49 | 2049-50
NEM | Black Coal | 77441.0845 | 69844.873 | 67325.9031 | 62497.3537 | 54473.0462 | 50966.6116 | 47764.4913 | 50947.846 | 43454.3456 | 42538.4248 | 39633.2311 | 29618.979 | 31152.5088 | 26934.6947 | 22786.5138 | 22797.0087 | 23357.4787 | 22982.7824 | 21200.6437 | 21206.3726 | 17113.2563 | 11242.5281 | 8159.0794 | 6887.7845 | 6513.4542 | 6656.2506 | 5504.1817 | 4982.7792 | 5106.1078
NEM | Brown Coal | 27015.3853 | 23041.1427 | 24570.168 | 13100.3574 | 13182.9152 | 10952.4459 | 0.00074387 | 0.00060101 | 0.0005496 | 0.00053182 | 0.00047273 | 0.00045767 | 0.00047282 | 0.0004278 | 0.00042435 | 0.00041123 | 0.00036268 | 0.00039059 | 0.00033592 | 0.00032093 | 0.00037741 | 0.00040789 | 0.00041881 | 0.00039134 | 0.00037699 | 0.00042259 | 0.00013907 | 0 | 0
NEM | CCGT | 2252.5066 | 2252.5066 | 1833.9789 | 3251.9315 | 4069.924 | 3408.5447 | 3311.4261 | 3479.2895 | 3279.8114 | 3753.4446 | 4628.1144 | 5879.8305 | 6754.2747 | 6387.8865 | 5447.0326 | 4898.5976 | 4455.3891 | 4486.1124 | 3856.4702 | 3866.7326 | 4207.9856 | 4656.46 | 2994.1201 | 2833.4327 | 1372.8376 | 960.5237 | 963.1553 | 960.5237 | 960.5237
NEM | Gas - Steam | 710.6595 | 720.3881 | 727.292 | 254.9099 | 283.135 | 289.3173 | 288.5829 | 347.7738 | 233.2066 | 250.2994 | 332.2975 | 925.912 | 974.2223 | 1508.7392 | 482.4117 | 501.2401 | 767.5036 | 947.7071 | 165.2275 | 183.8748 | 235.829 | 249.438 | 224.7959 | 219.5305 | 192.7516 | 0 | 0 | 0 | 0
NEM | OCGT / Diesel | 61.1144 | 24.7683 | 107.6693 | 315.6984 | 279.7392 | 285.8905 | 234.3389 | 368.7753 | 119.9219 | 292.3388 | 546.5581 | 1517.9111 | 1212.608 | 1710.1867 | 1416.1219 | 1973.3059 | 3896.5581 | 3841.9798 | 6420.7113 | 7772.9755 | 8295.6483 | 10316.5621 | 13581.6021 | 9640.839 | 10199.9447 | 15168.9623 | 15842.2667 | 18032.2521 | 18666.7743
NEM | Hydro | 13502.4579 | 14255.0402 | 13210.601 | 15470.9801 | 15610.1335 | 14751.1669 | 17125.877 | 18659.9836 | 16222.6164 | 15616.8956 | 15530.4699 | 14952.1423 | 16223.7505 | 17432.2018 | 16358.4007 | 16018.8024 | 16989.0573 | 15148.8776 | 14488.4 | 13195.7136 | 13530.9176 | 14610.1481 | 14318.6071 | 13539.02 | 13774.0934 | 16644.8768 | 14355.6601 | 13476.69 | 13157.371
NEM | Wind | 47386.1276 | 53549.5165 | 54027.3994 | 67537.4499 | 73588.2923 | 77807.1588 | 89554.2591 | 91286.3782 | 94086.5321 | 94761.2235 | 98967.7313 | 103781.037 | 105622.4671 | 114005.5068 | 120000.3913 | 124569.3535 | 126657.6613 | 127753.9253 | 126947.223 | 123908.2386 | 125730.4698 | 125687.1713 | 133476.168 | 138123.6819 | 144555.1407 | 147561.026 | 149443.4927 | 149680.3829 | 151929.8844
NEM | Solar PV | 14501.047 | 17775.9038 | 18047.5367 | 17335.5465 | 18138.6288 | 19232.2907 | 19991.6983 | 18243.7791 | 26627.5534 | 28629.6702 | 29806.1576 | 36481.0921 | 36278.1901 | 35550.0146 | 37620.1717 | 37639.3623 | 43750.5187 | 45795.9115 | 50517.5641 | 56685.3601 | 62961.4775 | 73385.7875 | 73837.1084 | 76507.2034 | 76160.2304 | 79697.6004 | 80949.1118 | 81080.8381 | 81178.993
NEM | Grid Battery | 138.0166 | 217.5199 | 248.6288 | 289.7326 | 275.4438 | 284.9507 | 284.1768 | 269.2196 | 253.1151 | 261.1877 | 246.7687 | 693.1686 | 1055.1149 | 1046.7659 | 1389.6171 | 1397.3836 | 1924.117 | 1927.9479 | 2821.1379 | 2792.534 | 3796.4728 | 3936.0659 | 3847.9962 | 5503.5776 | 5422.6282 | 6701.9633 | 6747.6112 | 7684.1776 | 7429.6468
NEM | Pumped Hydro | 295.343 | 440.1482 | 557.2362 | 1296.2586 | 4900.3963 | 5020.7146 | 5603.0013 | 5766.7075 | 9186.2689 | 10119.533 | 10214.8426 | 13812.0379 | 13432.4987 | 13704.8321 | 15167.9859 | 14677.6893 | 16881.1336 | 16479.2919 | 17790.8486 | 17741.3628 | 20876.2807 | 23542.3918 | 22588.3944 | 24254.2353 | 23445.687 | 22358.9123 | 21762.3745 | 22299.4314 | 21527.3726
NEM | VPP | 40.2789 | 132.731 | 303.9103 | 615.1573 | 933.7189 | 1311.4446 | 1692.5083 | 2053.9985 | 2444.9218 | 2842.0439 | 3185.7595 | 3613.8303 | 3994.1928 | 4385.5289 | 5026.3297 | 5187.8308 | 5042.232 | 5233.8463 | 5555.0478 | 5726.9374 | 6009.5649 | 6008.2968 | 5573.5731 | 6088.5551 | 5934.6515 | 5565.1074 | 5415.9153 | 5212.6224 | 5076.9934
Total excluding storage |  | 182870.3828 | 181464.1392 | 179850.5484 | 179764.2275 | 179625.8142 | 177693.4264 | 178270.6743 | 183333.8261 | 184023.9878 | 185842.2973 | 189444.5603 | 193156.9044 | 198218.022 | 203529.2309 | 204111.0441 | 208397.671 | 219874.1672 | 220957.2965 | 223596.2401 | 226819.2681 | 232075.5844 | 240148.0955 | 246591.4814 | 247751.4924 | 252768.4529 | 266689.2403 | 267057.8685 | 268213.466 | 270999.6542
Region | Technology | 2021-22 | 2022-23 | 2023-24 | 2024-25 | 2025-26 | 2026-27 | 2027-28 | 2028-29 | 2029-30 | 2030-31 | 2031-32 | 2032-33 | 2033-34 | 2034-35 | 2035-36 | 2036-37 | 2037-38 | 2038-39 | 2039-40 | 2040-41 | 2041-42 | 2042-43 | 2043-44 | 2044-45 | 2045-46 | 2046-47 | 2047-48 | 2048-49 | 2049-50
NSW1 | Black Coal | 43177.6499 | 38048.2346 | 33991.7419 | 36476.5328 | 29669.0844 | 26353.0315 | 25282.5683 | 27354.1151 | 20733.1858 | 20660.518 | 18808.1605 | 8057.3166 | 10445.3845 | 8677.7671 | 5060.0861 | 6509.4873 | 7181.4328 | 6973.4199 | 6459.7378 | 5691.6294 | 3243.889 | 0 | 0 | 0 | 0 | 0 | 0 | 0 | 0
NSW1 | Brown Coal | 0 | 0 | 0 | 0 | 0 | 0 | 0 | 0 | 0 | 0 | 0 | 0 | 0 | 0 | 0 | 0 | 0 | 0 | 0 | 0 | 0 | 0 | 0 | 0 | 0 | 0 | 0 | 0 | 0
NSW1 | CCGT | 33.6489 | 33.6489 | 101.2233 | 258.6828 | 371.2872 | 212.3157 | 232.0627 | 408.7975 | 380.5051 | 488.4204 | 625.2129 | 1210.039 | 1273.0313 | 1457.3659 | 1194.3974 | 1078.5823 | 1410.1378 | 1565.9878 | 1425.5221 | 1249.0884 | 1321.2963 | 1519.1436 | 43.962 | 5.6194e-05 | 5.7401e-05 | 6.0499e-05 | 5.9432e-05 | 5.8399e-05 | 5.7196e-05
NSW1 | Gas - Steam | 0 | 0 | 0 | 0 | 0 | 0 | 0 | 0 | 0 | 0 | 0 | 0 | 0 | 0 | 0 | 0 | 0 | 0 | 0 | 0 | 0 | 0 | 0 | 0 | 0 | 0 | 0 | 0 | 0
NSW1 | OCGT / Diesel | 7.2642e-06 | 7.6044e-06 | 12.962 | 61.4648 | 11.1147 | 25.2379 | 15.4299 | 38.2366 | 0.38479 | 8.7449 | 6.3686 | 333.6814 | 144.4148 | 459.2497 | 360.1203 | 570.108 | 1301.9374 | 1693.202 | 2331.915 | 3228.7127 | 1895.3485 | 2851.5777 | 4857.0037 | 2824.0014 | 2688.9015 | 3898.9247 | 5210.633 | 5488.4644 | 4928.4818
NSW1 | Hydro | 2179.6456 | 2329.4672 | 2175.5901 | 2939.5213 | 2834.6397 | 2795.842 | 2961.209 | 3829.3499 | 2994.1632 | 2788.7818 | 2951.8366 | 2957.4126 | 3470.072 | 3825.0088 | 3783.3383 | 3587.761 | 4547.4714 | 3759.25 | 3680.0427 | 3409.3299 | 3130.9845 | 3731.1952 | 3683.1238 | 3807.4142 | 3780.3142 | 4609.7589 | 3658.2684 | 3279.3617 | 3046.1076
NSW1 | Wind | 10304.8901 | 11748.3514 | 15290.4979 | 20202.8997 | 22433.4522 | 24441.9175 | 26889.9667 | 24594.9161 | 27361.2282 | 29242.6513 | 30320.9487 | 37328.7773 | 36119.6325 | 38146.2619 | 40229.0538 | 40412.6456 | 35148.6198 | 34511.1234 | 36699.5208 | 35846.9449 | 40082.2284 | 39428.5224 | 40244.8829 | 42235.6943 | 45569.6997 | 44240.245 | 44834.6196 | 46216.0584 | 48218.1241
NSW1 | Solar PV | 5342.8111 | 6499.5898 | 6543.0243 | 6299.1533 | 7155.7987 | 7736.7314 | 7776.0368 | 7600.7051 | 15306.2108 | 16177.2135 | 16476.5102 | 18412.3012 | 17945.457 | 17176.0997 | 18477.8397 | 18524.6161 | 22605.8217 | 23754.0089 | 26778.9425 | 30550.3214 | 33971.0605 | 38833.9119 | 38935.2183 | 41963.0237 | 41663.0147 | 41216.1144 | 41195.6164 | 42593.2315 | 41245.6249
NSW1 | Grid Battery | 1.4706e-05 | 2.1315e-05 | 2.147e-05 | 3.0824e-05 | 3.3728e-05 | 3.6646e-05 | 5.009e-05 | 5.5292e-05 | 0.00023089 | 0.0002477 | 0.00025083 | 0.0004491 | 0.00043804 | 0.00046859 | 0.00058152 | 0.0005539 | 0.00057255 | 0.00057455 | 871.9016 | 863.9445 | 1590.4052 | 1571.0776 | 1536.5666 | 3146.4552 | 3118.2938 | 3049.6836 | 2994.7772 | 3083.2386 | 3000.6969
NSW1 | Pumped Hydro | 75.9799 | 132.8492 | 175.065 | 912.2404 | 4492.6038 | 4522.3447 | 5049.621 | 5245.1529 | 8700.5675 | 9565.826 | 9701.0378 | 10190.8312 | 9499.4231 | 9867.725 | 10498.4636 | 9966.8496 | 10408.2817 | 9854.2897 | 10623.7431 | 10502.7293 | 12084.3033 | 11913.4583 | 11681.6381 | 12381.7926 | 12175.4707 | 12013.7894 | 11302.9503 | 11899.0726 | 11531.7316
NSW1 | VPP | 7.6684 | 46.0863 | 92.9785 | 178.4236 | 281.2508 | 401.8024 | 515.807 | 638.8656 | 769.0072 | 900.8438 | 1008.6988 | 1194.0825 | 1350.8628 | 1479.8483 | 1688.3894 | 1749.7709 | 1748.5151 | 1795.1493 | 1883.8936 | 1929.923 | 2038.4421 | 2131.4176 | 2021.4527 | 2214.7649 | 2145.4784 | 2137.0377 | 1996.8734 | 2021.606 | 1917.222
Total excluding storage |  | 61038.6457 | 58659.2918 | 58115.0395 | 66238.2546 | 62475.3769 | 61565.0759 | 63157.2735 | 63826.1203 | 66775.678 | 69366.3299 | 69189.0376 | 68299.5281 | 69397.9921 | 69741.753 | 69104.8357 | 70683.2002 | 72195.4208 | 72256.9921 | 77375.6809 | 79976.0268 | 83644.8072 | 86364.3508 | 87764.1908 | 90830.1337 | 93701.9302 | 93965.0431 | 94899.1375 | 97577.116 | 97438.3384
Region | Technology | 2021-22 | 2022-23 | 2023-24 | 2024-25 | 2025-26 | 2026-27 | 2027-28 | 2028-29 | 2029-30 | 2030-31 | 2031-32 | 2032-33 | 2033-34 | 2034-35 | 2035-36 | 2036-37 | 2037-38 | 2038-39 | 2039-40 | 2040-41 | 2041-42 | 2042-43 | 2043-44 | 2044-45 | 2045-46 | 2046-47 | 2047-48 | 2048-49 | 2049-50
QLD1 | Black Coal | 34263.4346 | 31796.6384 | 33334.1612 | 26020.8209 | 24803.9618 | 24613.5802 | 22481.923 | 23593.731 | 22721.1598 | 21877.9068 | 20825.0706 | 21561.6624 | 20707.1243 | 18256.9276 | 17726.4277 | 16287.5214 | 16176.0459 | 16009.3625 | 14740.9059 | 15514.7432 | 13869.3672 | 11242.5281 | 8159.0794 | 6887.7845 | 6513.4542 | 6656.2506 | 5504.1817 | 4982.7792 | 5106.1078
QLD1 | Brown Coal | 0 | 0 | 0 | 0 | 0 | 0 | 0 | 0 | 0 | 0 | 0 | 0 | 0 | 0 | 0 | 0 | 0 | 0 | 0 | 0 | 0 | 0 | 0 | 0 | 0 | 0 | 0 | 0 | 0
QLD1 | CCGT | 1104.025 | 1104.025 | 1232.2762 | 2243.2938 | 2732.7167 | 2438.0044 | 2628.6299 | 2620.9901 | 2449.8043 | 2745.1558 | 3263.4189 | 3621.7666 | 4289.449 | 3648.8434 | 3361.9773 | 2776.7355 | 3045.2512 | 2920.1245 | 2430.948 | 2617.6441 | 2886.6892 | 3137.3163 | 2950.1579 | 2833.4326 | 1372.8374 | 960.5235 | 963.1551 | 960.5235 | 960.5235
QLD1 | Gas - Steam | 37.1158 | 37.1158 | 73.7192 | 72.804 | 72.804 | 72.804 | 127.3794 | 140.1929 | 138.9104 | 108.7379 | 101.0707 | 128.148 | 199.7943 | 168.2227 | 148.1393 | 175.9115 | 205.7366 | 185.9538 | 165.2275 | 183.8748 | 235.829 | 249.438 | 224.7959 | 219.5305 | 192.7516 | 0 | 0 | 0 | 0
QLD1 | OCGT / Diesel | 1.2204e-05 | 1.2709e-05 | 1.3621e-05 | 106.4883 | 54.3902 | 66.7948 | 122.3547 | 195.0831 | 103.4453 | 191.0305 | 358.1266 | 613.344 | 617.62 | 459.2065 | 441.7794 | 738.0742 | 1133.7057 | 712.0462 | 1531.4771 | 1746.8755 | 2101.2682 | 2346.484 | 2077.4623 | 2408.5407 | 2668.4449 | 5096.6771 | 4387.6975 | 4339.6335 | 3961.4311
QLD1 | Hydro | 698.9061 | 697.5974 | 700.3443 | 696.9163 | 695.5317 | 694.688 | 695.9054 | 691.9991 | 692.0776 | 670.6032 | 693.9616 | 686.9794 | 687.3054 | 678.6331 | 659.1209 | 660.102 | 230.5169 | 231.7582 | 215.282 | 212.1755 | 219.9781 | 0 | 0 | 0 | 0 | 0 | 0 | 0 | 0
QLD1 | Wind | 16411.9649 | 17152.0892 | 16080.6456 | 18712.7806 | 21914.3576 | 21491.0437 | 23174.4098 | 25759.934 | 25293.6018 | 25888.6921 | 25471.7091 | 25796.2703 | 26516.0199 | 30927.2996 | 31144.4984 | 34316.3264 | 37240.3712 | 37130.5097 | 37329.6078 | 33806.2922 | 34705.5665 | 34747.1236 | 40298.6912 | 40780.4659 | 44346.9043 | 47293.3051 | 47489.1887 | 49155.701 | 49073.7985
QLD1 | Solar PV | 5555.097 | 7538.3555 | 7676.927 | 7343.9842 | 7448.1645 | 7800.5712 | 7893.2116 | 6593.1139 | 7142.0087 | 7427.2538 | 7779.4343 | 8777.3644 | 9500.402 | 9574.967 | 9962.8799 | 9696.8917 | 11645.2227 | 12460.5312 | 13597.1308 | 15730.543 | 17229.0596 | 23302.238 | 22543.8664 | 22091.0562 | 21364.7847 | 22730.1962 | 23747.033 | 22879.7638 | 22608.1896
QLD1 | Grid Battery | 1.0413e-05 | 22.7481 | 25.7515 | 29.4074 | 29.1178 | 29.6253 | 29.6952 | 28.1167 | 27.3453 | 27.9194 | 27.3814 | 366.0126 | 768.8469 | 786.5405 | 779.2781 | 796.5728 | 1300.9202 | 1317.4142 | 1309.3116 | 1300.0198 | 1323.9296 | 1544.56 | 1537.4769 | 1536.7374 | 1488.3876 | 2891.262 | 3019.7156 | 3844.0986 | 3709.8052
QLD1 | Pumped Hydro | 219.3631 | 307.2989 | 382.1712 | 384.0181 | 407.7924 | 498.3698 | 553.3801 | 521.5545 | 485.7012 | 553.7068 | 513.8045 | 1433.633 | 1853.47 | 1839.1946 | 1918.1629 | 1941.6475 | 3244.2435 | 3399.1857 | 3646.29 | 3808.4748 | 4046.7371 | 7145.8448 | 6672.0744 | 6826.9654 | 6290.0616 | 5360.7945 | 5534.0473 | 5195.6613 | 4904.6256
QLD1 | VPP | 10.52 | 37.8568 | 81.6675 | 164.904 | 249.7797 | 342.2864 | 440.22 | 527.3902 | 633.1462 | 741.1946 | 847.6181 | 929.7387 | 1006.883 | 1133.3939 | 1270.3321 | 1312.211 | 1207.5878 | 1320.6707 | 1351.7567 | 1470 | 1569.5148 | 1488.2367 | 1371.9916 | 1390.8058 | 1279.9826 | 1063.8231 | 1143.0441 | 808.9844 | 864.8844
Total excluding storage |  | 58070.5435 | 58325.8213 | 59098.0734 | 55197.0882 | 57721.9265 | 57177.4862 | 57123.8139 | 59595.044 | 58541.008 | 58909.38 | 58492.7918 | 61185.5352 | 62517.7148 | 63714.1 | 63444.8229 | 64651.5627 | 69676.8502 | 69650.2861 | 70010.5792 | 69812.1485 | 71247.7578 | 75025.1281 | 76254.0531 | 75220.8103 | 76459.1771 | 82736.9524 | 82091.2559 | 82318.401 | 81710.0505
Region | Technology | 2021-22 | 2022-23 | 2023-24 | 2024-25 | 2025-26 | 2026-27 | 2027-28 | 2028-29 | 2029-30 | 2030-31 | 2031-32 | 2032-33 | 2033-34 | 2034-35 | 2035-36 | 2036-37 | 2037-38 | 2038-39 | 2039-40 | 2040-41 | 2041-42 | 2042-43 | 2043-44 | 2044-45 | 2045-46 | 2046-47 | 2047-48 | 2048-49 | 2049-50
VIC1 | Black Coal | 0 | 0 | 0 | 0 | 0 | 0 | 0 | 0 | 0 | 0 | 0 | 0 | 0 | 0 | 0 | 0 | 0 | 0 | 0 | 0 | 0 | 0 | 0 | 0 | 0 | 0 | 0 | 0 | 0
VIC1 | Brown Coal | 27015.3853 | 23041.1427 | 24570.168 | 13100.3574 | 13182.9152 | 10952.4459 | 0.00074387 | 0.00060101 | 0.0005496 | 0.00053182 | 0.00047273 | 0.00045767 | 0.00047282 | 0.0004278 | 0.00042435 | 0.00041123 | 0.00036268 | 0.00039059 | 0.00033592 | 0.00032093 | 0.00037741 | 0.00040789 | 0.00041881 | 0.00039134 | 0.00037699 | 0.00042259 | 0.00013907 | 0 | 0
VIC1 | CCGT | 8.0366e-06 | 7.9073e-06 | 8.3065e-06 | 1.4154e-05 | 1.4482e-05 | 1.4432e-05 | 1.4279e-05 | 1.5328e-05 | 1.5598e-05 | 1.65e-05 | 1.8555e-05 | 2.5475e-05 | 2.5681e-05 | 2.5213e-05 | 2.433e-05 | 2.4612e-05 | 3.3724e-05 | 3.4262e-05 | 3.6207e-05 | 3.5937e-05 | 5.795e-05 | 6.0002e-05 | 8.4438e-05 | 8.0106e-05 | 8.2096e-05 | 8.6389e-05 | 8.4707e-05 | 9.0624e-05 | 0.00010588
VIC1 | Gas - Steam | 10.9758 | 5.2567 | 9.7262 | 60.165 | 58.8097 | 57.6845 | 65.3273 | 96.6002 | 12.723 | 59.9884 | 102.7417 | 418.8921 | 333.4295 | 519.5904 | 334.2724 | 325.3286 | 561.767 | 761.7532 | 0 | 0 | 0 | 0 | 0 | 0 | 0 | 0 | 0 | 0 | 0
VIC1 | OCGT / Diesel | 11.2587 | 0.30979 | 9.5759 | 38.0219 | 25.9894 | 61.5291 | 33.5189 | 60.4917 | 10.4327 | 27.0554 | 43.0462 | 270.1271 | 135.3165 | 353.1149 | 327.65 | 348.3946 | 561.749 | 506.1914 | 1377.935 | 1562.0898 | 3080.238 | 3719.5291 | 4805.87 | 3589.2568 | 3977.3991 | 5316.1295 | 5446.8898 | 7162.978 | 8865.7454
VIC1 | Hydro | 2782.0437 | 2809.6265 | 2554.2519 | 3149.1751 | 3232.5539 | 3055.9953 | 3096.6294 | 3899.5616 | 3242.8918 | 2777.3332 | 2797.1278 | 2526.5968 | 3113.1549 | 3212.2705 | 3047.4863 | 3064.9059 | 3870.8623 | 3217.6059 | 2768.8823 | 2767.2052 | 2512.8994 | 3091.3463 | 3201.3387 | 3026.8104 | 3049.5382 | 3842.1295 | 3193.5745 | 2736.8344 | 2745.445
VIC1 | Wind | 10720.1192 | 13601.7468 | 11477.6587 | 14774.4142 | 15457.4067 | 17059.4608 | 23331.7816 | 23114.5862 | 23881.686 | 22595.4041 | 24748.5267 | 21469.9971 | 24070.9155 | 26007.544 | 27781.6397 | 28398.2695 | 33761.5731 | 34726.1754 | 32477.9821 | 32492.0443 | 29639.1811 | 29877.4566 | 30881.8787 | 31696.5078 | 31203.8196 | 30555.0467 | 31325.3839 | 29705.0194 | 28819.7916
VIC1 | Solar PV | 2656.001 | 2636.738 | 2729.571 | 2624.9488 | 2493.1716 | 2628.7079 | 3223.1774 | 3004.7515 | 3090.0758 | 3926.2674 | 4223.8609 | 7964.9023 | 7567.4857 | 7544.1555 | 7897.7555 | 8094.7035 | 7275.5995 | 7376.0942 | 7512.3756 | 7577.9349 | 8940.6424 | 8487.9513 | 9138.2858 | 9483.0281 | 10101.54 | 13117.1569 | 13400.6904 | 13093.3147 | 14775.9248
VIC1 | Grid Battery | 50.5642 | 108.4567 | 121.7098 | 161.3373 | 152.8405 | 160.8063 | 160.5133 | 151.0839 | 141.6472 | 148.2104 | 140.2395 | 146.0389 | 110.6851 | 103.1991 | 116.3489 | 114.9919 | 107.1475 | 101.8247 | 115.3293 | 108.4678 | 38.1106 | 0.00088431 | 0.00093762 | 0.0010109 | 0.00097112 | 0.0011001 | 0.0011517 | 0.0012128 | 0.0013582
VIC1 | Pumped Hydro | 0 | 0 | 2.1338e-05 | 4.197e-05 | 4.1031e-05 | 5.6222e-05 | 5.5209e-05 | 5.5083e-05 | 5.8497e-05 | 7.8488e-05 | 9.8166e-05 | 2187.5735 | 2079.6055 | 1997.9124 | 2751.3591 | 2769.1921 | 3228.6082 | 3225.8162 | 3520.8152 | 3430.1584 | 4745.24 | 4483.0884 | 4234.6816 | 5045.477 | 4980.1543 | 4984.328 | 4925.3765 | 5204.697 | 5091.015
VIC1 | VPP | 7.7778 | 19.8404 | 71.8187 | 187.5275 | 291.747 | 424.0781 | 554.6099 | 667.3525 | 784.2257 | 896.6171 | 1000.4177 | 1125.3034 | 1239.466 | 1337.7994 | 1599.8694 | 1653.7176 | 1591.9172 | 1624.9864 | 1783.1765 | 1776.8315 | 1840.961 | 1829.1814 | 1670.5566 | 1918.3956 | 1937.3848 | 1859.5903 | 1791.3501 | 1881.546 | 1819.3344
Total excluding storage |  | 43195.7837 | 42094.8204 | 41350.9517 | 33747.0825 | 34450.8465 | 33815.8236 | 29750.4353 | 30175.9918 | 30237.8099 | 29386.049 | 31915.3037 | 32650.5159 | 35220.3026 | 37636.6758 | 39388.8044 | 40231.6024 | 46031.5514 | 46587.8205 | 44137.1754 | 44399.2745 | 44172.9614 | 45176.2838 | 48027.3737 | 47795.6036 | 48332.2973 | 52830.4631 | 53366.5388 | 52698.1465 | 55206.907
Region | Technology | 2021-22 | 2022-23 | 2023-24 | 2024-25 | 2025-26 | 2026-27 | 2027-28 | 2028-29 | 2029-30 | 2030-31 | 2031-32 | 2032-33 | 2033-34 | 2034-35 | 2035-36 | 2036-37 | 2037-38 | 2038-39 | 2039-40 | 2040-41 | 2041-42 | 2042-43 | 2043-44 | 2044-45 | 2045-46 | 2046-47 | 2047-48 | 2048-49 | 2049-50
SA1 | Black Coal | 0 | 0 | 0 | 0 | 0 | 0 | 0 | 0 | 0 | 0 | 0 | 0 | 0 | 0 | 0 | 0 | 0 | 0 | 0 | 0 | 0 | 0 | 0 | 0 | 0 | 0 | 0 | 0 | 0
SA1 | Brown Coal | 0 | 0 | 0 | 0 | 0 | 0 | 0 | 0 | 0 | 0 | 0 | 0 | 0 | 0 | 0 | 0 | 0 | 0 | 0 | 0 | 0 | 0 | 0 | 0 | 0 | 0 | 0 | 0 | 0
SA1 | CCGT | 1114.8326 | 1114.8326 | 500.4794 | 749.955 | 965.9201 | 758.2245 | 450.7334 | 449.5019 | 449.5019 | 519.8684 | 739.4825 | 1048.0249 | 1191.7944 | 1281.6772 | 890.6579 | 1043.2797 | 3.2359e-05 | 3.2661e-05 | 3.2574e-05 | 3.2115e-05 | 3.99e-05 | 4.088e-05 | 4.1821e-05 | 3.9688e-05 | 4.0667e-05 | 4.1711e-05 | 4.0896e-05 | 4.0748e-05 | 4.0114e-05
SA1 | Gas - Steam | 662.5679 | 678.0157 | 643.8466 | 121.9409 | 151.5213 | 158.8288 | 95.8763 | 110.9807 | 81.5731 | 81.5731 | 128.4852 | 378.8719 | 440.9986 | 820.9262 | 0 | 0 | 0 | 0 | 0 | 0 | 0 | 0 | 0 | 0 | 0 | 0 | 0 | 0 | 0
SA1 | OCGT / Diesel | 49.8557 | 24.4585 | 85.1313 | 109.7233 | 188.2449 | 132.3287 | 63.0353 | 74.964 | 5.6591 | 65.1704 | 139.0166 | 298.6253 | 315.2566 | 437.3747 | 285.1542 | 316.0187 | 896.9918 | 930.5402 | 1174.3045 | 1233.8062 | 1216.4953 | 1398.9714 | 1840.4629 | 816.5651 | 863.8484 | 856.3084 | 796.0674 | 1036.3224 | 909.7381
SA1 | Hydro | 0 | 0 | 0 | 0 | 0 | 0 | 0 | 0 | 0 | 0 | 0 | 0 | 0 | 0 | 0 | 0 | 0 | 0 | 0 | 0 | 0 | 0 | 0 | 0 | 0 | 0 | 0 | 0 | 0
SA1 | Wind | 6842.9899 | 7614.1703 | 6918.3729 | 9619.119 | 9343.0607 | 10326.2898 | 10290.7869 | 11801.9646 | 11644.6041 | 11296.9558 | 11874.6005 | 12223.1827 | 11981.8915 | 11230.5337 | 12637.4648 | 12442.4643 | 11757.9528 | 12317.1913 | 11466.9116 | 11840.5601 | 11986.1555 | 12086.7714 | 12322.9061 | 13857.4207 | 13487.513 | 16055.8094 | 16422.546 | 15802.331 | 16456.5854
SA1 | Solar PV | 947.1378 | 1101.2205 | 1098.0144 | 1067.4601 | 1041.4939 | 1066.2802 | 1099.2724 | 1045.2086 | 1089.2581 | 1098.9354 | 1326.3522 | 1326.5241 | 1264.8454 | 1254.7924 | 1281.6965 | 1323.1511 | 2223.8748 | 2205.2772 | 2629.1152 | 2826.5607 | 2820.7149 | 2761.6862 | 3219.7377 | 2970.0953 | 3030.8909 | 2634.1329 | 2605.7721 | 2514.5281 | 2549.2537
SA1 | Grid Battery | 87.4524 | 86.315 | 101.1674 | 98.9878 | 93.4855 | 94.5191 | 93.9682 | 90.019 | 84.1224 | 85.0575 | 79.1475 | 181.1166 | 175.5825 | 157.0258 | 493.9895 | 485.8183 | 516.0486 | 508.7083 | 524.5954 | 520.1017 | 844.0272 | 820.4273 | 773.9516 | 820.3839 | 815.9457 | 761.0164 | 733.117 | 756.839 | 719.1432
SA1 | Pumped Hydro | 0 | 0 | 1.7721e-05 | 1.8214e-05 | 1.7827e-05 | 2.129e-05 | 2.126e-05 | 2.1694e-05 | 2.2181e-05 | 2.5002e-05 | 2.6076e-05 | 4.8926e-05 | 4.764e-05 | 4.7644e-05 | 5.9181e-05 | 5.8532e-05 | 7.5561e-05 | 7.524e-05 | 7.8066e-05 | 7.8435e-05 | 9.9476e-05 | 9.5946e-05 | 9.6056e-05 | 0.00014382 | 0.00014272 | 0.00013894 | 0.00014186 | 0.00014431 | 0.00014546
SA1 | VPP | 13.929 | 26.9687 | 53.723 | 79.4348 | 102.85 | 131.3934 | 163.1905 | 195.4192 | 226.2302 | 260.1781 | 282.229 | 309.7127 | 335.4564 | 358.9414 | 386.2179 | 395.2015 | 405.7164 | 405.5667 | 437.715 | 441.0794 | 448.8976 | 445.6562 | 402.646 | 448.0952 | 457.9076 | 390.6532 | 377.2106 | 390.1384 | 366.8903
Total excluding storage |  | 9617.384 | 10532.6976 | 9245.8447 | 11668.1983 | 11690.2411 | 12441.952 | 11999.7044 | 13482.6197 | 13270.5963 | 13062.5031 | 14207.9371 | 15275.2289 | 15194.7866 | 15025.3041 | 15094.9733 | 15124.9138 | 14878.8195 | 15453.0087 | 15270.3313 | 15900.927 | 16023.3658 | 16247.429 | 17383.1068 | 17644.0811 | 17382.2523 | 19546.2508 | 19824.3855 | 19353.1816 | 19915.5772
Region | Technology | 2021-22 | 2022-23 | 2023-24 | 2024-25 | 2025-26 | 2026-27 | 2027-28 | 2028-29 | 2029-30 | 2030-31 | 2031-32 | 2032-33 | 2033-34 | 2034-35 | 2035-36 | 2036-37 | 2037-38 | 2038-39 | 2039-40 | 2040-41 | 2041-42 | 2042-43 | 2043-44 | 2044-45 | 2045-46 | 2046-47 | 2047-48 | 2048-49 | 2049-50
TAS1 | Black Coal | 0 | 0 | 0 | 0 | 0 | 0 | 0 | 0 | 0 | 0 | 0 | 0 | 0 | 0 | 0 | 0 | 0 | 0 | 0 | 0 | 0 | 0 | 0 | 0 | 0 | 0 | 0 | 0 | 0
TAS1 | Brown Coal | 0 | 0 | 0 | 0 | 0 | 0 | 0 | 0 | 0 | 0 | 0 | 0 | 0 | 0 | 0 | 0 | 0 | 0 | 0 | 0 | 0 | 0 | 0 | 0 | 0 | 0 | 0 | 0 | 0
TAS1 | CCGT | 6.426e-06 | 6.2946e-06 | 6.5946e-06 | 6.6817e-06 | 6.7027e-06 | 6.9091e-06 | 7.6343e-06 | 8.1261e-06 | 8.5931e-06 | 8.6852e-06 | 8.6368e-06 | 8.7965e-06 | 8.7249e-06 | 8.4597e-06 | 8.2699e-06 | 8.2805e-06 | 8.353e-06 | 8.3703e-06 | 8.7581e-06 | 8.757e-06 | 9.7228e-06 | 9.7537e-06 | 1.0421e-05 | 1.0491e-05 | 1.0594e-05 | 1.1689e-05 | 1.1673e-05 | 1.299e-05 | 1.2822e-05
TAS1 | Gas - Steam | 0 | 0 | 0 | 0 | 0 | 0 | 0 | 0 | 0 | 0 | 0 | 0 | 0 | 0 | 0 | 0 | 0 | 0 | 0 | 0 | 0 | 0 | 0 | 0 | 0 | 0 | 0 | 0 | 0
TAS1 | OCGT / Diesel | 4.8099e-06 | 4.5359e-06 | 4.8536e-06 | 4.9924e-06 | 5.1127e-06 | 5.4015e-06 | 5.843e-06 | 6.26e-06 | 6.6144e-06 | 0.33763 | 6.848e-06 | 2.1333 | 7.6702e-06 | 1.241 | 1.4181 | 0.71049 | 2.1742 | 6.9229e-06 | 5.0796 | 1.4913 | 2.2983 | 7.2898e-06 | 0.80327 | 2.4751 | 1.3508 | 0.92268 | 0.97911 | 4.8537 | 1.378
TAS1 | Hydro | 7841.8625 | 8418.3491 | 7780.4147 | 8685.3674 | 8847.4081 | 8204.6416 | 10372.1331 | 10239.073 | 9293.4837 | 9380.1774 | 9087.5438 | 8781.1536 | 8953.2182 | 9716.2893 | 8868.4551 | 8706.0335 | 8340.2067 | 7940.2635 | 7824.1931 | 6807.003 | 7667.0557 | 7787.6066 | 7434.1446 | 6704.7954 | 6944.241 | 8192.9883 | 7503.8172 | 7460.4939 | 7365.8184
TAS1 | Wind | 3106.1634 | 3433.1589 | 4260.2243 | 4228.2364 | 4440.0151 | 4488.447 | 5867.3141 | 6014.9772 | 5905.412 | 5737.5203 | 6551.9462 | 6962.8096 | 6934.0077 | 7693.8677 | 8207.7346 | 8999.6478 | 8749.1444 | 9068.9255 | 8973.2006 | 9922.397 | 9317.3382 | 9547.2972 | 9727.809 | 9553.5932 | 9947.2042 | 9416.6198 | 9371.7544 | 8801.2732 | 9361.5847
TAS1 | Solar PV | 1.192e-06 | 2.1377e-06 | 2.5836e-06 | 4.9865e-06 | 4.3305e-06 | 5.3566e-06 | 5.0601e-06 | 5.1402e-06 | 5.5395e-06 | 6.1433e-06 | 6.2146e-06 | 6.3464e-06 | 8.1332e-06 | 7.4351e-06 | 8.6385e-06 | 8.3662e-06 | 1.0597e-05 | 1.2744e-05 | 2.1764e-05 | 4.3732e-05 | 4.4922e-05 | 4.5294e-05 | 4.1184e-05 | 4.2805e-05 | 4.0603e-05 | 4.2252e-05 | 4.3068e-05 | 4.2937e-05 | 4.114e-05
TAS1 | Grid Battery | 9.863e-06 | 1.4623e-05 | 1.4427e-05 | 1.7083e-05 | 2.3132e-05 | 2.3679e-05 | 2.9075e-05 | 3.3457e-05 | 3.9184e-05 | 4.3475e-05 | 4.7353e-05 | 5.6793e-05 | 6.0286e-05 | 7.3912e-05 | 8.6182e-05 | 8.6976e-05 | 9.4282e-05 | 9.5428e-05 | 0.00012179 | 0.00012344 | 0.00014432 | 0.00014123 | 0.00013767 | 0.00014636 | 0.00014444 | 0.00016209 | 0.0001662 | 0.00018292 | 0.00020099
TAS1 | Pumped Hydro | 0 | 0 | 4.1576e-05 | 4.2188e-05 | 4.5358e-05 | 5.0283e-05 | 5.8586e-05 | 6.4379e-05 | 7.3158e-05 | 8.479e-05 | 8.9136e-05 | 0.00010428 | 0.00010938 | 0.00013022 | 0.00014625 | 0.0001475 | 0.0001511 | 0.00015241 | 0.00017716 | 0.000179 | 0.00021797 | 0.00021952 | 0.00021434 | 0.0002224 | 0.00022321 | 0.00024568 | 0.00025343 | 0.00029407 | 0.00030411
TAS1 | VPP | 0.38372 | 1.9787 | 3.7226 | 4.8674 | 8.0914 | 11.8843 | 18.6809 | 24.971 | 32.3125 | 43.2105 | 46.7958 | 54.993 | 61.5246 | 75.5458 | 81.521 | 76.9298 | 88.4955 | 87.4731 | 98.5059 | 109.1035 | 111.7494 | 113.8048 | 106.9263 | 116.4936 | 113.8981 | 114.0031 | 107.4372 | 110.3477 | 108.6623
Total excluding storage |  | 10948.0259 | 11851.508 | 12040.639 | 12913.6038 | 13287.4233 | 12693.0886 | 16239.4472 | 16254.0503 | 15198.8957 | 15118.0354 | 15639.4901 | 15746.0964 | 15887.2259 | 17411.398 | 17077.6078 | 17706.3919 | 17091.5253 | 17009.189 | 16802.4733 | 16730.8913 | 16986.6923 | 17334.9038 | 17162.757 | 16260.8638 | 16892.7961 | 17610.5309 | 16876.5508 | 16266.6209 | 16728.7811
Explicitly modelled pumping
Region | Technology | 2021-22 | 2022-23 | 2023-24 | 2024-25 | 2025-26 | 2026-27 | 2027-28 | 2028-29 | 2029-30 | 2030-31 | 2031-32 | 2032-33 | 2033-34 | 2034-35 | 2035-36 | 2036-37 | 2037-38 | 2038-39 | 2039-40 | 2040-41 | 2041-42 | 2042-43 | 2043-44 | 2044-45 | 2045-46 | 2046-47 | 2047-48 | 2048-49 | 2049-50
NEM | Grid Battery pump | 169.6263 | 269.3383 | 306.0552 | 358.62 | 339.5814 | 351.3382 | 351.7295 | 331.4759 | 312.7829 | 322.1588 | 305.3405 | 829.7827 | 1253.1809 | 1242.5777 | 1646.6207 | 1655.1806 | 2278.9169 | 2276.8072 | 3328.4936 | 3301.2209 | 4485.1238 | 4655.6565 | 4545.6589 | 6540.4135 | 6457.1746 | 7942.9175 | 8005.5064 | 9094.1239 | 8799.2449
NEM | Pumped Hydro Pump | 677.4543 | 1156.4783 | 1419.305 | 3088.9754 | 6703.3816 | 7438.4052 | 8688.3226 | 8610.6292 | 13032.3354 | 13953.229 | 14982.5802 | 19220.4006 | 19287.2452 | 19349.4244 | 21634.0505 | 21062.5728 | 23626.7993 | 23131.8737 | 24993.0864 | 25225.3277 | 28496.4864 | 32152.5404 | 30421.5349 | 33209.9272 | 32470.2211 | 30595.8974 | 29549.1688 | 30209.6721 | 28854.6548
NEM | VPP pump | 48.3443 | 159.669 | 364.4253 | 739.2061 | 1120.8765 | 1572.9612 | 2035.2194 | 2461.4791 | 2935.3551 | 3410.2601 | 3833.0912 | 4329.5202 | 4792.9709 | 5268.2031 | 6029.5744 | 6224.9779 | 6062.3496 | 6285.0785 | 6653.5483 | 6892.7933 | 7193.7988 | 7224.0134 | 6682.0898 | 7305.3048 | 7138.5885 | 6666.5493 | 6513.8133 | 6242.643 | 6088.5201
Region | Technology | 2021-22 | 2022-23 | 2023-24 | 2024-25 | 2025-26 | 2026-27 | 2027-28 | 2028-29 | 2029-30 | 2030-31 | 2031-32 | 2032-33 | 2033-34 | 2034-35 | 2035-36 | 2036-37 | 2037-38 | 2038-39 | 2039-40 | 2040-41 | 2041-42 | 2042-43 | 2043-44 | 2044-45 | 2045-46 | 2046-47 | 2047-48 | 2048-49 | 2049-50
NSW1 | Grid Battery pump | 1.7458e-05 | 2.5299e-05 | 2.5459e-05 | 3.6587e-05 | 4.0009e-05 | 4.347e-05 | 5.9505e-05 | 6.5562e-05 | 0.00027709 | 0.0002971 | 0.00030148 | 0.00053369 | 0.00052077 | 0.00055781 | 0.00068948 | 0.00065764 | 0.000681 | 0.00068205 | 1025.7665 | 1019.2137 | 1887.4886 | 1866.4569 | 1825.451 | 3765.1427 | 3740.7666 | 3637.539 | 3593.3345 | 3677.7811 | 3589.3945
NSW1 | Pumped Hydro Pump | 363.5867 | 713.7731 | 871.1254 | 2534.6096 | 6116.6137 | 6725.3321 | 7893.0219 | 7861.0672 | 12334.3007 | 13157.4588 | 14240.9879 | 14597.8166 | 14290.4183 | 14479.9154 | 15733.2892 | 15097.3267 | 15457.3691 | 14789.2634 | 15996.4697 | 16070.7284 | 17450.5959 | 17528.6302 | 16761.5468 | 18323.8133 | 18287.045 | 17646.8106 | 16436.5963 | 17176.6551 | 16377.4916
NSW1 | VPP pump | 9.2039 | 55.4955 | 111.4153 | 214.4151 | 337.304 | 482.2578 | 620.6818 | 765.1997 | 922.9913 | 1081.2266 | 1214.0853 | 1429.7757 | 1621.3564 | 1780.8509 | 2021.7873 | 2100.1408 | 2104.625 | 2154.8461 | 2254.8882 | 2323.1244 | 2439.8566 | 2558.208 | 2426.2236 | 2658.2441 | 2583.17 | 2556.8668 | 2405.06 | 2418.0701 | 2301.122
Region | Technology | 2021-22 | 2022-23 | 2023-24 | 2024-25 | 2025-26 | 2026-27 | 2027-28 | 2028-29 | 2029-30 | 2030-31 | 2031-32 | 2032-33 | 2033-34 | 2034-35 | 2035-36 | 2036-37 | 2037-38 | 2038-39 | 2039-40 | 2040-41 | 2041-42 | 2042-43 | 2043-44 | 2044-45 | 2045-46 | 2046-47 | 2047-48 | 2048-49 | 2049-50
QLD1 | Grid Battery pump | 1.2255e-05 | 27.9853 | 31.792 | 36.3438 | 36.0082 | 36.4756 | 36.6607 | 34.7119 | 33.7596 | 34.4684 | 33.903 | 432.0999 | 906.0163 | 927.1405 | 918.4373 | 938.3108 | 1536.1487 | 1547.1371 | 1541.8698 | 1530.5835 | 1556.4156 | 1819.6482 | 1808.0396 | 1806.8489 | 1750.3596 | 3410.0784 | 3544.0127 | 4525.8525 | 4361.0933
QLD1 | Pumped Hydro Pump | 313.8676 | 442.7053 | 548.1795 | 554.3657 | 586.7677 | 713.073 | 795.3005 | 749.5618 | 698.0345 | 795.77 | 741.592 | 1888.117 | 2390.0662 | 2372.8758 | 2468.0586 | 2503.7556 | 4133.6699 | 4288.3537 | 4617.5837 | 4844.9144 | 5136.3261 | 9007.2238 | 8379.4617 | 8578.6785 | 7923.765 | 6753.4828 | 6921.045 | 6561.952 | 6113.3941
QLD1 | VPP pump | 12.6265 | 45.4372 | 98.0204 | 198.3003 | 300.0982 | 410.1456 | 528.3686 | 632.9936 | 759.9258 | 889.6096 | 1019.9981 | 1113.2524 | 1208.4988 | 1360.3438 | 1526.4873 | 1573.1763 | 1454.011 | 1580.5001 | 1622.4295 | 1768.0984 | 1880.0419 | 1790.7524 | 1646.8204 | 1667.3773 | 1533.5847 | 1282.2336 | 1366.5313 | 976.0521 | 1032.9883
Region | Technology | 2021-22 | 2022-23 | 2023-24 | 2024-25 | 2025-26 | 2026-27 | 2027-28 | 2028-29 | 2029-30 | 2030-31 | 2031-32 | 2032-33 | 2033-34 | 2034-35 | 2035-36 | 2036-37 | 2037-38 | 2038-39 | 2039-40 | 2040-41 | 2041-42 | 2042-43 | 2043-44 | 2044-45 | 2045-46 | 2046-47 | 2047-48 | 2048-49 | 2049-50
VIC1 | Grid Battery pump | 61.9653 | 134.4862 | 149.67 | 199.7708 | 188.457 | 198.1723 | 198.7536 | 185.9343 | 174.873 | 182.9758 | 173.7243 | 179.8359 | 136.5181 | 127.4062 | 143.6406 | 141.9652 | 132.2808 | 126.1997 | 141.8915 | 134.3764 | 46.5845 | 0.0010422 | 0.0011014 | 0.0011892 | 0.0011444 | 0.0012925 | 0.001357 | 0.0014246 | 0.0015979
VIC1 | Pumped Hydro Pump | 0 | 0 | 2.6719e-05 | 5.2548e-05 | 5.1242e-05 | 7.0194e-05 | 6.9304e-05 | 6.8561e-05 | 7.3365e-05 | 9.7944e-05 | 0.00012316 | 2734.4668 | 2606.7605 | 2496.633 | 3432.7024 | 3461.4902 | 4035.76 | 4054.2563 | 4379.0327 | 4309.6846 | 5909.564 | 5616.686 | 5280.526 | 6307.435 | 6259.4106 | 6195.6035 | 6191.527 | 6471.0645 | 6363.7686
VIC1 | VPP pump | 9.3352 | 23.8982 | 86.1145 | 225.0775 | 350.5689 | 508.5914 | 667.308 | 799.3373 | 941.2573 | 1076.1536 | 1204.0998 | 1348.096 | 1487.3057 | 1605.2 | 1920.2233 | 1984.8541 | 1910.6789 | 1956.4566 | 2134.1488 | 2139.178 | 2203.033 | 2202.5136 | 1998.0035 | 2302.5307 | 2333.1504 | 2224.1221 | 2158.1005 | 2250.2476 | 2183.6337
Region | Technology | 2021-22 | 2022-23 | 2023-24 | 2024-25 | 2025-26 | 2026-27 | 2027-28 | 2028-29 | 2029-30 | 2030-31 | 2031-32 | 2032-33 | 2033-34 | 2034-35 | 2035-36 | 2036-37 | 2037-38 | 2038-39 | 2039-40 | 2040-41 | 2041-42 | 2042-43 | 2043-44 | 2044-45 | 2045-46 | 2046-47 | 2047-48 | 2048-49 | 2049-50
SA1 | Grid Battery pump | 107.6609 | 106.8667 | 124.5931 | 122.5053 | 115.1161 | 116.6902 | 116.315 | 110.8296 | 104.1498 | 104.7142 | 97.7129 | 217.8463 | 210.6459 | 188.0304 | 584.5421 | 574.9039 | 610.4866 | 603.4697 | 618.9656 | 617.0471 | 994.6349 | 969.5502 | 912.1671 | 968.4206 | 966.0471 | 895.2986 | 868.1577 | 890.4887 | 848.7552
SA1 | Pumped Hydro Pump | 0 | 0 | 2.2164e-05 | 2.281e-05 | 2.2257e-05 | 2.6586e-05 | 2.6673e-05 | 2.702e-05 | 2.7811e-05 | 3.1207e-05 | 3.2621e-05 | 6.1203e-05 | 5.9553e-05 | 5.9457e-05 | 7.3963e-05 | 7.318e-05 | 9.445e-05 | 9.4391e-05 | 9.7225e-05 | 9.8422e-05 | 0.00012397 | 0.00012017 | 0.00011996 | 0.00017998 | 0.00017875 | 0.000173 | 0.00017802 | 0.00017969 | 0.00018201
SA1 | VPP pump | 16.7181 | 32.4503 | 64.3989 | 95.5527 | 123.2323 | 157.7033 | 196.3357 | 234.0811 | 272.2336 | 311.5719 | 338.7418 | 372.3913 | 401.9649 | 430.815 | 463.5532 | 474.3357 | 486.9561 | 488.2871 | 523.8514 | 531.0087 | 537.1752 | 535.5028 | 482.6614 | 537.8207 | 551.4572 | 467.0174 | 454.6385 | 466.3625 | 440.3555
Region | Technology | 2021-22 | 2022-23 | 2023-24 | 2024-25 | 2025-26 | 2026-27 | 2027-28 | 2028-29 | 2029-30 | 2030-31 | 2031-32 | 2032-33 | 2033-34 | 2034-35 | 2035-36 | 2036-37 | 2037-38 | 2038-39 | 2039-40 | 2040-41 | 2041-42 | 2042-43 | 2043-44 | 2044-45 | 2045-46 | 2046-47 | 2047-48 | 2048-49 | 2049-50
TAS1 | Grid Battery pump | 1.1605e-05 | 1.7212e-05 | 1.6972e-05 | 2.0109e-05 | 2.721e-05 | 2.7847e-05 | 3.423e-05 | 3.9343e-05 | 4.613e-05 | 5.113e-05 | 5.5736e-05 | 6.6835e-05 | 7.0927e-05 | 8.696e-05 | 0.00010138 | 0.00010234 | 0.00011091 | 0.00011228 | 0.00014329 | 0.00014524 | 0.00016976 | 0.00016621 | 0.00016195 | 0.00017216 | 0.00017001 | 0.00019064 | 0.00019556 | 0.00021509 | 0.00023651
TAS1 | Pumped Hydro Pump | 0 | 0 | 5.2147e-05 | 5.2851e-05 | 5.6599e-05 | 6.27e-05 | 7.3561e-05 | 8.0161e-05 | 9.1845e-05 | 0.00010564 | 0.00011162 | 0.00013049 | 0.00013671 | 0.00016279 | 0.0001827 | 0.0001846 | 0.00018863 | 0.00019059 | 0.00022148 | 0.00022417 | 0.00027234 | 0.00027461 | 0.00026772 | 0.00027773 | 0.00027958 | 0.00030655 | 0.00031757 | 0.00036637 | 0.00038048
TAS1 | VPP pump | 0.46055 | 2.3878 | 4.4761 | 5.8605 | 9.6731 | 14.2631 | 22.5252 | 29.8675 | 38.9471 | 51.6984 | 56.1661 | 66.0047 | 73.8451 | 90.9933 | 97.5233 | 92.4711 | 106.0785 | 104.9886 | 118.2305 | 131.3838 | 133.6922 | 137.0367 | 128.381 | 139.332 | 137.2261 | 136.3095 | 129.483 | 131.9107 | 130.4206
Non-controllable capacity
Region | Technology | 2021-22 | 2022-23 | 2023-24 | 2024-25 | 2025-26 | 2026-27 | 2027-28 | 2028-29 | 2029-30 | 2030-31 | 2031-32 | 2032-33 | 2033-34 | 2034-35 | 2035-36 | 2036-37 | 2037-38 | 2038-39 | 2039-40 | 2040-41 | 2041-42 | 2042-43 | 2043-44 | 2044-45 | 2045-46 | 2046-47 | 2047-48 | 2048-49 | 2049-50
NEM | Distributed PV | 19609.8205 | 22593.0258 | 25795.4405 | 28515.648 | 30896.2689 | 36193.4827 | 39710.1446 | 38725.9847 | 43631.9906 | 48413.2512 | 52307.9381 | 56014.1823 | 58003.92 | 58926.4174 | 65866.1013 | 68092.0823 | 63807.3891 | 69181.1567 | 74209.0766 | 78074.279 | 80449.2601 | 80681.864 | 80496.3497 | 88733.6672 | 91059.096 | 84167.1603 | 90920.6539 | 97349.545 | 101355.0465
NEM | Behind the meter battery | 287.7369 | 515.4079 | 884.8341 | 1254.785 | 1593.4651 | 1866.0164 | 2141.7602 | 2361.8163 | 2552.4657 | 2810.5931 | 3083.7038 | 3382.2698 | 3716.9768 | 3982.8771 | 4236.6884 | 4189.6005 | 4164.955 | 4139.2711 | 4136.7707 | 4095.7536 | 4080.5612 | 4061.1181 | 4052.4214 | 4004.5176 | 3963.4952 | 3836.8522 | 3731.3041 | 3603.5117 | 3483.2237
NEM | Behind the meter battery pump | 244.3986 | 437.8351 | 751.5169 | 1066.2118 | 1353.536 | 1585.0054 | 1820.0295 | 2006.0316 | 2167.8279 | 2387.2175 | 2618.8193 | 2873.0493 | 3158.6308 | 3383.091 | 3598.8654 | 3557.9991 | 3537.7465 | 3515.3025 | 3513.335 | 3480.0644 | 3466.5363 | 3449.3864 | 3443.1291 | 3400.9047 | 3367.1337 | 3259.9544 | 3169.3736 | 3061.4143 | 2957.9155
Region | Technology | 2021-22 | 2022-23 | 2023-24 | 2024-25 | 2025-26 | 2026-27 | 2027-28 | 2028-29 | 2029-30 | 2030-31 | 2031-32 | 2032-33 | 2033-34 | 2034-35 | 2035-36 | 2036-37 | 2037-38 | 2038-39 | 2039-40 | 2040-41 | 2041-42 | 2042-43 | 2043-44 | 2044-45 | 2045-46 | 2046-47 | 2047-48 | 2048-49 | 2049-50
NSW1 | Distributed PV | 5840.3921 | 6848.5858 | 7568.6907 | 8523.6304 | 9260.6379 | 11220.5155 | 12200.0436 | 11840.5683 | 13148.0317 | 14967.8992 | 16704.4439 | 17428.9447 | 18411.5688 | 18706.4371 | 21549.8095 | 22022.3289 | 20511.7897 | 21846.138 | 23896.4876 | 25827.633 | 25866.634 | 26322.659 | 26189.1159 | 29655.9651 | 30038.8173 | 27505.5049 | 29065.9666 | 31621.8012 | 33685.242
NSW1 | Behind the meter battery | 100.5828 | 193.1589 | 291.1065 | 396.2139 | 501.9024 | 585.4025 | 672.7716 | 746.5753 | 809.2462 | 898.896 | 990.6531 | 1097.5089 | 1203.9572 | 1289.4711 | 1377.5795 | 1364.1938 | 1359.364 | 1353.4315 | 1358.2135 | 1347.5028 | 1347.9978 | 1344.7629 | 1341.927 | 1330.3631 | 1318.1665 | 1275.3935 | 1239.7392 | 1196.3678 | 1156.4912
NSW1 | Behind the meter battery pump | 85.4102 | 164.0693 | 247.2941 | 336.7731 | 426.5198 | 497.1838 | 571.8275 | 634.164 | 687.2431 | 763.5179 | 841.0694 | 932.0855 | 1022.9158 | 1095.5481 | 1169.7831 | 1158.6309 | 1154.2352 | 1150.0294 | 1153.2683 | 1144.4845 | 1145.249 | 1142.992 | 1140.5826 | 1129.4076 | 1119.8228 | 1083.9476 | 1053.3342 | 1016.4885 | 981.966
Region | Technology | 2021-22 | 2022-23 | 2023-24 | 2024-25 | 2025-26 | 2026-27 | 2027-28 | 2028-29 | 2029-30 | 2030-31 | 2031-32 | 2032-33 | 2033-34 | 2034-35 | 2035-36 | 2036-37 | 2037-38 | 2038-39 | 2039-40 | 2040-41 | 2041-42 | 2042-43 | 2043-44 | 2044-45 | 2045-46 | 2046-47 | 2047-48 | 2048-49 | 2049-50
QLD1 | Distributed PV | 5969.3902 | 6978.0984 | 7706.5945 | 8304.5519 | 9311.818 | 10739.5616 | 11742.373 | 10679.3756 | 12453.0504 | 13739.2205 | 15349.0657 | 16175.8153 | 16542.176 | 17496.4202 | 19379.2666 | 20059.1319 | 17627.6397 | 19804.641 | 21119.9603 | 22953.5995 | 23292.4845 | 23042.7006 | 23920.2706 | 26062.1174 | 26829.5403 | 23237.5707 | 26038.7774 | 27730.2825 | 29886.5732
QLD1 | Behind the meter battery | 56.2429 | 136.3704 | 221.914 | 314.5999 | 403.0595 | 466.6342 | 534.0653 | 596.5405 | 649.7529 | 718.3775 | 792.8814 | 877.5577 | 964.1894 | 1032.5602 | 1100.2361 | 1082.6175 | 1073.4901 | 1066.2727 | 1063.9109 | 1054.6444 | 1049.1513 | 1044.3508 | 1042.7963 | 1030.9949 | 1021.2672 | 990.0169 | 962.7603 | 929.6148 | 900.3601
QLD1 | Behind the meter battery pump | 47.7931 | 115.9103 | 188.4278 | 267.3671 | 342.2496 | 396.5032 | 453.7714 | 506.849 | 552.0817 | 610.4366 | 673.1948 | 745.045 | 819.4478 | 877.2391 | 934.6407 | 919.1283 | 912.2797 | 905.3095 | 903.5933 | 896.4187 | 891.5481 | 886.7666 | 886.3467 | 875.6415 | 867.7391 | 841.4509 | 817.5781 | 790.0297 | 765.082
Region | Technology | 2021-22 | 2022-23 | 2023-24 | 2024-25 | 2025-26 | 2026-27 | 2027-28 | 2028-29 | 2029-30 | 2030-31 | 2031-32 | 2032-33 | 2033-34 | 2034-35 | 2035-36 | 2036-37 | 2037-38 | 2038-39 | 2039-40 | 2040-41 | 2041-42 | 2042-43 | 2043-44 | 2044-45 | 2045-46 | 2046-47 | 2047-48 | 2048-49 | 2049-50
VIC1 | Distributed PV | 4714.66 | 5401.1119 | 6729.5042 | 7622.3593 | 8154.7271 | 9640.4109 | 10744.2174 | 11140.3779 | 12492.4051 | 13821.8775 | 14113.1505 | 15787.1113 | 16301.0662 | 16086.168 | 17792.7523 | 18477.3728 | 18243.1548 | 19618.15 | 20981.1462 | 20868.6867 | 22468.5097 | 22545.6732 | 21856.4398 | 23900.0028 | 24625.8936 | 24087.1674 | 25874.8846 | 27659.7182 | 27267.1666
VIC1 | Behind the meter battery | 63.7064 | 83.5354 | 232.4378 | 366.0526 | 485.6729 | 593.1814 | 693.2882 | 758.0454 | 813.3978 | 889.1338 | 969.7889 | 1045.6273 | 1156.3355 | 1246.6667 | 1327.5946 | 1319.5322 | 1315.5875 | 1305.8198 | 1303.9339 | 1288.8104 | 1281.5178 | 1274.0456 | 1271.6343 | 1255.1128 | 1242.4704 | 1204.1401 | 1172.0927 | 1134.3677 | 1095.5009
VIC1 | Behind the meter battery pump | 54.1148 | 70.9311 | 197.3953 | 310.9705 | 412.3845 | 503.6951 | 589.1782 | 643.6878 | 690.5779 | 754.9722 | 823.8716 | 888.712 | 982.688 | 1058.4572 | 1128.1485 | 1120.5529 | 1117.3368 | 1108.596 | 1107.7798 | 1095.3627 | 1088.3139 | 1081.6641 | 1079.7555 | 1066.324 | 1055.4157 | 1022.5106 | 995.367 | 963.5618 | 930.0131
Region | Technology | 2021-22 | 2022-23 | 2023-24 | 2024-25 | 2025-26 | 2026-27 | 2027-28 | 2028-29 | 2029-30 | 2030-31 | 2031-32 | 2032-33 | 2033-34 | 2034-35 | 2035-36 | 2036-37 | 2037-38 | 2038-39 | 2039-40 | 2040-41 | 2041-42 | 2042-43 | 2043-44 | 2044-45 | 2045-46 | 2046-47 | 2047-48 | 2048-49 | 2049-50
SA1 | Distributed PV | 2818.528 | 3066.2402 | 3432.4234 | 3643.8284 | 3713.1358 | 4061.5736 | 4431.6913 | 4443.6234 | 4871.0817 | 5157.1547 | 5377.2639 | 5776.2536 | 5841.5307 | 5728.6246 | 6131.655 | 6480.9677 | 6348.5892 | 6792.2712 | 7032.0584 | 7208.9999 | 7534.4854 | 7444.191 | 7224.9322 | 7683.426 | 8089.937 | 7867.091 | 8425.1674 | 8743.8601 | 8910.1288
SA1 | Behind the meter battery | 59.5294 | 88.2615 | 118.5347 | 149.731 | 168.2698 | 181.0611 | 196.5109 | 211.0845 | 226.6474 | 245.1138 | 265.3623 | 289.7239 | 313.5421 | 329.0828 | 340.6127 | 333.3447 | 326.7399 | 324.2493 | 321.2163 | 315.7562 | 313.1266 | 309.4997 | 307.612 | 300.7784 | 295.0978 | 283.6323 | 275.4745 | 264.9253 | 255.3804
SA1 | Behind the meter battery pump | 50.5634 | 74.9597 | 100.6999 | 127.1607 | 143.0143 | 153.8529 | 166.9048 | 179.2175 | 192.5553 | 208.1215 | 225.4916 | 246.1431 | 266.5028 | 279.5571 | 289.2326 | 283.333 | 277.6185 | 275.3506 | 272.7168 | 268.1355 | 266.0407 | 262.8422 | 261.3148 | 255.4385 | 250.682 | 240.9589 | 234.1101 | 224.8982 | 216.7686
Region | Technology | 2021-22 | 2022-23 | 2023-24 | 2024-25 | 2025-26 | 2026-27 | 2027-28 | 2028-29 | 2029-30 | 2030-31 | 2031-32 | 2032-33 | 2033-34 | 2034-35 | 2035-36 | 2036-37 | 2037-38 | 2038-39 | 2039-40 | 2040-41 | 2041-42 | 2042-43 | 2043-44 | 2044-45 | 2045-46 | 2046-47 | 2047-48 | 2048-49 | 2049-50
TAS1 | Distributed PV | 266.8502 | 298.9896 | 358.2278 | 421.278 | 455.9502 | 531.4211 | 591.8193 | 622.0396 | 667.4216 | 727.0993 | 764.0141 | 846.0573 | 907.5783 | 908.7675 | 1012.6179 | 1052.281 | 1076.2157 | 1119.9565 | 1179.4242 | 1215.3598 | 1287.1466 | 1326.6403 | 1305.5912 | 1432.1558 | 1474.9079 | 1469.8262 | 1515.858 | 1593.8831 | 1605.9359
TAS1 | Behind the meter battery | 7.6755 | 14.0817 | 20.8409 | 28.1876 | 34.5605 | 39.7372 | 45.1241 | 49.5707 | 53.4214 | 59.072 | 65.0181 | 71.8519 | 78.9526 | 85.0963 | 90.6655 | 89.9124 | 89.7735 | 89.4977 | 89.496 | 89.04 | 88.7677 | 88.4592 | 88.4516 | 87.2684 | 86.4931 | 83.6694 | 81.2375 | 78.2361 | 75.4911
TAS1 | Behind the meter battery pump | 6.5171 | 11.9647 | 17.6998 | 23.9403 | 29.3679 | 33.7704 | 38.3476 | 42.1132 | 45.3699 | 50.1692 | 55.1919 | 61.0637 | 67.0765 | 72.2895 | 77.0604 | 76.3541 | 76.2763 | 76.017 | 75.9769 | 75.6631 | 75.3847 | 75.1216 | 75.1294 | 74.0931 | 73.4741 | 71.0863 | 68.9842 | 66.4361 | 64.0858

## Marinus_Capacity
Installed capacity by technology (MW) - Marinus Link, Step Change Scenario
Capacity calculated on 1 July. In early study years some wind and solar projects enter later in the financial year and are therefore reflected in the following financial year's capacity.
Explicitly modelled generation
Region | Technology | 2021-22 | 2022-23 | 2023-24 | 2024-25 | 2025-26 | 2026-27 | 2027-28 | 2028-29 | 2029-30 | 2030-31 | 2031-32 | 2032-33 | 2033-34 | 2034-35 | 2035-36 | 2036-37 | 2037-38 | 2038-39 | 2039-40 | 2040-41 | 2041-42 | 2042-43 | 2043-44 | 2044-45 | 2045-46 | 2046-47 | 2047-48 | 2048-49 | 2049-50
NEM | Black Coal | 18366 | 17891 | 16416 | 11978.4189 | 9838.2429 | 9477.5217 | 9354.3796 | 9354.3796 | 8075.1145 | 8075.1144 | 8040.7716 | 5915.1143 | 5384.0638 | 5384.0638 | 4901.9038 | 4584.6441 | 4516.0007 | 4516.0007 | 4516.0007 | 4516.0007 | 3697.5079 | 2263.5079 | 1755.2891 | 1533.5072 | 1533.5072 | 1533.5072 | 1266 | 1266 | 1266
NEM | Brown Coal | 4790 | 4790 | 4790 | 2275.8079 | 2197.6513 | 1876.8487 | 0 | 0 | 0 | 0 | 0 | 0 | 0 | 0 | 0 | 0 | 0 | 0 | 0 | 0 | 0 | 0 | 0 | 0 | 0 | 0 | 0 | 0 | 0
NEM | CCGT | 3054.9 | 3054.9 | 2874.9 | 2874.9 | 2874.9 | 2874.9 | 2874.9 | 2874.9 | 2874.9 | 2874.9 | 2874.9 | 2874.9 | 2874.9 | 2874.9 | 2874.9 | 2489.9 | 1960.9 | 1960.9 | 1817.5 | 1817.5 | 1817.5 | 1817.5 | 1377.5 | 1192.5 | 548 | 388 | 388 | 388 | 388
NEM | Gas - Steam | 1384 | 1384 | 1384 | 1384 | 1384 | 1384 | 1384 | 1384 | 1384 | 1384 | 1384 | 1384 | 1384 | 1384 | 584 | 584 | 584 | 584 | 84 | 84 | 84 | 84 | 84 | 84 | 84 | 0 | 0 | 0 | 0
NEM | OCGT / Diesel | 6863.14 | 6863.14 | 6863.14 | 6863.14 | 6863.14 | 6863.14 | 6863.14 | 6863.14 | 6863.14 | 6480.64 | 6480.64 | 6211.3 | 5749.3 | 5632.3 | 5502.3 | 5502.3 | 6949.6646 | 6949.6646 | 7491.0274 | 7371.0274 | 8851.9887 | 8832.9744 | 10485.9119 | 10691.4155 | 10691.4155 | 12558.6656 | 11974.6656 | 12688.724 | 13283.4547
NEM | Hydro | 7365.3 | 7365.3 | 7365.3 | 7365.3 | 7365.3 | 7365.3 | 7615.3 | 7615.3 | 7615.3 | 7615.3 | 7615.3 | 7615.3 | 7615.3 | 7615.3 | 7615.3 | 7615.3 | 7528.9 | 7528.9 | 7528.9 | 7528.9 | 7528.9 | 7462.9 | 7462.9 | 7462.9 | 7462.9 | 7462.9 | 7462.9 | 7462.9 | 7462.9
NEM | Wind | 14583.7581 | 16488.232 | 18281.1752 | 23329.8438 | 23380.0593 | 24093.0418 | 27125.4619 | 29430.0412 | 31165.6901 | 31100.0114 | 31971.856 | 36485.4354 | 38493.7975 | 38903.0554 | 39202.8434 | 39295.1107 | 42907.8554 | 43568.9491 | 43321.7908 | 43089.4179 | 45801.0251 | 47903.2085 | 47671.2536 | 47321.9344 | 47993.0621 | 51660.3447 | 52351.8826 | 53099.9538 | 54781.6854
NEM | Solar PV | 5599.971 | 6959.156 | 6959.156 | 6959.156 | 7426.5871 | 7426.5871 | 7648.7145 | 7907.5927 | 11124.7568 | 11477.5413 | 11835.5176 | 14735.3392 | 15208.3859 | 15208.3859 | 15208.3859 | 15087.3859 | 19952.0886 | 20323.9376 | 21606.2675 | 24376.6454 | 26960.0011 | 32793.612 | 34411.5706 | 33992.9506 | 34123.5461 | 39921.5264 | 39811.1264 | 39078.3264 | 39278.9791
NEM | Grid Battery | 260.33 | 600.33 | 600.33 | 600.33 | 600.33 | 600.33 | 600.33 | 600.33 | 600.33 | 570.33 | 570.33 | 888.9022 | 1138.4512 | 1113.4512 | 1368.5274 | 1368.5274 | 1852.3639 | 1852.3639 | 2530.5635 | 2510.5635 | 3081.5883 | 2980.1425 | 2980.1425 | 3617.5554 | 3617.5554 | 4978.179 | 4978.179 | 5886.9231 | 5886.9231
NEM | Pumped Hydro | 810 | 810 | 810 | 810 | 2850 | 2850 | 2850 | 2850 | 4849.9999 | 4849.9999 | 4849.9999 | 6108.8562 | 6373.9302 | 6373.9302 | 6683.8921 | 6683.8921 | 7699.3883 | 7699.3883 | 7699.3883 | 7699.3883 | 8939.8162 | 10399.2376 | 10399.2376 | 10613.499 | 10613.499 | 10613.499 | 10613.499 | 10870.435 | 10870.435
NEM | VPP | 95.565 | 222.304 | 472.724 | 827.389 | 1275.464 | 1796.003 | 2438.396 | 3184.437 | 4042.566 | 4718.547 | 5463.892 | 6261.2279 | 7107.5971 | 7905.5149 | 8730.1272 | 9162.649 | 9618.3372 | 10079.154 | 10567.0661 | 11065.4949 | 11575.234 | 12098.7689 | 12640.3892 | 13204.0691 | 13783.8581 | 14380.3641 | 14988.5756 | 15603.098 | 16225.7479
Total excluding storage |  | 62007.069 | 64795.728 | 64933.6712 | 63030.5666 | 61329.8806 | 61361.3393 | 62865.8961 | 65429.3536 | 69102.9014 | 69007.5071 | 70202.9852 | 75221.3889 | 76709.7472 | 77002.0051 | 75889.6331 | 75158.6408 | 84399.4093 | 85432.352 | 86365.4864 | 88783.4913 | 94740.9228 | 101157.7029 | 103248.4252 | 102279.2077 | 102436.4309 | 113524.9439 | 113254.5746 | 113983.9042 | 116461.0192
Region | Technology | 2021-22 | 2022-23 | 2023-24 | 2024-25 | 2025-26 | 2026-27 | 2027-28 | 2028-29 | 2029-30 | 2030-31 | 2031-32 | 2032-33 | 2033-34 | 2034-35 | 2035-36 | 2036-37 | 2037-38 | 2038-39 | 2039-40 | 2040-41 | 2041-42 | 2042-43 | 2043-44 | 2044-45 | 2045-46 | 2046-47 | 2047-48 | 2048-49 | 2049-50
NSW1 | Black Coal | 10240 | 9765 | 8290 | 7359.3821 | 5219.2062 | 5072.4766 | 5072.4766 | 5072.4766 | 3992.1601 | 3992.1601 | 3957.8172 | 1832.1599 | 1832.1599 | 1832.1599 | 1350 | 1350 | 1350 | 1350 | 1350 | 1350 | 690 | 0 | 0 | 0 | 0 | 0 | 0 | 0 | 0
NSW1 | Brown Coal | 0 | 0 | 0 | 0 | 0 | 0 | 0 | 0 | 0 | 0 | 0 | 0 | 0 | 0 | 0 | 0 | 0 | 0 | 0 | 0 | 0 | 0 | 0 | 0 | 0 | 0 | 0 | 0 | 0
NSW1 | CCGT | 625 | 625 | 625 | 625 | 625 | 625 | 625 | 625 | 625 | 625 | 625 | 625 | 625 | 625 | 625 | 625 | 625 | 625 | 625 | 625 | 625 | 625 | 185 | 0 | 0 | 0 | 0 | 0 | 0
NSW1 | Gas - Steam | 0 | 0 | 0 | 0 | 0 | 0 | 0 | 0 | 0 | 0 | 0 | 0 | 0 | 0 | 0 | 0 | 0 | 0 | 0 | 0 | 0 | 0 | 0 | 0 | 0 | 0 | 0 | 0 | 0
NSW1 | OCGT / Diesel | 1438 | 1438 | 1438 | 1438 | 1438 | 1438 | 1438 | 1438 | 1438 | 1438 | 1438 | 1438 | 1438 | 1438 | 1388 | 1388 | 2440.6514 | 2440.6514 | 2440.6514 | 2440.6514 | 2440.6514 | 2440.6514 | 3284.1346 | 3286.0164 | 3286.0164 | 3286.0164 | 3286.0164 | 3286.0164 | 3286.0164
NSW1 | Hydro | 2585 | 2585 | 2585 | 2585 | 2585 | 2585 | 2585 | 2585 | 2585 | 2585 | 2585 | 2585 | 2585 | 2585 | 2585 | 2585 | 2585 | 2585 | 2585 | 2585 | 2585 | 2585 | 2585 | 2585 | 2585 | 2585 | 2585 | 2585 | 2585
NSW1 | Wind | 3520.73 | 3741.0439 | 5141.609 | 7007.7704 | 7007.7704 | 7387.3068 | 8215.5119 | 8487.686 | 10314.0849 | 10314.0849 | 10314.0849 | 12920.7329 | 12920.7329 | 12920.7329 | 12920.7329 | 12890.6015 | 12620.6015 | 13518.1218 | 13518.1218 | 13157.6218 | 14392.9518 | 14892.9499 | 14597.9699 | 14597.9699 | 15750.113 | 17136.4435 | 18067.9814 | 18067.9814 | 18328.2306
NSW1 | Solar PV | 2130.363 | 2600.363 | 2600.363 | 2600.363 | 3067.7941 | 3067.7941 | 3067.7941 | 3326.6723 | 6543.8364 | 6543.8364 | 6543.8364 | 7396.5467 | 7419.1829 | 7419.1829 | 7419.1829 | 7419.1829 | 10068.4025 | 10440.2515 | 11073.4672 | 12919.8575 | 14270.6833 | 17042.1329 | 18050.1419 | 18050.1419 | 18050.1419 | 19830.8607 | 19830.8607 | 19780.8607 | 19159.3007
NSW1 | Grid Battery | 0 | 0 | 0 | 0 | 0 | 0 | 0 | 0 | 0 | 0 | 0 | 0.00013469 | 0.00013474 | 0.00013475 | 0.0001793 | 0.00017933 | 0.00017986 | 0.00017989 | 678.1998 | 678.1998 | 1004.551 | 1004.551 | 1004.551 | 1641.964 | 1641.964 | 1641.964 | 1641.964 | 1641.964 | 1641.9639
NSW1 | Pumped Hydro | 240 | 240 | 240 | 240 | 2280 | 2280 | 2280 | 2280 | 4279.9999 | 4279.9999 | 4279.9999 | 4279.9999 | 4279.9999 | 4279.9999 | 4279.9999 | 4279.9999 | 4279.9999 | 4279.9999 | 4279.9999 | 4279.9999 | 4880 | 4880 | 4880 | 4880 | 4880 | 4880 | 4880 | 4880 | 4880
NSW1 | VPP | 33.809 | 82.709 | 156.761 | 263.89 | 405.048 | 567.059 | 769.634 | 1010.103 | 1287.846 | 1513.002 | 1757.995 | 2022.7529 | 2303.851 | 2570.3709 | 2845.8051 | 2993.4 | 3149.6021 | 3306.082 | 3472.6761 | 3642.4991 | 3815.654 | 3993.212 | 4175.7441 | 4364.7819 | 4557.4061 | 4750.5071 | 4944.2018 | 5141.238 | 5338.7148
Total excluding storage |  | 20539.093 | 20754.4069 | 20679.972 | 21615.5156 | 19942.7707 | 20175.5775 | 21003.7826 | 21534.8349 | 25498.0814 | 25498.0814 | 25463.7385 | 26797.4396 | 26820.0758 | 26820.0758 | 26287.9159 | 26257.7845 | 29689.6555 | 30959.0247 | 31592.2404 | 33078.1307 | 35004.2864 | 37585.7343 | 38702.2465 | 38519.1283 | 39671.2714 | 42838.3207 | 43769.8586 | 43719.8586 | 43358.5478
Region | Technology | 2021-22 | 2022-23 | 2023-24 | 2024-25 | 2025-26 | 2026-27 | 2027-28 | 2028-29 | 2029-30 | 2030-31 | 2031-32 | 2032-33 | 2033-34 | 2034-35 | 2035-36 | 2036-37 | 2037-38 | 2038-39 | 2039-40 | 2040-41 | 2041-42 | 2042-43 | 2043-44 | 2044-45 | 2045-46 | 2046-47 | 2047-48 | 2048-49 | 2049-50
QLD1 | Black Coal | 8126 | 8126 | 8126 | 4619.0368 | 4619.0368 | 4405.0451 | 4281.903 | 4281.903 | 4082.9544 | 4082.9544 | 4082.9544 | 4082.9544 | 3551.9038 | 3551.9038 | 3551.9038 | 3234.6441 | 3166.0007 | 3166.0007 | 3166.0007 | 3166.0007 | 3007.5079 | 2263.5079 | 1755.2891 | 1533.5072 | 1533.5072 | 1533.5072 | 1266 | 1266 | 1266
QLD1 | Brown Coal | 0 | 0 | 0 | 0 | 0 | 0 | 0 | 0 | 0 | 0 | 0 | 0 | 0 | 0 | 0 | 0 | 0 | 0 | 0 | 0 | 0 | 0 | 0 | 0 | 0 | 0 | 0 | 0 | 0
QLD1 | CCGT | 1512.9 | 1512.9 | 1512.9 | 1512.9 | 1512.9 | 1512.9 | 1512.9 | 1512.9 | 1512.9 | 1512.9 | 1512.9 | 1512.9 | 1512.9 | 1512.9 | 1512.9 | 1127.9 | 1127.9 | 1127.9 | 984.5 | 984.5 | 984.5 | 984.5 | 984.5 | 984.5 | 340 | 180 | 180 | 180 | 180
QLD1 | Gas - Steam | 84 | 84 | 84 | 84 | 84 | 84 | 84 | 84 | 84 | 84 | 84 | 84 | 84 | 84 | 84 | 84 | 84 | 84 | 84 | 84 | 84 | 84 | 84 | 84 | 84 | 0 | 0 | 0 | 0
QLD1 | OCGT / Diesel | 1910 | 1910 | 1910 | 1910 | 1910 | 1910 | 1910 | 1910 | 1910 | 1910 | 1910 | 1910 | 1618 | 1501 | 1501 | 1501 | 1501 | 1501 | 2482.3628 | 2482.3628 | 2482.3628 | 2557.3485 | 2557.3485 | 2425.3485 | 2425.3485 | 4292.5986 | 4292.5986 | 5006.657 | 4487.657
QLD1 | Hydro | 152.4 | 152.4 | 152.4 | 152.4 | 152.4 | 152.4 | 152.4 | 152.4 | 152.4 | 152.4 | 152.4 | 152.4 | 152.4 | 152.4 | 152.4 | 152.4 | 66 | 66 | 66 | 66 | 66 | 0 | 0 | 0 | 0 | 0 | 0 | 0 | 0
QLD1 | Wind | 4376.608 | 4876.608 | 4876.608 | 6238.4139 | 6288.6294 | 6288.6294 | 6288.6294 | 7138.414 | 7138.414 | 7138.414 | 7438.414 | 8050.7889 | 9225.8444 | 9225.8444 | 9486.0178 | 9650.6486 | 10500.8641 | 10500.8641 | 10500.8641 | 10500.8641 | 11333.6894 | 12763.3369 | 12582.8189 | 12693.8995 | 13113.8089 | 14037.7777 | 14037.7777 | 14814.5489 | 16837.7777
QLD1 | Solar PV | 2017.635 | 2827.62 | 2827.62 | 2827.62 | 2827.62 | 2827.62 | 2827.62 | 2827.62 | 2827.62 | 2827.62 | 2929.399 | 3327.62 | 3778.0306 | 3778.0306 | 3778.0306 | 3657.0306 | 5292.644 | 5292.644 | 5622.821 | 6445.6154 | 7278.145 | 10340.3063 | 10173.3063 | 9972.2063 | 9907.9983 | 11651.4745 | 11541.0744 | 11010.1744 | 11159.4064
QLD1 | Grid Battery | 0 | 20 | 20 | 20 | 20 | 20 | 20 | 20 | 20 | 20 | 20 | 260.5512 | 565.4302 | 565.4302 | 565.4302 | 565.4302 | 1017.907 | 1017.907 | 1017.907 | 997.907 | 997.907 | 1196.4612 | 1196.4612 | 1196.4612 | 1196.4612 | 2557.0847 | 2557.0847 | 3465.8289 | 3465.8289
QLD1 | Pumped Hydro | 570 | 570 | 570 | 570 | 570 | 570 | 570 | 570 | 570 | 570 | 570 | 930.01 | 1195.084 | 1195.084 | 1195.084 | 1195.084 | 1953.6426 | 1953.6426 | 1953.6426 | 1953.6426 | 1953.6426 | 3413.064 | 3413.064 | 3413.064 | 3413.064 | 3413.064 | 3413.064 | 3670 | 3670
QLD1 | VPP | 18.792 | 56.93 | 116.312 | 203.741 | 316.675 | 441.512 | 598.097 | 788.338 | 1007.196 | 1181.6699 | 1375.488 | 1581.047 | 1799.564 | 2003.201 | 2215.979 | 2320.634 | 2431.5501 | 2543.859 | 2662.8169 | 2785.4379 | 2910.14 | 3039.4479 | 3174.298 | 3316.8311 | 3463.2379 | 3617.549 | 3775.5449 | 3934.3799 | 4096.485
Total excluding storage |  | 18179.543 | 19489.528 | 19489.528 | 17344.3707 | 17394.5862 | 17180.5945 | 17057.4524 | 17907.2371 | 17708.2885 | 17708.2884 | 18110.0674 | 19120.6633 | 19923.0788 | 19806.0788 | 20066.2522 | 19407.6233 | 21738.4088 | 21738.4088 | 22906.5486 | 23729.343 | 25236.2051 | 28992.9996 | 28137.2627 | 27693.4614 | 27404.6628 | 31695.358 | 31317.4507 | 32277.3803 | 33930.8411
Region | Technology | 2021-22 | 2022-23 | 2023-24 | 2024-25 | 2025-26 | 2026-27 | 2027-28 | 2028-29 | 2029-30 | 2030-31 | 2031-32 | 2032-33 | 2033-34 | 2034-35 | 2035-36 | 2036-37 | 2037-38 | 2038-39 | 2039-40 | 2040-41 | 2041-42 | 2042-43 | 2043-44 | 2044-45 | 2045-46 | 2046-47 | 2047-48 | 2048-49 | 2049-50
VIC1 | Black Coal | 0 | 0 | 0 | 0 | 0 | 0 | 0 | 0 | 0 | 0 | 0 | 0 | 0 | 0 | 0 | 0 | 0 | 0 | 0 | 0 | 0 | 0 | 0 | 0 | 0 | 0 | 0 | 0 | 0
VIC1 | Brown Coal | 4790 | 4790 | 4790 | 2275.8079 | 2197.6513 | 1876.8487 | 0 | 0 | 0 | 0 | 0 | 0 | 0 | 0 | 0 | 0 | 0 | 0 | 0 | 0 | 0 | 0 | 0 | 0 | 0 | 0 | 0 | 0 | 0
VIC1 | CCGT | 0 | 0 | 0 | 0 | 0 | 0 | 0 | 0 | 0 | 0 | 0 | 0 | 0 | 0 | 0 | 0 | 0 | 0 | 0 | 0 | 0 | 0 | 0 | 0 | 0 | 0 | 0 | 0 | 0
VIC1 | Gas - Steam | 500 | 500 | 500 | 500 | 500 | 500 | 500 | 500 | 500 | 500 | 500 | 500 | 500 | 500 | 500 | 500 | 500 | 500 | 0 | 0 | 0 | 0 | 0 | 0 | 0 | 0 | 0 | 0 | 0
VIC1 | OCGT / Diesel | 1900 | 1900 | 1900 | 1900 | 1900 | 1900 | 1900 | 1900 | 1900 | 1900 | 1900 | 1900 | 1730 | 1730 | 1730 | 1730 | 1730.0002 | 1730.0002 | 1290.0002 | 1290.0002 | 2745.4949 | 2651.4949 | 3213.4502 | 3887.072 | 3887.072 | 3887.072 | 3303.072 | 3303.072 | 4416.8027
VIC1 | Hydro | 2219 | 2219 | 2219 | 2219 | 2219 | 2219 | 2219 | 2219 | 2219 | 2219 | 2219 | 2219 | 2219 | 2219 | 2219 | 2219 | 2219 | 2219 | 2219 | 2219 | 2219 | 2219 | 2219 | 2219 | 2219 | 2219 | 2219 | 2219 | 2219
VIC1 | Wind | 3434.44 | 4322.2 | 4322.2 | 5400.3091 | 5400.3091 | 5733.7552 | 7599.1123 | 8041.9508 | 8041.9508 | 8041.9508 | 8541.9508 | 8713.8417 | 9645.8484 | 9912.5385 | 9912.5385 | 9912.5385 | 12802.5 | 12382.5 | 12190.5 | 12202.1999 | 12301.5266 | 12474.0643 | 12150.2643 | 11838.2643 | 11220.49 | 11220.49 | 10980.49 | 10951.79 | 10224.1
VIC1 | Solar PV | 1098.973 | 1098.973 | 1098.973 | 1098.973 | 1098.973 | 1098.973 | 1321.1004 | 1321.1004 | 1321.1004 | 1673.8847 | 1830.0829 | 3478.973 | 3478.973 | 3478.973 | 3478.973 | 3478.973 | 3478.973 | 3478.973 | 3478.9731 | 3478.9731 | 3878.9735 | 3878.9735 | 4312.7652 | 4205.2452 | 4400.0487 | 6673.8341 | 6673.8341 | 6521.9341 | 7211
VIC1 | Grid Battery | 55.33 | 375.33 | 375.33 | 375.33 | 375.33 | 375.33 | 375.33 | 375.33 | 375.33 | 375.33 | 375.33 | 375.3305 | 320.0005 | 320.0005 | 320.0005 | 320.0005 | 320.0005 | 320.0005 | 320.0005 | 320.0005 | 300.0005 | 0.00046572 | 0.00046574 | 0.00046449 | 0.00046086 | 0.0005335 | 0.00053137 | 0.00052857 | 0.00060496
VIC1 | Pumped Hydro | 0 | 0 | 0 | 0 | 0 | 0 | 0 | 0 | 0 | 0 | 0 | 898.8463 | 898.8463 | 898.8463 | 1208.8082 | 1208.8082 | 1465.7458 | 1465.7458 | 1465.7458 | 1465.7458 | 2106.1736 | 2106.1736 | 2106.1736 | 2320.435 | 2320.435 | 2320.435 | 2320.435 | 2320.435 | 2320.435
VIC1 | VPP | 21.325 | 39.333 | 124.653 | 240.512 | 387.463 | 568.474 | 786.961 | 1024.836 | 1297.201 | 1508.3761 | 1741.758 | 1990.8499 | 2255.0251 | 2511.472 | 2773.6561 | 2913.049 | 3058.5721 | 3207.3251 | 3364.194 | 3523.546 | 3687.863 | 3855.463 | 4029.35 | 4209.1151 | 4396.3961 | 4589.9351 | 4789.6219 | 4990.38 | 5195.402
Total excluding storage |  | 13942.413 | 14830.173 | 14830.173 | 13394.0899 | 13315.9334 | 13328.5769 | 13539.2127 | 13982.0512 | 13982.0512 | 14334.8355 | 14991.0336 | 16811.8147 | 17573.8213 | 17840.5115 | 17840.5115 | 17840.5115 | 20730.4732 | 20310.4732 | 19178.4733 | 19190.1732 | 21144.9949 | 21223.5326 | 21895.4797 | 22149.5815 | 21726.6107 | 24000.3961 | 23176.3961 | 22995.7961 | 24070.9027
Region | Technology | 2021-22 | 2022-23 | 2023-24 | 2024-25 | 2025-26 | 2026-27 | 2027-28 | 2028-29 | 2029-30 | 2030-31 | 2031-32 | 2032-33 | 2033-34 | 2034-35 | 2035-36 | 2036-37 | 2037-38 | 2038-39 | 2039-40 | 2040-41 | 2041-42 | 2042-43 | 2043-44 | 2044-45 | 2045-46 | 2046-47 | 2047-48 | 2048-49 | 2049-50
SA1 | Black Coal | 0 | 0 | 0 | 0 | 0 | 0 | 0 | 0 | 0 | 0 | 0 | 0 | 0 | 0 | 0 | 0 | 0 | 0 | 0 | 0 | 0 | 0 | 0 | 0 | 0 | 0 | 0 | 0 | 0
SA1 | Brown Coal | 0 | 0 | 0 | 0 | 0 | 0 | 0 | 0 | 0 | 0 | 0 | 0 | 0 | 0 | 0 | 0 | 0 | 0 | 0 | 0 | 0 | 0 | 0 | 0 | 0 | 0 | 0 | 0 | 0
SA1 | CCGT | 709 | 709 | 529 | 529 | 529 | 529 | 529 | 529 | 529 | 529 | 529 | 529 | 529 | 529 | 529 | 529 | 0 | 0 | 0 | 0 | 0 | 0 | 0 | 0 | 0 | 0 | 0 | 0 | 0
SA1 | Gas - Steam | 800 | 800 | 800 | 800 | 800 | 800 | 800 | 800 | 800 | 800 | 800 | 800 | 800 | 800 | 0 | 0 | 0 | 0 | 0 | 0 | 0 | 0 | 0 | 0 | 0 | 0 | 0 | 0 | 0
SA1 | OCGT / Diesel | 1437.14 | 1437.14 | 1437.14 | 1437.14 | 1437.14 | 1437.14 | 1437.14 | 1437.14 | 1437.14 | 1054.64 | 1054.64 | 785.3 | 785.3 | 785.3 | 705.3 | 705.3 | 1100.013 | 1100.013 | 1100.013 | 1100.013 | 1125.4796 | 1125.4796 | 1372.9786 | 1034.9786 | 1034.9786 | 1034.9786 | 1034.9786 | 1034.9786 | 1034.9786
SA1 | Hydro | 0 | 0 | 0 | 0 | 0 | 0 | 0 | 0 | 0 | 0 | 0 | 0 | 0 | 0 | 0 | 0 | 0 | 0 | 0 | 0 | 0 | 0 | 0 | 0 | 0 | 0 | 0 | 0 | 0
SA1 | Wind | 2264.4411 | 2560.8411 | 2662.1178 | 3404.71 | 3404.71 | 3404.71 | 3402.6228 | 4033.8249 | 3943.0749 | 3856.9097 | 3856.9097 | 4695.0135 | 4596.3135 | 4596.3135 | 4493.3604 | 4308.5604 | 4308.5604 | 4349.5607 | 4146.6669 | 4115.3587 | 4659.4839 | 4659.4839 | 5226.827 | 5226.8273 | 4943.6768 | 6300.66 | 6300.66 | 6300.66 | 6426.6036
SA1 | Solar PV | 353 | 432.2 | 432.2 | 432.2 | 432.2 | 432.2 | 432.2 | 432.2 | 432.2 | 432.2002 | 532.1994 | 532.1994 | 532.1994 | 532.1994 | 532.1994 | 532.1994 | 1112.069 | 1112.069 | 1431.0061 | 1532.1994 | 1532.1994 | 1532.1994 | 1875.3571 | 1765.3571 | 1765.3571 | 1765.3571 | 1765.3571 | 1765.3571 | 1749.2719
SA1 | Grid Battery | 205 | 205 | 205 | 205 | 205 | 205 | 205 | 205 | 205 | 175 | 175 | 253.0204 | 253.0204 | 228.0204 | 483.0966 | 483.0966 | 514.4562 | 514.4562 | 514.4562 | 514.4562 | 779.1298 | 779.1298 | 779.1298 | 779.1298 | 779.1298 | 779.1298 | 779.1298 | 779.1298 | 779.1298
SA1 | Pumped Hydro | 0 | 0 | 0 | 0 | 0 | 0 | 0 | 0 | 0 | 0 | 0 | 0 | 0 | 0 | 0 | 0 | 0 | 0 | 0 | 0 | 0 | 0 | 0 | 0 | 0 | 0 | 0 | 0 | 0
SA1 | VPP | 19.108 | 37.433 | 64.042 | 100.939 | 139.006 | 181.29 | 233.207 | 295.748 | 367.725 | 418.77 | 476.54 | 537.83 | 602.483 | 656.359 | 712.614 | 743.766 | 776.579 | 809.532 | 844.201 | 879.819 | 916.083 | 953.688 | 992.261 | 1032.719 | 1074.202 | 1117.797 | 1162.581 | 1208.344 | 1254.282
Total excluding storage |  | 5563.5811 | 5939.1811 | 5860.4578 | 6603.05 | 6603.05 | 6603.05 | 6600.9628 | 7232.1649 | 7141.4149 | 6672.7498 | 6772.7491 | 7341.5129 | 7242.8129 | 7242.8129 | 6259.8598 | 6075.0598 | 6520.6423 | 6561.6426 | 6677.6859 | 6747.571 | 7317.1629 | 7317.1629 | 8475.1628 | 8027.163 | 7744.0125 | 9100.9957 | 9100.9957 | 9100.9957 | 9210.8542
Region | Technology | 2021-22 | 2022-23 | 2023-24 | 2024-25 | 2025-26 | 2026-27 | 2027-28 | 2028-29 | 2029-30 | 2030-31 | 2031-32 | 2032-33 | 2033-34 | 2034-35 | 2035-36 | 2036-37 | 2037-38 | 2038-39 | 2039-40 | 2040-41 | 2041-42 | 2042-43 | 2043-44 | 2044-45 | 2045-46 | 2046-47 | 2047-48 | 2048-49 | 2049-50
TAS1 | Black Coal | 0 | 0 | 0 | 0 | 0 | 0 | 0 | 0 | 0 | 0 | 0 | 0 | 0 | 0 | 0 | 0 | 0 | 0 | 0 | 0 | 0 | 0 | 0 | 0 | 0 | 0 | 0 | 0 | 0
TAS1 | Brown Coal | 0 | 0 | 0 | 0 | 0 | 0 | 0 | 0 | 0 | 0 | 0 | 0 | 0 | 0 | 0 | 0 | 0 | 0 | 0 | 0 | 0 | 0 | 0 | 0 | 0 | 0 | 0 | 0 | 0
TAS1 | CCGT | 208 | 208 | 208 | 208 | 208 | 208 | 208 | 208 | 208 | 208 | 208 | 208 | 208 | 208 | 208 | 208 | 208 | 208 | 208 | 208 | 208 | 208 | 208 | 208 | 208 | 208 | 208 | 208 | 208
TAS1 | Gas - Steam | 0 | 0 | 0 | 0 | 0 | 0 | 0 | 0 | 0 | 0 | 0 | 0 | 0 | 0 | 0 | 0 | 0 | 0 | 0 | 0 | 0 | 0 | 0 | 0 | 0 | 0 | 0 | 0 | 0
TAS1 | OCGT / Diesel | 178 | 178 | 178 | 178 | 178 | 178 | 178 | 178 | 178 | 178 | 178 | 178 | 178 | 178 | 178 | 178 | 178 | 178 | 178 | 58 | 58 | 58 | 58 | 58 | 58 | 58 | 58 | 58 | 58
TAS1 | Hydro | 2408.9 | 2408.9 | 2408.9 | 2408.9 | 2408.9 | 2408.9 | 2658.9 | 2658.9 | 2658.9 | 2658.9 | 2658.9 | 2658.9 | 2658.9 | 2658.9 | 2658.9 | 2658.9 | 2658.9 | 2658.9 | 2658.9 | 2658.9 | 2658.9 | 2658.9 | 2658.9 | 2658.9 | 2658.9 | 2658.9 | 2658.9 | 2658.9 | 2658.9
TAS1 | Wind | 987.539 | 987.539 | 1278.6404 | 1278.6404 | 1278.6404 | 1278.6404 | 1619.5856 | 1728.1655 | 1728.1655 | 1748.652 | 1820.4966 | 2105.0583 | 2105.0583 | 2247.626 | 2390.1938 | 2532.7618 | 2675.3294 | 2817.9026 | 2965.6381 | 3113.3735 | 3113.3735 | 3113.3735 | 3113.3735 | 2964.9735 | 2964.9735 | 2964.9735 | 2964.9735 | 2964.9735 | 2964.9735
TAS1 | Solar PV | 0 | 0 | 0 | 0 | 0 | 0 | 0 | 0 | 0 | 0 | 0 | 0 | 0 | 0 | 0 | 0 | 0 | 0 | 0 | 0 | 0 | 0 | 0 | 0 | 0 | 0 | 0 | 0 | 0
TAS1 | Grid Battery | 0 | 0 | 0 | 0 | 0 | 0 | 0 | 0 | 0 | 0 | 0 | 0 | 0 | 0 | 0 | 0 | 0 | 0 | 0 | 0 | 0 | 0 | 0 | 0 | 0 | 0 | 0 | 0 | 0
TAS1 | Pumped Hydro | 0 | 0 | 0 | 0 | 0 | 0 | 0 | 0 | 0 | 0 | 0 | 0 | 0 | 0 | 0 | 0 | 0 | 0 | 0 | 0 | 0 | 0 | 0 | 0 | 0 | 0 | 0 | 0 | 0
TAS1 | VPP | 2.531 | 5.899 | 10.956 | 18.307 | 27.272 | 37.668 | 50.497 | 65.412 | 82.598 | 96.729 | 112.111 | 128.748 | 146.674 | 164.112 | 182.073 | 191.8 | 202.034 | 212.356 | 223.178 | 234.193 | 245.494 | 256.958 | 268.736 | 280.622 | 292.616 | 304.576 | 316.626 | 328.756 | 340.864
Total excluding storage |  | 3782.439 | 3782.439 | 4073.5404 | 4073.5404 | 4073.5404 | 4073.5404 | 4664.4856 | 4773.0655 | 4773.0655 | 4793.552 | 4865.3965 | 5149.9583 | 5149.9583 | 5292.526 | 5435.0938 | 5577.6617 | 5720.2294 | 5862.8026 | 6010.5381 | 6038.2735 | 6038.2735 | 6038.2735 | 6038.2735 | 5889.8735 | 5889.8735 | 5889.8735 | 5889.8735 | 5889.8735 | 5889.8735
Explicitly modelled pumping
Region | Technology | 2021-22 | 2022-23 | 2023-24 | 2024-25 | 2025-26 | 2026-27 | 2027-28 | 2028-29 | 2029-30 | 2030-31 | 2031-32 | 2032-33 | 2033-34 | 2034-35 | 2035-36 | 2036-37 | 2037-38 | 2038-39 | 2039-40 | 2040-41 | 2041-42 | 2042-43 | 2043-44 | 2044-45 | 2045-46 | 2046-47 | 2047-48 | 2048-49 | 2049-50
NEM | Grid Battery pump | 260.33 | 600.33 | 600.33 | 600.33 | 600.33 | 600.33 | 600.33 | 600.33 | 600.33 | 570.33 | 570.33 | 888.9022 | 1138.4512 | 1113.4512 | 1368.5274 | 1368.5274 | 1852.3639 | 1852.3639 | 2530.5635 | 2510.5635 | 3081.5883 | 2980.1425 | 2980.1425 | 3617.5554 | 3617.5554 | 4978.179 | 4978.179 | 5886.9231 | 5886.9231
NEM | Pumped Hydro Pump | 1330 | 1330 | 1330 | 1330 | 3370 | 3370 | 3370 | 3370 | 5369.9999 | 5369.9999 | 5369.9999 | 6628.8562 | 6893.9302 | 6893.9302 | 7203.8921 | 7203.8921 | 8219.3883 | 8219.3883 | 8219.3883 | 8219.3883 | 9459.8162 | 10919.2376 | 10919.2376 | 11133.499 | 11133.499 | 11133.499 | 11133.499 | 11390.435 | 11390.435
NEM | VPP pump | 95.565 | 222.304 | 472.724 | 827.389 | 1275.464 | 1796.003 | 2438.396 | 3184.437 | 4042.566 | 4718.547 | 5463.892 | 6261.2279 | 7107.5971 | 7905.5149 | 8730.1272 | 9162.649 | 9618.3372 | 10079.154 | 10567.0661 | 11065.4949 | 11575.234 | 12098.7689 | 12640.3892 | 13204.0691 | 13783.8581 | 14380.3641 | 14988.5756 | 15603.098 | 16225.7479
Region | Technology | 2021-22 | 2022-23 | 2023-24 | 2024-25 | 2025-26 | 2026-27 | 2027-28 | 2028-29 | 2029-30 | 2030-31 | 2031-32 | 2032-33 | 2033-34 | 2034-35 | 2035-36 | 2036-37 | 2037-38 | 2038-39 | 2039-40 | 2040-41 | 2041-42 | 2042-43 | 2043-44 | 2044-45 | 2045-46 | 2046-47 | 2047-48 | 2048-49 | 2049-50
NSW1 | Grid Battery pump | 0 | 0 | 0 | 0 | 0 | 0 | 0 | 0 | 0 | 0 | 0 | 0.00013469 | 0.00013474 | 0.00013475 | 0.0001793 | 0.00017933 | 0.00017986 | 0.00017989 | 678.1998 | 678.1998 | 1004.551 | 1004.551 | 1004.551 | 1641.964 | 1641.964 | 1641.964 | 1641.964 | 1641.964 | 1641.9639
NSW1 | Pumped Hydro Pump | 840 | 840 | 840 | 840 | 2880 | 2880 | 2880 | 2880 | 4879.9999 | 4879.9999 | 4879.9999 | 4879.9999 | 4879.9999 | 4879.9999 | 4879.9999 | 4879.9999 | 4879.9999 | 4879.9999 | 4879.9999 | 4879.9999 | 5480 | 5480 | 5480 | 5480 | 5480 | 5480 | 5480 | 5480 | 5480
NSW1 | VPP pump | 33.809 | 82.709 | 156.761 | 263.89 | 405.048 | 567.059 | 769.634 | 1010.103 | 1287.846 | 1513.002 | 1757.995 | 2022.7529 | 2303.851 | 2570.3709 | 2845.8051 | 2993.4 | 3149.6021 | 3306.082 | 3472.6761 | 3642.4991 | 3815.654 | 3993.212 | 4175.7441 | 4364.7819 | 4557.4061 | 4750.5071 | 4944.2018 | 5141.238 | 5338.7148
Region | Technology | 2021-22 | 2022-23 | 2023-24 | 2024-25 | 2025-26 | 2026-27 | 2027-28 | 2028-29 | 2029-30 | 2030-31 | 2031-32 | 2032-33 | 2033-34 | 2034-35 | 2035-36 | 2036-37 | 2037-38 | 2038-39 | 2039-40 | 2040-41 | 2041-42 | 2042-43 | 2043-44 | 2044-45 | 2045-46 | 2046-47 | 2047-48 | 2048-49 | 2049-50
QLD1 | Grid Battery pump | 0 | 20 | 20 | 20 | 20 | 20 | 20 | 20 | 20 | 20 | 20 | 260.5512 | 565.4302 | 565.4302 | 565.4302 | 565.4302 | 1017.907 | 1017.907 | 1017.907 | 997.907 | 997.907 | 1196.4612 | 1196.4612 | 1196.4612 | 1196.4612 | 2557.0847 | 2557.0847 | 3465.8289 | 3465.8289
QLD1 | Pumped Hydro Pump | 490 | 490 | 490 | 490 | 490 | 490 | 490 | 490 | 490 | 490 | 490 | 850.01 | 1115.084 | 1115.084 | 1115.084 | 1115.084 | 1873.6426 | 1873.6426 | 1873.6426 | 1873.6426 | 1873.6426 | 3333.064 | 3333.064 | 3333.064 | 3333.064 | 3333.064 | 3333.064 | 3590 | 3590
QLD1 | VPP pump | 18.792 | 56.93 | 116.312 | 203.741 | 316.675 | 441.512 | 598.097 | 788.338 | 1007.196 | 1181.6699 | 1375.488 | 1581.047 | 1799.564 | 2003.201 | 2215.979 | 2320.634 | 2431.5501 | 2543.859 | 2662.8169 | 2785.4379 | 2910.14 | 3039.4479 | 3174.298 | 3316.8311 | 3463.2379 | 3617.549 | 3775.5449 | 3934.3799 | 4096.485
Region | Technology | 2021-22 | 2022-23 | 2023-24 | 2024-25 | 2025-26 | 2026-27 | 2027-28 | 2028-29 | 2029-30 | 2030-31 | 2031-32 | 2032-33 | 2033-34 | 2034-35 | 2035-36 | 2036-37 | 2037-38 | 2038-39 | 2039-40 | 2040-41 | 2041-42 | 2042-43 | 2043-44 | 2044-45 | 2045-46 | 2046-47 | 2047-48 | 2048-49 | 2049-50
VIC1 | Grid Battery pump | 55.33 | 375.33 | 375.33 | 375.33 | 375.33 | 375.33 | 375.33 | 375.33 | 375.33 | 375.33 | 375.33 | 375.3305 | 320.0005 | 320.0005 | 320.0005 | 320.0005 | 320.0005 | 320.0005 | 320.0005 | 320.0005 | 300.0005 | 0.00046572 | 0.00046574 | 0.00046449 | 0.00046086 | 0.0005335 | 0.00053137 | 0.00052857 | 0.00060496
VIC1 | Pumped Hydro Pump | 0 | 0 | 0 | 0 | 0 | 0 | 0 | 0 | 0 | 0 | 0 | 898.8463 | 898.8463 | 898.8463 | 1208.8082 | 1208.8082 | 1465.7458 | 1465.7458 | 1465.7458 | 1465.7458 | 2106.1736 | 2106.1736 | 2106.1736 | 2320.435 | 2320.435 | 2320.435 | 2320.435 | 2320.435 | 2320.435
VIC1 | VPP pump | 21.325 | 39.333 | 124.653 | 240.512 | 387.463 | 568.474 | 786.961 | 1024.836 | 1297.201 | 1508.3761 | 1741.758 | 1990.8499 | 2255.0251 | 2511.472 | 2773.6561 | 2913.049 | 3058.5721 | 3207.3251 | 3364.194 | 3523.546 | 3687.863 | 3855.463 | 4029.35 | 4209.1151 | 4396.3961 | 4589.9351 | 4789.6219 | 4990.38 | 5195.402
Region | Technology | 2021-22 | 2022-23 | 2023-24 | 2024-25 | 2025-26 | 2026-27 | 2027-28 | 2028-29 | 2029-30 | 2030-31 | 2031-32 | 2032-33 | 2033-34 | 2034-35 | 2035-36 | 2036-37 | 2037-38 | 2038-39 | 2039-40 | 2040-41 | 2041-42 | 2042-43 | 2043-44 | 2044-45 | 2045-46 | 2046-47 | 2047-48 | 2048-49 | 2049-50
SA1 | Grid Battery pump | 205 | 205 | 205 | 205 | 205 | 205 | 205 | 205 | 205 | 175 | 175 | 253.0204 | 253.0204 | 228.0204 | 483.0966 | 483.0966 | 514.4562 | 514.4562 | 514.4562 | 514.4562 | 779.1298 | 779.1298 | 779.1298 | 779.1298 | 779.1298 | 779.1298 | 779.1298 | 779.1298 | 779.1298
SA1 | Pumped Hydro Pump | 0 | 0 | 0 | 0 | 0 | 0 | 0 | 0 | 0 | 0 | 0 | 0 | 0 | 0 | 0 | 0 | 0 | 0 | 0 | 0 | 0 | 0 | 0 | 0 | 0 | 0 | 0 | 0 | 0
SA1 | VPP pump | 19.108 | 37.433 | 64.042 | 100.939 | 139.006 | 181.29 | 233.207 | 295.748 | 367.725 | 418.77 | 476.54 | 537.83 | 602.483 | 656.359 | 712.614 | 743.766 | 776.579 | 809.532 | 844.201 | 879.819 | 916.083 | 953.688 | 992.261 | 1032.719 | 1074.202 | 1117.797 | 1162.581 | 1208.344 | 1254.282
Region | Technology | 2021-22 | 2022-23 | 2023-24 | 2024-25 | 2025-26 | 2026-27 | 2027-28 | 2028-29 | 2029-30 | 2030-31 | 2031-32 | 2032-33 | 2033-34 | 2034-35 | 2035-36 | 2036-37 | 2037-38 | 2038-39 | 2039-40 | 2040-41 | 2041-42 | 2042-43 | 2043-44 | 2044-45 | 2045-46 | 2046-47 | 2047-48 | 2048-49 | 2049-50
TAS1 | Grid Battery pump | 0 | 0 | 0 | 0 | 0 | 0 | 0 | 0 | 0 | 0 | 0 | 0 | 0 | 0 | 0 | 0 | 0 | 0 | 0 | 0 | 0 | 0 | 0 | 0 | 0 | 0 | 0 | 0 | 0
TAS1 | Pumped Hydro Pump | 0 | 0 | 0 | 0 | 0 | 0 | 0 | 0 | 0 | 0 | 0 | 0 | 0 | 0 | 0 | 0 | 0 | 0 | 0 | 0 | 0 | 0 | 0 | 0 | 0 | 0 | 0 | 0 | 0
TAS1 | VPP pump | 2.531 | 5.899 | 10.956 | 18.307 | 27.272 | 37.668 | 50.497 | 65.412 | 82.598 | 96.729 | 112.111 | 128.748 | 146.674 | 164.112 | 182.073 | 191.8 | 202.034 | 212.356 | 223.178 | 234.193 | 245.494 | 256.958 | 268.736 | 280.622 | 292.616 | 304.576 | 316.626 | 328.756 | 340.864
Non-controllable capacity
Region | Technology | 2021-22 | 2022-23 | 2023-24 | 2024-25 | 2025-26 | 2026-27 | 2027-28 | 2028-29 | 2029-30 | 2030-31 | 2031-32 | 2032-33 | 2033-34 | 2034-35 | 2035-36 | 2036-37 | 2037-38 | 2038-39 | 2039-40 | 2040-41 | 2041-42 | 2042-43 | 2043-44 | 2044-45 | 2045-46 | 2046-47 | 2047-48 | 2048-49 | 2049-50
NEM | Distributed PV | 14317.7356 | 16038.0317 | 18141.6625 | 20467.1628 | 22742.4627 | 24794.1362 | 27203.2648 | 29404.585 | 31633.6844 | 33722.4221 | 35881.7358 | 38229.6173 | 40526.8079 | 42201.4543 | 43959.2481 | 45343.5576 | 47243.3825 | 48591.0021 | 50017.1079 | 51711.9741 | 53139.0243 | 54708.8557 | 56320.0969 | 57968.8334 | 59644.968 | 61342.1586 | 63040.1897 | 64716.1891 | 66373.6366
NEM | Behind the meter battery | 579.5 | 1031.2 | 1768.4 | 2546.3 | 3286.9 | 3921.6 | 4557.8 | 5129.8 | 5641.2 | 6325.9 | 7040.3 | 7755.8 | 8465.7 | 9049.4 | 9600.4 | 9649.8 | 9702.8 | 9740.4 | 9784.1 | 9817.1 | 9839.6 | 9854 | 9863.4 | 9870 | 9868.3 | 9858.5 | 9836.4 | 9798.6 | 9747
NEM | Behind the meter battery pump | 579.5 | 1031.2 | 1768.4 | 2546.3 | 3286.9 | 3921.6 | 4557.8 | 5129.8 | 5641.2 | 6325.9 | 7040.3 | 7755.8 | 8465.7 | 9049.4 | 9600.4 | 9649.8 | 9702.8 | 9740.4 | 9784.1 | 9817.1 | 9839.6 | 9854 | 9863.4 | 9870 | 9868.3 | 9858.5 | 9836.4 | 9798.6 | 9747
Region | Technology | 2021-22 | 2022-23 | 2023-24 | 2024-25 | 2025-26 | 2026-27 | 2027-28 | 2028-29 | 2029-30 | 2030-31 | 2031-32 | 2032-33 | 2033-34 | 2034-35 | 2035-36 | 2036-37 | 2037-38 | 2038-39 | 2039-40 | 2040-41 | 2041-42 | 2042-43 | 2043-44 | 2044-45 | 2045-46 | 2046-47 | 2047-48 | 2048-49 | 2049-50
NSW1 | Distributed PV | 4241.3829 | 4711.3319 | 5343.9405 | 6062.9209 | 6807.486 | 7463.937 | 8257.1661 | 9003.6689 | 9768.9282 | 10504.7979 | 11253.5547 | 12077.6261 | 12885.6859 | 13472.8481 | 14095.5227 | 14591.8154 | 15270.2051 | 15752.2725 | 16264.251 | 16864 | 17367.3523 | 17918.0752 | 18480.2856 | 19049.0688 | 19615.7073 | 20164.0635 | 20698.4153 | 21227.7258 | 21742.5056
NSW1 | Behind the meter battery | 203.5 | 385.9 | 585 | 808.6 | 1038.8 | 1231.3 | 1430.2 | 1617.7 | 1786 | 2016.8 | 2252.5 | 2492.2 | 2729.7 | 2928.2 | 3115.2 | 3140.2 | 3166.7 | 3186.3 | 3208.5 | 3226.3 | 3239.8 | 3250 | 3257.1 | 3262.4 | 3263.8 | 3259 | 3248.1 | 3233.6 | 3213.2
NSW1 | Behind the meter battery pump | 203.5 | 385.9 | 585 | 808.6 | 1038.8 | 1231.3 | 1430.2 | 1617.7 | 1786 | 2016.8 | 2252.5 | 2492.2 | 2729.7 | 2928.2 | 3115.2 | 3140.2 | 3166.7 | 3186.3 | 3208.5 | 3226.3 | 3239.8 | 3250 | 3257.1 | 3262.4 | 3263.8 | 3259 | 3248.1 | 3233.6 | 3213.2
Region | Technology | 2021-22 | 2022-23 | 2023-24 | 2024-25 | 2025-26 | 2026-27 | 2027-28 | 2028-29 | 2029-30 | 2030-31 | 2031-32 | 2032-33 | 2033-34 | 2034-35 | 2035-36 | 2036-37 | 2037-38 | 2038-39 | 2039-40 | 2040-41 | 2041-42 | 2042-43 | 2043-44 | 2044-45 | 2045-46 | 2046-47 | 2047-48 | 2048-49 | 2049-50
QLD1 | Distributed PV | 4265.744 | 4680.9516 | 5183.1304 | 5787.5574 | 6389.4727 | 6895.2299 | 7516.7694 | 8113.269 | 8718.3391 | 9285.1582 | 9878.2021 | 10523.7462 | 11158.6323 | 11620.782 | 12106.7961 | 12479.3207 | 13012.871 | 13376.0881 | 13757.3877 | 14223.626 | 14602.6743 | 15026.6189 | 15462.7988 | 15914.6479 | 16374.3203 | 16853.6875 | 17335.3723 | 17808.1953 | 18279.0088
QLD1 | Behind the meter battery | 113 | 269.2 | 441.5 | 636.3 | 828.9 | 979.8 | 1137.4 | 1294.8 | 1435.4 | 1617.9 | 1809.9 | 1999.5 | 2187.6 | 2339.4 | 2485.7 | 2493.3 | 2502.5 | 2508.5 | 2516.2 | 2522.3 | 2525.3 | 2527.5 | 2529.3 | 2532.1 | 2532.5 | 2533.4 | 2531.3 | 2524.1 | 2514.1
QLD1 | Behind the meter battery pump | 113 | 269.2 | 441.5 | 636.3 | 828.9 | 979.8 | 1137.4 | 1294.8 | 1435.4 | 1617.9 | 1809.9 | 1999.5 | 2187.6 | 2339.4 | 2485.7 | 2493.3 | 2502.5 | 2508.5 | 2516.2 | 2522.3 | 2525.3 | 2527.5 | 2529.3 | 2532.1 | 2532.5 | 2533.4 | 2531.3 | 2524.1 | 2514.1
Region | Technology | 2021-22 | 2022-23 | 2023-24 | 2024-25 | 2025-26 | 2026-27 | 2027-28 | 2028-29 | 2029-30 | 2030-31 | 2031-32 | 2032-33 | 2033-34 | 2034-35 | 2035-36 | 2036-37 | 2037-38 | 2038-39 | 2039-40 | 2040-41 | 2041-42 | 2042-43 | 2043-44 | 2044-45 | 2045-46 | 2046-47 | 2047-48 | 2048-49 | 2049-50
VIC1 | Distributed PV | 3672.0127 | 4323.9168 | 5053.769 | 5790.9588 | 6520.7274 | 7238.1152 | 8018.1381 | 8676.475 | 9331.2351 | 9932.0548 | 10554.2346 | 11213.8539 | 11851.77 | 12333.99 | 12826.3418 | 13223.2949 | 13731.8735 | 14116.3628 | 14523.5542 | 14994.7249 | 15411.9817 | 15862.2058 | 16328.1182 | 16804.2859 | 17301.0591 | 17811.2415 | 18331.9211 | 18845.3174 | 19361.5083
VIC1 | Behind the meter battery | 127.9 | 169.9 | 458.6 | 733.5 | 991.5 | 1234.7 | 1463.3 | 1639.3 | 1795.5 | 2004.5 | 2224 | 2443.1 | 2661.2 | 2848.7 | 3022.4 | 3038.1 | 3053.6 | 3065.4 | 3078.7 | 3087.9 | 3095 | 3098.7 | 3101.4 | 3102.3 | 3102.2 | 3100.1 | 3095.6 | 3085.2 | 3071.3
VIC1 | Behind the meter battery pump | 127.9 | 169.9 | 458.6 | 733.5 | 991.5 | 1234.7 | 1463.3 | 1639.3 | 1795.5 | 2004.5 | 2224 | 2443.1 | 2661.2 | 2848.7 | 3022.4 | 3038.1 | 3053.6 | 3065.4 | 3078.7 | 3087.9 | 3095 | 3098.7 | 3101.4 | 3102.3 | 3102.2 | 3100.1 | 3095.6 | 3085.2 | 3071.3
Region | Technology | 2021-22 | 2022-23 | 2023-24 | 2024-25 | 2025-26 | 2026-27 | 2027-28 | 2028-29 | 2029-30 | 2030-31 | 2031-32 | 2032-33 | 2033-34 | 2034-35 | 2035-36 | 2036-37 | 2037-38 | 2038-39 | 2039-40 | 2040-41 | 2041-42 | 2042-43 | 2043-44 | 2044-45 | 2045-46 | 2046-47 | 2047-48 | 2048-49 | 2049-50
SA1 | Distributed PV | 1913.5206 | 2069.284 | 2265.9702 | 2481.53 | 2637.3888 | 2773.9861 | 2939.5508 | 3101.8464 | 3268.0304 | 3414.8693 | 3571.6486 | 3741.8128 | 3908.6521 | 4020.1996 | 4138.7558 | 4231.3834 | 4360.8052 | 4451.8956 | 4549.1459 | 4665.1984 | 4763.3252 | 4872.7831 | 4984.3777 | 5100.9014 | 5220.0138 | 5346.0237 | 5474.4639 | 5603.2782 | 5728.2809
SA1 | Behind the meter battery | 119.5 | 178 | 241.4 | 310.3 | 355.9 | 391.7 | 430.3 | 470 | 506.1 | 553.7 | 605.9 | 657.7 | 708.5 | 741 | 772.4 | 771.6 | 771.4 | 770.1 | 769.1 | 767.7 | 765.6 | 763.3 | 760.5 | 758 | 754.8 | 751.7 | 748.1 | 743.8 | 738.2
SA1 | Behind the meter battery pump | 119.5 | 178 | 241.4 | 310.3 | 355.9 | 391.7 | 430.3 | 470 | 506.1 | 553.7 | 605.9 | 657.7 | 708.5 | 741 | 772.4 | 771.6 | 771.4 | 770.1 | 769.1 | 767.7 | 765.6 | 763.3 | 760.5 | 758 | 754.8 | 751.7 | 748.1 | 743.8 | 738.2
Region | Technology | 2021-22 | 2022-23 | 2023-24 | 2024-25 | 2025-26 | 2026-27 | 2027-28 | 2028-29 | 2029-30 | 2030-31 | 2031-32 | 2032-33 | 2033-34 | 2034-35 | 2035-36 | 2036-37 | 2037-38 | 2038-39 | 2039-40 | 2040-41 | 2041-42 | 2042-43 | 2043-44 | 2044-45 | 2045-46 | 2046-47 | 2047-48 | 2048-49 | 2049-50
TAS1 | Distributed PV | 225.0754 | 252.5473 | 294.8524 | 344.1958 | 387.3879 | 422.8681 | 471.6404 | 509.3257 | 547.1516 | 585.5419 | 624.0958 | 672.5783 | 722.0675 | 753.6346 | 791.8317 | 817.7431 | 867.6277 | 894.3831 | 922.7691 | 964.4249 | 993.6908 | 1029.1726 | 1064.5165 | 1099.9293 | 1133.8675 | 1167.1424 | 1200.0171 | 1231.6724 | 1262.333
TAS1 | Behind the meter battery | 15.6 | 28.2 | 41.9 | 57.6 | 71.8 | 84.1 | 96.6 | 108 | 118.2 | 133 | 148 | 163.3 | 178.7 | 192.1 | 204.7 | 206.6 | 208.6 | 210.1 | 211.6 | 212.9 | 213.9 | 214.5 | 215.1 | 215.2 | 215 | 214.3 | 213.3 | 211.9 | 210.2
TAS1 | Behind the meter battery pump | 15.6 | 28.2 | 41.9 | 57.6 | 71.8 | 84.1 | 96.6 | 108 | 118.2 | 133 | 148 | 163.3 | 178.7 | 192.1 | 204.7 | 206.6 | 208.6 | 210.1 | 211.6 | 212.9 | 213.9 | 214.5 | 215.1 | 215.2 | 215 | 214.3 | 213.3 | 211.9 | 210.2

## Marinus_VOM Cost
VOM cost by technology ($000s) - Marinus Link, Step Change Scenario
VOM | Real June 2020 dollars discounted to 1 July 2020
Explicitly modelled generation
Region | Technology | 2021-22 | 2022-23 | 2023-24 | 2024-25 | 2025-26 | 2026-27 | 2027-28 | 2028-29 | 2029-30 | 2030-31 | 2031-32 | 2032-33 | 2033-34 | 2034-35 | 2035-36 | 2036-37 | 2037-38 | 2038-39 | 2039-40 | 2040-41 | 2041-42 | 2042-43 | 2043-44 | 2044-45 | 2045-46 | 2046-47 | 2047-48 | 2048-49 | 2049-50
NEM | Black Coal | 307704.3915 | 264659.4713 | 243422.8053 | 215577.3863 | 179253.9893 | 160085.0487 | 143174.96 | 145593.3035 | 118524.6525 | 110716.1154 | 98402.7598 | 70128.7891 | 70417.4939 | 58050.411 | 46859.9473 | 44748.1976 | 43769.7822 | 41089.3612 | 36196.4328 | 34484.4028 | 26544.57 | 16647.9993 | 11539.3835 | 9292.6849 | 8390.9693 | 8179.4677 | 6444.7672 | 5569.5048 | 5439.0736
NEM | Brown Coal | 107371.88 | 87307.7005 | 88836.177 | 45218.594 | 43428.698 | 34401.5964 | 0.0022268 | 0.0017197 | 0.0014997 | 0.0013848 | 0.0011735 | 0.0010852 | 0.0010692 | 0.00092334 | 0.00087371 | 0.00080745 | 0.00068228 | 0.00069824 | 0.000574 | 0.00052382 | 0.00058544 | 0.00060505 | 0.00059261 | 0.00052782 | 0.00048558 | 0.00051968 | 0.00016307 | 0 | 0
NEM | CCGT | 15646.9569 | 14897.7413 | 11580.5414 | 19691.1571 | 23381.9582 | 18728.1943 | 17299.126 | 17426.5568 | 15626.4655 | 17052.182 | 20007.1211 | 24321.5227 | 26672.4264 | 24074.8578 | 19624.5859 | 16815.0418 | 14597.9381 | 14005.1218 | 11545.827 | 11018.7834 | 11476.8162 | 12088.6105 | 7433.3734 | 6687.1134 | 3090.6295 | 2059.0133 | 1969.0605 | 1873.202 | 1785.1073
NEM | Gas - Steam | 1735.4395 | 1678.0231 | 1772.631 | 793.0161 | 797.0887 | 774.9364 | 932.2288 | 1030.1182 | 804.049 | 695.0028 | 750.655 | 1560.0028 | 1762.4139 | 2219.6371 | 908.6275 | 953.7261 | 1254.9071 | 1329.3737 | 492.6055 | 522.5789 | 639.8871 | 646.0648 | 554.1531 | 518.1073 | 433.6529 | 0 | 0 | 0 | 0
NEM | OCGT / Diesel | 635.7281 | 250.0969 | 1017.4608 | 2801.4503 | 2383.9141 | 2299.5534 | 1767.6869 | 2682.1927 | 815.9281 | 1915.4196 | 3418.5884 | 8993.3217 | 6971.7041 | 9254.513 | 7287.6478 | 9698.1494 | 15036.0522 | 13642.3267 | 18898.0812 | 22086.4746 | 19418.1991 | 22077.41 | 24804.3132 | 13837.8405 | 14801.0785 | 16832.1127 | 13305.203 | 14721.4309 | 13858.6094
NEM | Hydro | 91832.0379 | 92370.4754 | 81763.204 | 91419.0928 | 87700.8604 | 79208.3809 | 87579.158 | 91243.8071 | 75634.3403 | 69409.0804 | 65751.3871 | 60413.4432 | 62737.2511 | 64135.6891 | 57478.0525 | 53666.3133 | 54411.0781 | 46285.0713 | 42207.1024 | 36607.3539 | 35904.4471 | 37053.5309 | 34534.2925 | 31184.3521 | 30265.6377 | 34952.4959 | 28762.4625 | 25717.497 | 23926.7949
NEM | Wind | 66583.6426 | 78047.4527 | 65608.7672 | 63444.1899 | 63102.9674 | 62310.6083 | 58906.4595 | 49404.8473 | 46352.4766 | 43191.6035 | 45074.0776 | 36942.9533 | 34920.4414 | 31911.729 | 31862.6634 | 31052.9691 | 23003.2402 | 21506.355 | 18034.1118 | 15439.3022 | 14782.8719 | 13948.8308 | 10226.6907 | 8524.4955 | 6361.1878 | 4861.8026 | 4396.2326 | 3805.2349 | 2641.259
NEM | Solar PV | 13.5121 | 15.8206 | 15.3243 | 14.0481 | 22.087 | 22.4759 | 25.4412 | 25.3775 | 72.8107 | 78.0665 | 80.4767 | 112.6594 | 109.9923 | 102.701 | 103.5024 | 99.6873 | 130.5275 | 131.3376 | 141.7941 | 158.5798 | 173.3 | 205.6492 | 201.1561 | 201.0429 | 191.0024 | 197.4968 | 190.9474 | 185.8071 | 186.1374
NEM | Grid Battery | 0.1285 | 0.19414 | 0.21113 | 0.23485 | 0.21303 | 0.21026 | 0.20003 | 0.18078 | 0.16216 | 0.15969 | 0.14404 | 0.6758 | 1.0866 | 1.0439 | 1.3474 | 1.2946 | 1.7464 | 1.6707 | 2.3643 | 2.2507 | 2.9781 | 2.968 | 2.7665 | 3.7947 | 3.5709 | 4.2078 | 4.0447 | 4.3898 | 4.053
NEM | Pumped Hydro | 2005.6031 | 2863.2081 | 3450.9456 | 3427.3348 | 2909.6305 | 3572.5648 | 3954.5879 | 3461.9546 | 3115.0774 | 3425.0117 | 3142.0026 | 3241.5829 | 2498.2871 | 2059.1572 | 2155.9417 | 2117.6673 | 1601.356 | 1580.0565 | 1628.8075 | 1614.902 | 1656.9054 | 1464.1309 | 1095.4325 | 1089.9449 | 1064.4521 | 871.1938 | 689.8712 | 574.5429 | 534.8205
NEM | VPP | 0.37586 | 1.1828 | 2.58 | 4.9837 | 7.2181 | 9.6739 | 11.9115 | 13.7895 | 15.6599 | 17.3722 | 18.581 | 20.112 | 21.2053 | 22.2183 | 24.2977 | 23.9316 | 22.1864 | 21.9823 | 22.2561 | 21.8995 | 21.9275 | 20.9167 | 18.4952 | 19.2933 | 17.9422 | 16.0482 | 14.9036 | 13.6806 | 12.7142
Total excluding storage |  | 591523.5885 | 539226.7817 | 494016.911 | 438958.9345 | 400071.5631 | 357830.7943 | 309685.0627 | 307406.2049 | 257830.7243 | 243057.4714 | 233485.0669 | 202472.6931 | 203591.7242 | 189749.5391 | 164125.0276 | 157034.0854 | 152203.5261 | 137988.948 | 127515.9554 | 120317.4761 | 108940.0919 | 102668.0961 | 89293.3632 | 70245.6371 | 63534.1586 | 67082.3895 | 55068.6734 | 51872.6768 | 47836.9816
Region | Technology | 2021-22 | 2022-23 | 2023-24 | 2024-25 | 2025-26 | 2026-27 | 2027-28 | 2028-29 | 2029-30 | 2030-31 | 2031-32 | 2032-33 | 2033-34 | 2034-35 | 2035-36 | 2036-37 | 2037-38 | 2038-39 | 2039-40 | 2040-41 | 2041-42 | 2042-43 | 2043-44 | 2044-45 | 2045-46 | 2046-47 | 2047-48 | 2048-49 | 2049-50
NSW1 | Black Coal | 171528.9065 | 144178.649 | 122902.8005 | 125809.7373 | 97645.6397 | 82771.1865 | 75766.6423 | 78164.3831 | 56526.6179 | 53772.1796 | 46667.8827 | 19079.8062 | 23606.6302 | 18706.3311 | 10379.3475 | 12757.8135 | 13455.5425 | 12468.916 | 11031.529 | 9236.572 | 5037.2805 | 0 | 0 | 0 | 0 | 0 | 0 | 0 | 0
NSW1 | Brown Coal | 0 | 0 | 0 | 0 | 0 | 0 | 0 | 0 | 0 | 0 | 0 | 0 | 0 | 0 | 0 | 0 | 0 | 0 | 0 | 0 | 0 | 0 | 0 | 0 | 0 | 0 | 0 | 0 | 0
NSW1 | CCGT | 230.5426 | 220.3719 | 641.3665 | 1592.0715 | 2125.7999 | 1165.662 | 1211.4639 | 2053.8912 | 1818.6704 | 2215.9083 | 2697.7253 | 5004.583 | 5022.241 | 5495.82 | 4323.9408 | 3716.9273 | 4628.5925 | 4890.7316 | 4305.8931 | 3593.631 | 3645.1351 | 3973.5416 | 153.1037 | 7.4397e-05 | 7.25e-05 | 7.2936e-05 | 6.8349e-05 | 6.4081e-05 | 5.9854e-05
NSW1 | Gas - Steam | 0 | 0 | 0 | 0 | 0 | 0 | 0 | 0 | 0 | 0 | 0 | 0 | 0 | 0 | 0 | 0 | 0 | 0 | 0 | 0 | 0 | 0 | 0 | 0 | 0 | 0 | 0 | 0 | 0
NSW1 | OCGT / Diesel | 5.0245e-05 | 5.0195e-05 | 117.2867 | 538.2588 | 90.3007 | 196.0673 | 114.209 | 277.4607 | 2.6752 | 55.8453 | 38.8032 | 1947.9169 | 823.6947 | 2438.6731 | 1828.1741 | 2768.4441 | 3954.2361 | 4992.1539 | 6119.0053 | 8548.5891 | 4703.0731 | 6936.2844 | 9280.5197 | 3028.7807 | 2997.8996 | 3997.9417 | 5250.7021 | 5194.9237 | 4675.0936
NSW1 | Hydro | 14911.7299 | 15145.4321 | 13506.3547 | 17433.8814 | 15905.9252 | 15011.9247 | 15096.0084 | 18711.3921 | 13945.3254 | 12374.2779 | 12475.2743 | 11925.3493 | 13404.114 | 14071.977 | 13294.1173 | 12017.4869 | 14546.2013 | 11480.5865 | 10719.3237 | 9467.1119 | 8298.8545 | 9444.9108 | 8883.2524 | 8764.9676 | 8305.3915 | 9673.7419 | 7322.877 | 6261.9812 | 5536.5664
NSW1 | Wind | 15625.807 | 17314.7331 | 15271.7508 | 14357.6694 | 14455.8472 | 14381.9166 | 13262.7683 | 10508.4133 | 8827.4703 | 9065.876 | 10097.4757 | 8698.9509 | 8393.7117 | 7828.1612 | 7891.6586 | 7437.8823 | 4835.9588 | 3753.5609 | 3558.4621 | 3026.4748 | 2965.5959 | 2819.5106 | 1808.01 | 1740.9584 | 1709.5042 | 971.0857 | 857.1701 | 802.3801 | 758.7187
NSW1 | Solar PV | 4.9791 | 5.7841 | 5.5559 | 5.1042 | 13.6002 | 13.9983 | 13.4167 | 15.2548 | 62.7531 | 63.4687 | 61.9968 | 69.8186 | 65.2861 | 59.6817 | 61.0685 | 58.4471 | 76.0231 | 78.0223 | 85.4125 | 95.7749 | 103.8013 | 117.4127 | 113.5074 | 116.7467 | 110.4495 | 105.7785 | 100.4568 | 99.1559 | 94.6685
NSW1 | Grid Battery | 2.9982e-08 | 4.1467e-08 | 3.983e-08 | 5.4601e-08 | 5.6994e-08 | 5.9081e-08 | 7.7142e-08 | 8.1145e-08 | 3.2545e-07 | 3.3313e-07 | 3.223e-07 | 5.472e-07 | 5.0929e-07 | 5.2053e-07 | 6.1493e-07 | 5.5926e-07 | 5.5194e-07 | 5.2798e-07 | 0.76037 | 0.71996 | 1.2689 | 1.197 | 1.116 | 2.1903 | 2.0743 | 1.9293 | 1.8136 | 1.7755 | 1.6521
NSW1 | Pumped Hydro | 517.2782 | 866.0259 | 1083.8436 | 1152.6983 | 614.1657 | 894.4013 | 1116.7341 | 914.2201 | 847.9506 | 960.4855 | 955.8906 | 1113.8718 | 988.3708 | 672.5127 | 732.9936 | 728.4251 | 663.597 | 619.0673 | 616.4977 | 618.7791 | 527.2408 | 567.2279 | 418.9925 | 410.0567 | 460.0756 | 443.8543 | 330.3838 | 316.762 | 283.1025
NSW1 | VPP | 0.071697 | 0.41064 | 0.78913 | 1.4465 | 2.1736 | 2.9633 | 3.6297 | 4.2902 | 4.9257 | 5.5067 | 5.8816 | 6.6441 | 7.1722 | 7.4972 | 8.1624 | 8.0705 | 7.6943 | 7.5401 | 7.5489 | 7.3791 | 7.4379 | 7.4215 | 6.7033 | 7.0168 | 6.4837 | 6.1616 | 5.4941 | 5.305 | 4.8
Total excluding storage |  | 202301.9652 | 176864.9703 | 152445.1149 | 159736.7226 | 130237.1129 | 113540.7554 | 105464.5086 | 109730.795 | 81183.5123 | 77547.5559 | 72039.158 | 46726.4248 | 51315.6777 | 48600.644 | 37778.3067 | 38757.0013 | 41496.5543 | 37663.9711 | 35819.6257 | 33968.1537 | 24753.7405 | 23291.66 | 20238.3933 | 13651.4534 | 13123.2448 | 14748.5479 | 13531.2061 | 12358.4409 | 11065.0473
Region | Technology | 2021-22 | 2022-23 | 2023-24 | 2024-25 | 2025-26 | 2026-27 | 2027-28 | 2028-29 | 2029-30 | 2030-31 | 2031-32 | 2032-33 | 2033-34 | 2034-35 | 2035-36 | 2036-37 | 2037-38 | 2038-39 | 2039-40 | 2040-41 | 2041-42 | 2042-43 | 2043-44 | 2044-45 | 2045-46 | 2046-47 | 2047-48 | 2048-49 | 2049-50
QLD1 | Black Coal | 136175.485 | 120480.8223 | 120520.0048 | 89767.649 | 81608.3495 | 77313.8622 | 67408.3177 | 67428.9204 | 61998.0346 | 56943.9358 | 51734.8771 | 51048.9829 | 46810.8637 | 39344.0799 | 36480.5998 | 31990.3841 | 30314.2397 | 28620.4452 | 25164.9038 | 25247.8308 | 21507.2894 | 16647.9993 | 11539.3835 | 9292.6849 | 8390.9693 | 8179.4677 | 6444.7672 | 5569.5048 | 5439.0736
QLD1 | Brown Coal | 0 | 0 | 0 | 0 | 0 | 0 | 0 | 0 | 0 | 0 | 0 | 0 | 0 | 0 | 0 | 0 | 0 | 0 | 0 | 0 | 0 | 0 | 0 | 0 | 0 | 0 | 0 | 0 | 0
QLD1 | CCGT | 7671.5707 | 7313.0396 | 7773.1656 | 13561.3694 | 15712.4083 | 13410.1213 | 13738.9355 | 13117.7295 | 11665.8039 | 12480.2163 | 14117.3789 | 14994.2571 | 16940.1213 | 13759.2718 | 12105.5622 | 9527.8603 | 9969.3455 | 9114.3901 | 7239.9338 | 7425.1523 | 7831.681 | 8115.0688 | 7280.2696 | 6687.1132 | 3090.6292 | 2059.013 | 1969.0602 | 1873.2018 | 1785.1071
QLD1 | Gas - Steam | 255.4126 | 244.7682 | 462.5885 | 440.4771 | 417.8685 | 400.3604 | 666.6954 | 700.6494 | 661.7644 | 492.629 | 435.5387 | 528.9479 | 790.1278 | 634.1034 | 531.9742 | 602.8368 | 672.2463 | 579.7893 | 492.6055 | 522.5789 | 639.8871 | 646.0648 | 554.1531 | 518.1073 | 433.6529 | 0 | 0 | 0 | 0
QLD1 | OCGT / Diesel | 9.5214e-05 | 9.4616e-05 | 9.6672e-05 | 921.893 | 446.8476 | 523.2897 | 910.1458 | 1398.1744 | 701.4701 | 1234.7981 | 2204.9035 | 3596.3134 | 3483.1866 | 2459.2574 | 2268.1566 | 3616.4571 | 5283.0803 | 3167.0819 | 3399.3184 | 3656.309 | 4274.2818 | 4238.552 | 3609.8132 | 4061.5504 | 4641.6304 | 4535.7726 | 3496.7631 | 3381.6544 | 2689.7442
QLD1 | Hydro | 4747.2954 | 4520.0347 | 4327.2775 | 4109.6001 | 3912.3877 | 3732.2272 | 3567.9267 | 3384.5331 | 3227.812 | 2984.146 | 2944.0832 | 2781.8117 | 2656.3651 | 2500.5553 | 2319.4764 | 2215.5114 | 740.0856 | 709.8209 | 629.0862 | 591.7914 | 584.9403 | 0 | 0 | 0 | 0 | 0 | 0 | 0 | 0
QLD1 | Wind | 5102.7442 | 7685.5486 | 7174.0769 | 6544.8148 | 7353.43 | 6721.5919 | 6810.2692 | 6147.1571 | 5805.1707 | 5627.9937 | 4752.3657 | 4569.1309 | 4001.8387 | 4312.1227 | 3739.4295 | 3907.3692 | 3447.282 | 3390.4588 | 3162.2499 | 2457.7766 | 2470.7485 | 1926.9911 | 1683.1452 | 812.2264 | 849.6673 | 784.5052 | 721.7503 | 606.8301 | 456.4473
QLD1 | Solar PV | 5.1758 | 6.7105 | 6.5189 | 5.9521 | 5.7564 | 5.7532 | 5.5568 | 4.4255 | 4.5781 | 4.5419 | 5.7649 | 10.4828 | 15.4341 | 14.573 | 14.1699 | 13.4691 | 26.8004 | 27.0382 | 29.3277 | 35.9068 | 39.2784 | 60.6417 | 56.1981 | 52.9806 | 48.5739 | 53.1944 | 53.2935 | 51.4286 | 50.8337
QLD1 | Grid Battery | 2.113e-08 | 0.020256 | 0.021874 | 0.023816 | 0.022508 | 0.021845 | 0.020895 | 0.01887 | 0.017511 | 0.017062 | 0.015969 | 0.42514 | 0.87216 | 0.85218 | 0.80451 | 0.78515 | 1.2351 | 1.1899 | 1.1293 | 1.0824 | 1.0506 | 1.171 | 1.1109 | 1.0595 | 0.97898 | 1.8182 | 1.807 | 2.198 | 2.0226
QLD1 | Pumped Hydro | 1488.3249 | 1997.1822 | 2367.102 | 2274.6365 | 2295.4648 | 2678.1635 | 2837.8538 | 2547.7345 | 2267.1268 | 2464.5262 | 2186.112 | 2124.9695 | 1507.4272 | 1384.3654 | 1419.9566 | 1386.365 | 934.5601 | 957.9302 | 1009.143 | 993.1606 | 1125.7759 | 893.3842 | 673.2775 | 676.2884 | 600.9735 | 424.1116 | 356.4237 | 254.7129 | 248.8425
QLD1 | VPP | 0.098072 | 0.33685 | 0.69345 | 1.3352 | 1.9306 | 2.5243 | 3.0975 | 3.5397 | 4.0552 | 4.5302 | 4.9421 | 5.1723 | 5.3453 | 5.742 | 6.1399 | 6.0531 | 5.3118 | 5.5467 | 5.414 | 5.6196 | 5.7255 | 5.1782 | 4.553 | 4.4082 | 3.8686 | 3.07 | 3.1442 | 2.1227 | 2.1629
Total excluding storage |  | 153957.6839 | 140250.9241 | 140263.6323 | 115351.7556 | 109457.048 | 102107.206 | 93107.8473 | 92181.5896 | 84064.634 | 79768.2608 | 76194.9121 | 77529.9267 | 74697.9372 | 63023.9636 | 57459.3686 | 51873.8879 | 50453.0797 | 45609.0244 | 40117.4253 | 39937.3457 | 37348.1065 | 31635.3175 | 24722.9627 | 21424.6627 | 17455.1231 | 15611.9529 | 12685.6343 | 11482.6197 | 10421.2061
Region | Technology | 2021-22 | 2022-23 | 2023-24 | 2024-25 | 2025-26 | 2026-27 | 2027-28 | 2028-29 | 2029-30 | 2030-31 | 2031-32 | 2032-33 | 2033-34 | 2034-35 | 2035-36 | 2036-37 | 2037-38 | 2038-39 | 2039-40 | 2040-41 | 2041-42 | 2042-43 | 2043-44 | 2044-45 | 2045-46 | 2046-47 | 2047-48 | 2048-49 | 2049-50
VIC1 | Black Coal | 0 | 0 | 0 | 0 | 0 | 0 | 0 | 0 | 0 | 0 | 0 | 0 | 0 | 0 | 0 | 0 | 0 | 0 | 0 | 0 | 0 | 0 | 0 | 0 | 0 | 0 | 0 | 0 | 0
VIC1 | Brown Coal | 107371.88 | 87307.7005 | 88836.177 | 45218.594 | 43428.698 | 34401.5964 | 0.0022268 | 0.0017197 | 0.0014997 | 0.0013848 | 0.0011735 | 0.0010852 | 0.0010692 | 0.00092334 | 0.00087371 | 0.00080745 | 0.00068228 | 0.00069824 | 0.000574 | 0.00052382 | 0.00058544 | 0.00060505 | 0.00059261 | 0.00052782 | 0.00048558 | 0.00051968 | 0.00016307 | 0 | 0
VIC1 | CCGT | 2.7718e-05 | 2.602e-05 | 2.6083e-05 | 4.2412e-05 | 4.1385e-05 | 3.9363e-05 | 3.7151e-05 | 3.8066e-05 | 3.6957e-05 | 3.7296e-05 | 4.0003e-05 | 5.2411e-05 | 5.0438e-05 | 4.7218e-05 | 4.3487e-05 | 4.1966e-05 | 5.4893e-05 | 5.3198e-05 | 5.3637e-05 | 5.0771e-05 | 7.816e-05 | 7.7236e-05 | 0.00010367 | 9.385e-05 | 9.1754e-05 | 9.2167e-05 | 8.6209e-05 | 8.8002e-05 | 9.8052e-05
VIC1 | Gas - Steam | 23.931 | 11.0749 | 19.4201 | 116.2719 | 105.4829 | 98.7629 | 107.6999 | 153.435 | 19.2399 | 85.9334 | 139.9877 | 540.3112 | 417.5714 | 612.8263 | 376.6533 | 350.8893 | 582.6608 | 749.5844 | 0 | 0 | 0 | 0 | 0 | 0 | 0 | 0 | 0 | 0 | 0
VIC1 | OCGT / Diesel | 110.9294 | 2.9304 | 86.1501 | 332.1067 | 211.8983 | 484.2515 | 249.1091 | 435.9119 | 71.0993 | 175.3269 | 264.8842 | 1579.6913 | 771.6074 | 1882.121 | 1664.4304 | 1697.5235 | 2642.276 | 2255.0285 | 5842.2217 | 6328.7954 | 7115.8283 | 7278.1777 | 8050.5366 | 5881.5311 | 6325.8292 | 7500.0504 | 3874.9637 | 5229.8898 | 5729.4427
VIC1 | Hydro | 18892.6173 | 18183.7383 | 15830.9751 | 18605.1823 | 18115.3519 | 16374.2002 | 15777.9564 | 19069.1885 | 15092.3011 | 12305.6678 | 11789.2824 | 10156.0743 | 12039.399 | 11766.5972 | 10679.4033 | 10215.004 | 12393.9946 | 9815.4607 | 8036.608 | 7661.3232 | 6660.3916 | 7846.6458 | 7714.6033 | 6963.6477 | 6687.519 | 8073.3499 | 6407.0916 | 5198.7969 | 4982.623
VIC1 | Wind | 26991.137 | 32730.4758 | 26306.9699 | 25652.7056 | 25248.298 | 24724.3384 | 23514.3106 | 19731.639 | 19461.3516 | 17650.5883 | 19100.0198 | 14997.7817 | 14401.4349 | 12801.4457 | 13298.5086 | 13301.8674 | 9628.3261 | 9481.9796 | 7817.6442 | 7021.0314 | 6518.7988 | 6370.3312 | 4853.1447 | 4202.6898 | 2389.7536 | 1997.6737 | 1769.9418 | 1464.919 | 557.4523
VIC1 | Solar PV | 2.475 | 2.346 | 2.3172 | 2.1268 | 1.9257 | 1.9383 | 5.6943 | 4.9956 | 4.7816 | 9.3841 | 10.7732 | 30.5914 | 27.655 | 26.8392 | 26.7147 | 26.2241 | 22.0596 | 21.1395 | 20.4966 | 19.8937 | 23.6146 | 21.3283 | 22.8755 | 23.1671 | 24.0605 | 32.0436 | 31.1571 | 29.7057 | 34.726
VIC1 | Grid Battery | 0.046934 | 0.096992 | 0.10338 | 0.13082 | 0.11826 | 0.11868 | 0.11302 | 0.10149 | 0.090768 | 0.09064 | 0.081887 | 0.081364 | 0.058802 | 0.052322 | 0.056275 | 0.053084 | 0.047183 | 0.042814 | 0.046239 | 0.041519 | 0.014106 | 6.7115e-07 | 6.7819e-07 | 6.9787e-07 | 6.4049e-07 | 6.9102e-07 | 6.9125e-07 | 6.9337e-07 | 7.4225e-07
VIC1 | Pumped Hydro | 0 | 0 | 4.0789e-08 | 7.6558e-08 | 7.1357e-08 | 9.3259e-08 | 8.7658e-08 | 8.3035e-08 | 8.4488e-08 | 1.0789e-07 | 1.2921e-07 | 2.7415 | 2.4892 | 2.2791 | 2.9914 | 2.8772 | 3.1988 | 3.0589 | 3.1668 | 2.9623 | 3.8886 | 3.5189 | 3.1625 | 3.5998 | 3.403 | 3.2278 | 3.0637 | 3.068 | 2.8755
VIC1 | VPP | 0.072617 | 0.17733 | 0.60975 | 1.5191 | 2.2558 | 3.129 | 3.904 | 4.4804 | 5.0226 | 5.4801 | 5.8368 | 6.2653 | 6.5794 | 6.7774 | 7.7333 | 7.629 | 7.0055 | 6.824 | 7.1445 | 6.7961 | 6.7183 | 6.3688 | 5.5471 | 6.0797 | 5.8607 | 5.3622 | 4.9307 | 4.939 | 4.5604
Total excluding storage |  | 153392.9697 | 138238.2659 | 131082.0095 | 89926.9873 | 87111.6548 | 76085.0878 | 39654.7725 | 39395.1717 | 34648.775 | 30226.9019 | 31304.9485 | 27304.4511 | 27657.6688 | 27089.8304 | 26045.7111 | 25591.5092 | 25269.3178 | 22323.1935 | 21716.9712 | 21031.0442 | 20318.6339 | 21516.4837 | 20641.1608 | 17071.0363 | 15427.1629 | 17603.1182 | 12083.1545 | 11923.3114 | 11304.2441
Region | Technology | 2021-22 | 2022-23 | 2023-24 | 2024-25 | 2025-26 | 2026-27 | 2027-28 | 2028-29 | 2029-30 | 2030-31 | 2031-32 | 2032-33 | 2033-34 | 2034-35 | 2035-36 | 2036-37 | 2037-38 | 2038-39 | 2039-40 | 2040-41 | 2041-42 | 2042-43 | 2043-44 | 2044-45 | 2045-46 | 2046-47 | 2047-48 | 2048-49 | 2049-50
SA1 | Black Coal | 0 | 0 | 0 | 0 | 0 | 0 | 0 | 0 | 0 | 0 | 0 | 0 | 0 | 0 | 0 | 0 | 0 | 0 | 0 | 0 | 0 | 0 | 0 | 0 | 0 | 0 | 0 | 0 | 0
SA1 | Brown Coal | 0 | 0 | 0 | 0 | 0 | 0 | 0 | 0 | 0 | 0 | 0 | 0 | 0 | 0 | 0 | 0 | 0 | 0 | 0 | 0 | 0 | 0 | 0 | 0 | 0 | 0 | 0 | 0 | 0
SA1 | CCGT | 7744.8435 | 7364.3297 | 3166.0092 | 4537.716 | 5543.75 | 4152.4108 | 2348.7265 | 2254.936 | 2141.991 | 2356.0572 | 3192.0168 | 4322.6825 | 4710.064 | 4819.766 | 3195.0828 | 3570.254 | 5.32e-05 | 5.1221e-05 | 4.874e-05 | 4.5827e-05 | 5.4355e-05 | 5.3153e-05 | 5.1856e-05 | 4.6963e-05 | 4.591e-05 | 4.4955e-05 | 4.2048e-05 | 3.9968e-05 | 3.7528e-05
SA1 | Gas - Steam | 1456.0959 | 1422.1799 | 1290.6224 | 236.2671 | 273.7373 | 275.8131 | 157.8335 | 176.0338 | 123.0447 | 116.4404 | 175.1285 | 490.7436 | 554.7147 | 972.7074 | 0 | 0 | 0 | 0 | 0 | 0 | 0 | 0 | 0 | 0 | 0 | 0 | 0 | 0 | 0
SA1 | OCGT / Diesel | 524.7985 | 247.1664 | 814.0239 | 1009.1918 | 1634.8675 | 1095.9449 | 494.2229 | 570.6457 | 40.6834 | 447.2978 | 909.9974 | 1856.7047 | 1893.2154 | 2467.9116 | 1519.7452 | 1612.1536 | 3146.0239 | 3228.0624 | 3516.2262 | 3546.5969 | 3316.1998 | 3624.3959 | 3860.6653 | 857.8095 | 831.2699 | 795.5755 | 679.9656 | 901.5351 | 760.6092
SA1 | Hydro | 0 | 0 | 0 | 0 | 0 | 0 | 0 | 0 | 0 | 0 | 0 | 0 | 0 | 0 | 0 | 0 | 0 | 0 | 0 | 0 | 0 | 0 | 0 | 0 | 0 | 0 | 0 | 0 | 0
SA1 | Wind | 15504.1324 | 16441.9294 | 13570.8835 | 13725.1666 | 12818.6378 | 13351.7769 | 12497.0353 | 10789.2232 | 10113.4683 | 9065.9284 | 9054.878 | 7015.3984 | 6498.719 | 5477.9173 | 5535.9672 | 4929.9612 | 4062.2849 | 3872.6691 | 2731.4091 | 2234.751 | 2126.2883 | 2105.8342 | 1246.5181 | 1270.2657 | 831.8597 | 653.6314 | 593.0905 | 564.8066 | 464.4111
SA1 | Solar PV | 0.88216 | 0.97987 | 0.93225 | 0.86505 | 0.80469 | 0.78615 | 0.77343 | 0.70164 | 0.69789 | 0.67175 | 1.9418 | 1.7666 | 1.6172 | 1.6071 | 1.5494 | 1.5471 | 5.6444 | 5.1376 | 6.5574 | 7.0044 | 6.6057 | 6.2666 | 8.5751 | 8.1485 | 7.9185 | 6.4804 | 6.0399 | 5.517 | 5.9091
SA1 | Grid Battery | 0.081564 | 0.076887 | 0.085879 | 0.080214 | 0.072262 | 0.069736 | 0.06612 | 0.060416 | 0.053879 | 0.051989 | 0.046185 | 0.1693 | 0.15562 | 0.13935 | 0.48664 | 0.45635 | 0.46416 | 0.438 | 0.42829 | 0.40683 | 0.64444 | 0.60001 | 0.53959 | 0.54495 | 0.51762 | 0.46038 | 0.42413 | 0.4162 | 0.37833
SA1 | Pumped Hydro | 0 | 0 | 3.3853e-08 | 3.3226e-08 | 3.0992e-08 | 3.5314e-08 | 3.3739e-08 | 3.2706e-08 | 3.2029e-08 | 3.4368e-08 | 3.4258e-08 | 6.1327e-08 | 5.6933e-08 | 5.432e-08 | 6.4406e-08 | 6.08e-08 | 7.4844e-08 | 7.1289e-08 | 7.0262e-08 | 6.7686e-08 | 8.155e-08 | 7.5266e-08 | 7.1815e-08 | 1.0269e-07 | 9.7297e-08 | 9.0047e-08 | 8.8114e-08 | 8.5151e-08 | 8.2174e-08
SA1 | VPP | 0.12987 | 0.24022 | 0.45602 | 0.64359 | 0.79518 | 0.96934 | 1.1482 | 1.3113 | 1.4487 | 1.5905 | 1.6469 | 1.7237 | 1.7816 | 1.8183 | 1.8671 | 1.8231 | 1.7853 | 1.7033 | 1.7537 | 1.6867 | 1.6379 | 1.5519 | 1.3364 | 1.4195 | 1.3845 | 1.1258 | 1.0385 | 1.0238 | 0.91843
Total excluding storage |  | 25230.7525 | 25476.5853 | 18842.4713 | 19509.2067 | 20271.7973 | 18876.7318 | 15498.5917 | 13791.5403 | 12419.8854 | 11986.3956 | 13333.9626 | 13687.2958 | 13658.3303 | 13739.9094 | 10252.3446 | 10113.9159 | 7213.9531 | 7105.8691 | 6254.1927 | 5788.3523 | 5449.0938 | 5736.4968 | 5115.7586 | 2136.2237 | 1671.0482 | 1455.6873 | 1279.0961 | 1471.8587 | 1230.9295
Region | Technology | 2021-22 | 2022-23 | 2023-24 | 2024-25 | 2025-26 | 2026-27 | 2027-28 | 2028-29 | 2029-30 | 2030-31 | 2031-32 | 2032-33 | 2033-34 | 2034-35 | 2035-36 | 2036-37 | 2037-38 | 2038-39 | 2039-40 | 2040-41 | 2041-42 | 2042-43 | 2043-44 | 2044-45 | 2045-46 | 2046-47 | 2047-48 | 2048-49 | 2049-50
TAS1 | Black Coal | 0 | 0 | 0 | 0 | 0 | 0 | 0 | 0 | 0 | 0 | 0 | 0 | 0 | 0 | 0 | 0 | 0 | 0 | 0 | 0 | 0 | 0 | 0 | 0 | 0 | 0 | 0 | 0 | 0
TAS1 | Brown Coal | 0 | 0 | 0 | 0 | 0 | 0 | 0 | 0 | 0 | 0 | 0 | 0 | 0 | 0 | 0 | 0 | 0 | 0 | 0 | 0 | 0 | 0 | 0 | 0 | 0 | 0 | 0 | 0 | 0
TAS1 | CCGT | 2.3271e-05 | 2.1746e-05 | 2.1743e-05 | 2.1025e-05 | 2.0115e-05 | 1.9788e-05 | 2.0861e-05 | 2.1188e-05 | 2.138e-05 | 2.0617e-05 | 1.9559e-05 | 1.9011e-05 | 1.8001e-05 | 1.6641e-05 | 1.5529e-05 | 1.4835e-05 | 1.4281e-05 | 1.3655e-05 | 1.3631e-05 | 1.3004e-05 | 1.3778e-05 | 1.3189e-05 | 1.3442e-05 | 1.2913e-05 | 1.2443e-05 | 1.3099e-05 | 1.2484e-05 | 1.3251e-05 | 1.2482e-05
TAS1 | Gas - Steam | 0 | 0 | 0 | 0 | 0 | 0 | 0 | 0 | 0 | 0 | 0 | 0 | 0 | 0 | 0 | 0 | 0 | 0 | 0 | 0 | 0 | 0 | 0 | 0 | 0 | 0 | 0 | 0 | 0
TAS1 | OCGT / Diesel | 2.7313e-05 | 2.4578e-05 | 2.5227e-05 | 2.473e-05 | 2.402e-05 | 2.439e-05 | 2.5111e-05 | 2.5836e-05 | 2.6234e-05 | 2.1515 | 2.4419e-05 | 12.6953 | 2.4908e-05 | 6.5499 | 7.1414 | 3.571 | 10.436 | 1.7936e-05 | 21.3097 | 6.1843 | 8.8161 | 1.2756e-05 | 2.7784 | 8.1689 | 4.4494 | 2.7725 | 2.8086 | 13.428 | 3.7196
TAS1 | Hydro | 53280.3953 | 54521.2703 | 48098.5968 | 51270.429 | 49767.1956 | 44090.0288 | 53137.2665 | 50078.6934 | 43368.9018 | 41744.9887 | 38542.7472 | 35550.2079 | 34637.373 | 35796.5596 | 31185.0555 | 29218.3109 | 26730.7967 | 24279.2032 | 22822.0844 | 18887.1273 | 20360.2607 | 19761.9743 | 17936.4369 | 15455.7368 | 15272.7272 | 17205.404 | 15032.4939 | 14256.719 | 13407.6055
TAS1 | Wind | 3359.822 | 3874.7658 | 3285.0861 | 3163.8334 | 3226.7544 | 3130.9845 | 2822.0761 | 2228.4148 | 2145.0157 | 1781.217 | 2069.3385 | 1661.6914 | 1624.7371 | 1492.0821 | 1397.0996 | 1475.889 | 1029.3884 | 1007.6867 | 764.3464 | 699.2685 | 701.4403 | 726.1637 | 635.8726 | 498.3552 | 580.403 | 454.9067 | 454.2799 | 366.2991 | 404.2297
TAS1 | Solar PV | 1.1105e-08 | 1.9005e-08 | 2.1932e-08 | 4.0427e-08 | 3.3447e-08 | 3.9489e-08 | 3.5595e-08 | 3.4506e-08 | 3.5499e-08 | 3.7519e-08 | 3.6219e-08 | 3.5322e-08 | 4.3239e-08 | 3.7644e-08 | 4.1778e-08 | 3.8605e-08 | 4.6638e-08 | 5.3541e-08 | 8.7145e-08 | 1.6711e-07 | 1.6389e-07 | 1.5781e-07 | 1.3672e-07 | 1.3566e-07 | 1.2281e-07 | 1.2189e-07 | 1.1867e-07 | 1.1272e-07 | 1.0312e-07
TAS1 | Grid Battery | 2.0014e-08 | 2.8334e-08 | 2.665e-08 | 3.0103e-08 | 3.8939e-08 | 3.8012e-08 | 4.4576e-08 | 4.89e-08 | 5.4685e-08 | 5.7876e-08 | 6.0233e-08 | 6.8843e-08 | 6.9564e-08 | 8.1674e-08 | 9.0649e-08 | 8.7325e-08 | 9.0292e-08 | 8.721e-08 | 1.0622e-07 | 1.0273e-07 | 1.1457e-07 | 1.0699e-07 | 9.9584e-08 | 1.0094e-07 | 9.5076e-08 | 1.0183e-07 | 9.9568e-08 | 1.0459e-07 | 1.0968e-07
TAS1 | Pumped Hydro | 0 | 0 | 7.9566e-08 | 7.6876e-08 | 7.8923e-08 | 8.3397e-08 | 9.3126e-08 | 9.713e-08 | 1.0581e-07 | 1.1655e-07 | 1.1736e-07 | 1.3076e-07 | 1.3051e-07 | 1.4871e-07 | 1.5898e-07 | 1.5318e-07 | 1.495e-07 | 1.4403e-07 | 1.5973e-07 | 1.5414e-07 | 1.7884e-07 | 1.7198e-07 | 1.6018e-07 | 1.5849e-07 | 1.5203e-07 | 1.5941e-07 | 1.5718e-07 | 1.7357e-07 | 1.716e-07
TAS1 | VPP | 0.0035984 | 0.017757 | 0.031675 | 0.039299 | 0.063036 | 0.087892 | 0.1321 | 0.16798 | 0.20775 | 0.26465 | 0.27373 | 0.30651 | 0.32676 | 0.38334 | 0.39506 | 0.35583 | 0.38957 | 0.36803 | 0.39496 | 0.41789 | 0.40793 | 0.39644 | 0.35542 | 0.36915 | 0.34471 | 0.32865 | 0.29621 | 0.29012 | 0.27248
Total excluding storage |  | 56640.2173 | 58396.0361 | 51383.6829 | 54434.2624 | 52993.9501 | 47221.0133 | 55959.3426 | 52307.1082 | 45513.9176 | 43528.3572 | 40612.0858 | 37224.5947 | 36262.1101 | 37295.1917 | 32589.2966 | 30697.771 | 27770.6211 | 25286.8899 | 23607.7406 | 19592.5802 | 21070.5172 | 20488.138 | 18575.0879 | 15962.261 | 15857.5796 | 17663.0832 | 15489.5825 | 14636.446 | 13815.5547
Explicitly modelled pumping
Region | Technology | 2021-22 | 2022-23 | 2023-24 | 2024-25 | 2025-26 | 2026-27 | 2027-28 | 2028-29 | 2029-30 | 2030-31 | 2031-32 | 2032-33 | 2033-34 | 2034-35 | 2035-36 | 2036-37 | 2037-38 | 2038-39 | 2039-40 | 2040-41 | 2041-42 | 2042-43 | 2043-44 | 2044-45 | 2045-46 | 2046-47 | 2047-48 | 2048-49 | 2049-50
NEM | Grid Battery pump | 0.15793 | 0.24038 | 0.2599 | 0.29068 | 0.26262 | 0.25925 | 0.24758 | 0.22258 | 0.20039 | 0.19698 | 0.17823 | 0.17177 | 0.13885 | 0.11614 | 0.12018 | 0.11366 | 0.10312 | 0.095246 | 0.099687 | 0.07935 | 0.043536 | 0.023197 | 0.020062 | 0.021983 | 0.021115 | 0.017225 | 0.016632 | 0.016269 | 0.014398
NEM | Pumped Hydro Pump | 4574.9503 | 7482.5812 | 8734.7452 | 10624.8004 | 6772.8621 | 8904.2797 | 10908.9632 | 9644.9096 | 8631.864 | 9703.5285 | 10767.7665 | 11508.4434 | 10399.1716 | 10111.2318 | 10865.9694 | 9775.9364 | 8997.492 | 8327.7194 | 9472.3613 | 8512.3936 | 7916.2798 | 7420.357 | 6158.033 | 7004.7258 | 6827.3403 | 5964.4186 | 4737.0917 | 4583.304 | 3773.1779
NEM | VPP pump | 0.44222 | 1.3947 | 3.0326 | 5.8702 | 8.4934 | 11.3734 | 14.0398 | 16.198 | 18.4296 | 20.4335 | 21.9137 | 23.6176 | 24.9432 | 26.1624 | 28.571 | 28.1485 | 26.1472 | 25.8738 | 26.1294 | 25.8354 | 25.7286 | 24.6515 | 21.7346 | 22.6914 | 21.1546 | 18.8436 | 17.5697 | 16.0592 | 14.9463
Region | Technology | 2021-22 | 2022-23 | 2023-24 | 2024-25 | 2025-26 | 2026-27 | 2027-28 | 2028-29 | 2029-30 | 2030-31 | 2031-32 | 2032-33 | 2033-34 | 2034-35 | 2035-36 | 2036-37 | 2037-38 | 2038-39 | 2039-40 | 2040-41 | 2041-42 | 2042-43 | 2043-44 | 2044-45 | 2045-46 | 2046-47 | 2047-48 | 2048-49 | 2049-50
NSW1 | Grid Battery pump | 0 | 0 | 0 | 0 | 0 | 0 | 0 | 0 | 0 | 0 | 0 | 0 | 0 | 0 | 0 | 0 | 0 | 0 | 0 | 0 | 0 | 0 | 0 | 0 | 0 | 0 | 0 | 0 | 0
NSW1 | Pumped Hydro Pump | 2457.9498 | 4622.3517 | 5359.5002 | 7360.8262 | 3490.0996 | 5095.3059 | 6854.5774 | 6005.0024 | 5392.8312 | 6182.5065 | 7631.4273 | 8487.2042 | 8247.9358 | 8132.027 | 8843.2869 | 7797.4756 | 7656.5261 | 6973.0658 | 8034.8077 | 7089.1142 | 6312.5264 | 6151.9172 | 5210.6779 | 6038.042 | 5981.6157 | 5363.2294 | 4232.5518 | 4217.7648 | 3427.3268
NSW1 | VPP pump | 0.084358 | 0.48467 | 0.92689 | 1.7039 | 2.5552 | 3.4864 | 4.2811 | 5.0368 | 5.7952 | 6.4788 | 6.9388 | 7.7979 | 8.4383 | 8.8434 | 9.5806 | 9.4951 | 9.0778 | 8.871 | 8.8565 | 8.7066 | 8.7262 | 8.7317 | 7.8867 | 8.2555 | 7.6517 | 7.226 | 6.4861 | 6.2196 | 5.6474
Region | Technology | 2021-22 | 2022-23 | 2023-24 | 2024-25 | 2025-26 | 2026-27 | 2027-28 | 2028-29 | 2029-30 | 2030-31 | 2031-32 | 2032-33 | 2033-34 | 2034-35 | 2035-36 | 2036-37 | 2037-38 | 2038-39 | 2039-40 | 2040-41 | 2041-42 | 2042-43 | 2043-44 | 2044-45 | 2045-46 | 2046-47 | 2047-48 | 2048-49 | 2049-50
QLD1 | Grid Battery pump | 0 | 0.02492 | 0.027006 | 0.029434 | 0.027833 | 0.026896 | 0.025797 | 0.023298 | 0.021619 | 0.021065 | 0.019772 | 0.018812 | 0.016819 | 0.016066 | 0.016001 | 0.015246 | 0.013347 | 0.013076 | 0.012802 | 0 | 0 | 0 | 0 | 0 | 0 | 0 | 0 | 0 | 0
QLD1 | Pumped Hydro Pump | 2117.0005 | 2860.2295 | 3375.245 | 3263.9742 | 3282.7625 | 3808.9738 | 4054.3858 | 3639.9072 | 3239.0328 | 3521.022 | 3136.3392 | 3021.2392 | 2151.2358 | 1979.2048 | 2022.6825 | 1978.4608 | 1340.9659 | 1354.6536 | 1437.5536 | 1423.2794 | 1603.7534 | 1268.4398 | 947.3551 | 966.6838 | 845.7246 | 601.1892 | 504.5399 | 365.5392 | 345.8511
QLD1 | VPP pump | 0.11538 | 0.39631 | 0.81585 | 1.5738 | 2.2734 | 2.9648 | 3.6443 | 4.1645 | 4.7711 | 5.3299 | 5.8292 | 6.0706 | 6.2889 | 6.7557 | 7.232 | 7.1134 | 6.269 | 6.5065 | 6.3698 | 6.6254 | 6.7224 | 6.1074 | 5.3565 | 5.18 | 4.5435 | 3.627 | 3.6844 | 2.5103 | 2.5321
Region | Technology | 2021-22 | 2022-23 | 2023-24 | 2024-25 | 2025-26 | 2026-27 | 2027-28 | 2028-29 | 2029-30 | 2030-31 | 2031-32 | 2032-33 | 2033-34 | 2034-35 | 2035-36 | 2036-37 | 2037-38 | 2038-39 | 2039-40 | 2040-41 | 2041-42 | 2042-43 | 2043-44 | 2044-45 | 2045-46 | 2046-47 | 2047-48 | 2048-49 | 2049-50
VIC1 | Grid Battery pump | 0.057516 | 0.12026 | 0.12713 | 0.16198 | 0.14581 | 0.14626 | 0.13994 | 0.1249 | 0.11207 | 0.11191 | 0.10144 | 0.10019 | 0.072527 | 0.064598 | 0.069479 | 0.065539 | 0.058254 | 0.05306 | 0.056887 | 0.051434 | 0.017241 | 0 | 0 | 0 | 0 | 0 | 0 | 0 | 0
VIC1 | Pumped Hydro Pump | 0 | 0 | 0 | 0 | 0 | 0 | 0 | 0 | 0 | 0 | 0 | 0 | 0 | 0 | 0 | 0 | 0 | 0 | 0 | 0 | 0 | 0 | 0 | 0 | 0 | 0 | 0 | 0 | 0
VIC1 | VPP pump | 0.085439 | 0.20936 | 0.71667 | 1.7873 | 2.6569 | 3.6784 | 4.6042 | 5.2602 | 5.9093 | 6.4475 | 6.8859 | 7.3569 | 7.7389 | 7.9714 | 9.0985 | 8.9758 | 8.2422 | 8.0532 | 8.3813 | 8.0199 | 7.8804 | 7.5167 | 6.5029 | 7.1531 | 6.9181 | 6.2862 | 5.8225 | 5.7897 | 5.3656
Region | Technology | 2021-22 | 2022-23 | 2023-24 | 2024-25 | 2025-26 | 2026-27 | 2027-28 | 2028-29 | 2029-30 | 2030-31 | 2031-32 | 2032-33 | 2033-34 | 2034-35 | 2035-36 | 2036-37 | 2037-38 | 2038-39 | 2039-40 | 2040-41 | 2041-42 | 2042-43 | 2043-44 | 2044-45 | 2045-46 | 2046-47 | 2047-48 | 2048-49 | 2049-50
SA1 | Grid Battery pump | 0.10041 | 0.095192 | 0.10576 | 0.09927 | 0.088981 | 0.086097 | 0.081844 | 0.074382 | 0.066705 | 0.064002 | 0.057021 | 0.05277 | 0.049504 | 0.035475 | 0.034705 | 0.032875 | 0.031516 | 0.02911 | 0.029998 | 0.027916 | 0.026295 | 0.023197 | 0.020062 | 0.021983 | 0.021115 | 0.017225 | 0.016632 | 0.016269 | 0.014398
SA1 | Pumped Hydro Pump | 0 | 0 | 0 | 0 | 0 | 0 | 0 | 0 | 0 | 0 | 0 | 0 | 0 | 0 | 0 | 0 | 0 | 0 | 0 | 0 | 0 | 0 | 0 | 0 | 0 | 0 | 0 | 0 | 0
SA1 | VPP pump | 0.1528 | 0.28332 | 0.53582 | 0.75884 | 0.9339 | 1.1404 | 1.3541 | 1.5396 | 1.7087 | 1.8669 | 1.9376 | 2.0315 | 2.0926 | 2.1393 | 2.1967 | 2.145 | 2.1004 | 2.0101 | 2.0572 | 1.9903 | 1.9211 | 1.8279 | 1.5703 | 1.6701 | 1.6343 | 1.3192 | 1.2268 | 1.1996 | 1.0806
Region | Technology | 2021-22 | 2022-23 | 2023-24 | 2024-25 | 2025-26 | 2026-27 | 2027-28 | 2028-29 | 2029-30 | 2030-31 | 2031-32 | 2032-33 | 2033-34 | 2034-35 | 2035-36 | 2036-37 | 2037-38 | 2038-39 | 2039-40 | 2040-41 | 2041-42 | 2042-43 | 2043-44 | 2044-45 | 2045-46 | 2046-47 | 2047-48 | 2048-49 | 2049-50
TAS1 | Grid Battery pump | 0 | 0 | 0 | 0 | 0 | 0 | 0 | 0 | 0 | 0 | 0 | 0 | 0 | 0 | 0 | 0 | 0 | 0 | 0 | 0 | 0 | 0 | 0 | 0 | 0 | 0 | 0 | 0 | 0
TAS1 | Pumped Hydro Pump | 0 | 0 | 0 | 0 | 0 | 0 | 0 | 0 | 0 | 0 | 0 | 0 | 0 | 0 | 0 | 0 | 0 | 0 | 0 | 0 | 0 | 0 | 0 | 0 | 0 | 0 | 0 | 0 | 0
TAS1 | VPP pump | 0.0042341 | 0.021002 | 0.037329 | 0.046372 | 0.073866 | 0.1034 | 0.15612 | 0.19694 | 0.24543 | 0.31036 | 0.32205 | 0.36063 | 0.38445 | 0.45257 | 0.46324 | 0.41925 | 0.45774 | 0.433 | 0.46469 | 0.49325 | 0.47836 | 0.46791 | 0.41824 | 0.43277 | 0.40708 | 0.38516 | 0.34991 | 0.33994 | 0.32059

## Marinus_FOM Cost
FOM cost by technology ($000s) - Marinus Link, Step Change Scenario
FOM | Real June 2020 dollars discounted to 1 July 2020. For new entrant capacity, the FOM is incurred annually in modelling. For existing capacity, FOM is considered to be a sunk cost, since the fixed retirement dates are assumed to be the same in the Base Case and the case with Marinus Link. As such, early retirements are presented as an annual FOM saving, or negative cost, that continues until the assumed fixed date retirement.
Explicitly modelled generation
Region | Technology | 2021-22 | 2022-23 | 2023-24 | 2024-25 | 2025-26 | 2026-27 | 2027-28 | 2028-29 | 2029-30 | 2030-31 | 2031-32 | 2032-33 | 2033-34 | 2034-35 | 2035-36 | 2036-37 | 2037-38 | 2038-39 | 2039-40 | 2040-41 | 2041-42 | 2042-43 | 2043-44 | 2044-45 | 2045-46 | 2046-47 | 2047-48 | 2048-49 | 2049-50
NEM | Black Coal | 0 | 0 | 0 | -189035.4794 | -122590.7899 | -269115.4819 | -156541.3635 | -224627.9797 | -212967.2135 | -203212.99 | 187955.9436 | 288816.5675 | -20645.7846 | -163406.8434 | -55940.6233 | -43943.8434 | -16898.7815 | -16124.7915 | -15427.4147 | -14679.6531 | 187656.9731 | -16267.6308 | -18072.9002 | -14809.7026 | -8326.1048 | -2405.3564 | -6185.5525 | -5885.7403 | -5616.1644
NEM | Brown Coal | 0 | 0 | 0 | -299632.2925 | -294601.8893 | -315156.6795 | -468378.1311 | -445675.9676 | -391742.1825 | -341813.969 | -294242.5798 | -248781.5919 | -237387.0151 | -226514.3273 | -216717.8696 | -206213.6108 | -196768.7125 | -187756.4051 | -179636.1784 | -170929.2596 | -163100.4385 | -155630.1893 | -148899.3808 | -141682.2665 | -135193.0024 | -129000.9564 | -88405.2925 | 0 | 0
NEM | CCGT | 7.1552e-05 | 6.8275e-05 | 7.0794e-05 | 8.8215e-05 | 8.4175e-05 | 8.032e-05 | 7.7794e-05 | 7.6689e-05 | 7.3177e-05 | 7.2786e-05 | 7.6593e-05 | 0.00010648 | 0.00010161 | 9.6954e-05 | 9.353e-05 | 8.8996e-05 | 0.00011989 | 0.0001144 | 0.00011719 | 0.00011151 | 0.00013367 | 0.00013051 | 0.00014486 | 0.00013784 | 0.00013152 | 0.0001261 | 0.00012064 | 0.00011849 | 0.00012018
NEM | Gas - Steam | 0 | 0 | 0 | 0 | 0 | 0 | 0 | 0 | 0 | 0 | 0 | 0 | 0 | 0 | 0 | 0 | 0 | 0 | 0 | 0 | 0 | 0 | 0 | 0 | 0 | 0 | 0 | 0 | 0
NEM | OCGT / Diesel | 0.00026648 | 0.00026032 | 0.00025371 | 0.00024141 | 0.00023035 | 0.0002198 | 0.0002103 | 0.00020263 | 0.00019665 | 0.00019879 | 0.00020937 | 0.00035744 | 0.00034107 | 0.00032545 | 0.00059634 | 0.00056744 | 6962.5326 | 6643.6379 | 10558.977 | 10047.1862 | 14969.6009 | 14562.181 | 19787.9878 | 23330.5392 | 22261.9649 | 28534.7576 | 27300.6655 | 27976.5811 | 29475.8939
NEM | Hydro | 0 | 0 | 0 | 0 | 0 | 0 | 0 | 0 | 0 | 0 | 0 | 0 | 0 | 0 | 0 | 0 | 0 | 0 | 0 | 0 | 0 | 0 | 0 | 0 | 0 | 0 | 0 | 0 | 0
NEM | Wind | 140767.2711 | 139727.167 | 176716.6794 | 276768.1606 | 265105.5234 | 266867.7966 | 311625.7969 | 337743.349 | 354550.932 | 339068.6139 | 337203.2386 | 388695.0087 | 400336.3332 | 387249.7886 | 377158.5701 | 362790.4995 | 389802.8359 | 390442.697 | 376304.8695 | 362526.1666 | 374773.7815 | 378209.0584 | 368267.5755 | 355086.631 | 358292.9785 | 374446.2183 | 366539.4058 | 354103.6055 | 354920.4875
NEM | Solar PV | 0.00041949 | 0.00070253 | 0.00076514 | 0.0020179 | 7312.1907 | 6977.2817 | 9353.7491 | 12327.1813 | 51118.2132 | 52462.0635 | 53907.3319 | 80513.7797 | 81315.2279 | 77590.8663 | 74235.1596 | 70637.0009 | 108451.0089 | 107922.5316 | 112907.8606 | 127420.0315 | 139445.0966 | 173014.3686 | 178300.3151 | 169658.1452 | 163054.9745 | 186879.6113 | 178797.3049 | 170131.046 | 170087.9201
NEM | Grid Battery | 0.00032708 | 0.00047433 | 0.00045382 | 0.00061237 | 0.00083284 | 0.00084417 | 0.0011391 | 0.0019301 | 0.0040648 | 0.0040336 | 0.0039475 | 3514.8341 | 6608.2302 | 6305.5632 | 8379.1706 | 7973.0344 | 11873.2337 | 11329.4215 | 16624.7938 | 15818.9944 | 21710.9464 | 22106.0465 | 21149.988 | 28888.3972 | 27565.2645 | 34195.2393 | 32716.3385 | 35929.4694 | 34283.8453
NEM | Pumped Hydro | 0 | 0 | 0.00067272 | 0.00082274 | 0.00079862 | 0.00088372 | 0.00096503 | 0.0011797 | 22893.993 | 21845.4132 | 20900.6269 | 31187.0408 | 32140.1957 | 30668.1256 | 31717.8329 | 30180.4778 | 36235.6235 | 34575.9766 | 33080.6097 | 31477.2012 | 37641.6792 | 44513.9724 | 42588.7995 | 41598.3109 | 39693.0448 | 37875.0427 | 36236.9951 | 35622.6304 | 33991.0595
NEM | VPP | 0 | 0 | 0 | 0 | 0 | 0 | 0 | 0 | 0 | 0 | 0 | 0 | 0 | 0 | 0 | 0 | 0 | 0 | 0 | 0 | 0 | 0 | 0 | 0 | 0 | 0 | 0 | 0 | 0
Total excluding storage |  | 140767.2719 | 139727.1681 | 176716.6805 | -211899.609 | -144774.9649 | -310427.0828 | -303939.9484 | -320233.4167 | -199040.2506 | -153496.2813 | 284823.9347 | 509243.7646 | 223618.7618 | 74919.4847 | 178735.2375 | 183270.047 | 291548.8835 | 301127.6701 | 304708.1143 | 314384.4717 | 553745.0138 | 393887.788 | 399383.5976 | 391583.3464 | 400090.8109 | 458454.2745 | 478046.5314 | 546325.4924 | 548868.1371
Region | Technology | 2021-22 | 2022-23 | 2023-24 | 2024-25 | 2025-26 | 2026-27 | 2027-28 | 2028-29 | 2029-30 | 2030-31 | 2031-32 | 2032-33 | 2033-34 | 2034-35 | 2035-36 | 2036-37 | 2037-38 | 2038-39 | 2039-40 | 2040-41 | 2041-42 | 2042-43 | 2043-44 | 2044-45 | 2045-46 | 2046-47 | 2047-48 | 2048-49 | 2049-50
NSW1 | Black Coal | 0 | 0 | 0 | -39643.1784 | 19959.1158 | -124794.7103 | -119397.4972 | -113610.3315 | -100331.2418 | -95735.9177 | -92651.812 | 225800.94 | -63056.0962 | -60168.0307 | -0.00057618 | -0.00054826 | -0.00052315 | -0.00049918 | -0.0004776 | -0.00045445 | -12664.1492 | 0 | 0 | 0 | 0 | 0 | 0 | 0 | 0
NSW1 | Brown Coal | 0 | 0 | 0 | 0 | 0 | 0 | 0 | 0 | 0 | 0 | 0 | 0 | 0 | 0 | 0 | 0 | 0 | 0 | 0 | 0 | 0 | 0 | 0 | 0 | 0 | 0 | 0 | 0 | 0
NSW1 | CCGT | 1.5587e-05 | 1.4873e-05 | 1.5473e-05 | 1.8957e-05 | 1.8089e-05 | 1.726e-05 | 1.6514e-05 | 1.5713e-05 | 1.4994e-05 | 1.4307e-05 | 1.4682e-05 | 2.7014e-05 | 2.5776e-05 | 2.4596e-05 | 2.3532e-05 | 2.2391e-05 | 3.6158e-05 | 3.4502e-05 | 3.301e-05 | 3.141e-05 | 3.6525e-05 | 3.4852e-05 | 3.8467e-05 | 3.6603e-05 | 3.4926e-05 | 3.3327e-05 | 3.1885e-05 | 3.034e-05 | 2.895e-05
NSW1 | Gas - Steam | 0 | 0 | 0 | 0 | 0 | 0 | 0 | 0 | 0 | 0 | 0 | 0 | 0 | 0 | 0 | 0 | 0 | 0 | 0 | 0 | 0 | 0 | 0 | 0 | 0 | 0 | 0 | 0 | 0
NSW1 | OCGT / Diesel | 5.5081e-05 | 5.402e-05 | 5.4767e-05 | 5.2112e-05 | 4.9725e-05 | 4.7448e-05 | 4.5396e-05 | 4.3195e-05 | 4.1217e-05 | 4.032e-05 | 4.1027e-05 | 8.4955e-05 | 8.1064e-05 | 7.7351e-05 | 0.00013699 | 0.00013035 | 5214.7918 | 4975.9464 | 4760.743 | 4529.991 | 4322.5105 | 4124.5329 | 7108.1802 | 9138.8964 | 8720.321 | 8320.9169 | 7961.0478 | 7575.1779 | 7228.2232
NSW1 | Hydro | 0 | 0 | 0 | 0 | 0 | 0 | 0 | 0 | 0 | 0 | 0 | 0 | 0 | 0 | 0 | 0 | 0 | 0 | 0 | 0 | 0 | 0 | 0 | 0 | 0 | 0 | 0 | 0 | 0
NSW1 | Wind | 35486.5329 | 39268.4474 | 72125.3669 | 111556.4029 | 106446.9494 | 109292.7574 | 120686.1927 | 120024.9033 | 146804.3236 | 140080.4614 | 134022.159 | 168297.3648 | 160589.0885 | 153233.863 | 146606.6925 | 139744.0141 | 133343.525 | 142123.5999 | 135976.9342 | 129386.1677 | 138551.3822 | 137814.6274 | 131854.3193 | 125463.3748 | 130944.6995 | 139744.3224 | 141988.0696 | 135105.9448 | 131927.1637
NSW1 | Solar PV | 9.987e-05 | 0.00016629 | 0.00017817 | 0.00050353 | 7312.1884 | 6977.2794 | 6675.521 | 9778.7661 | 48686.5193 | 46456.6023 | 44447.4131 | 51897.912 | 49764.2016 | 47484.9252 | 45431.2624 | 43229.2209 | 64851.0475 | 66319.515 | 68601.3881 | 79028.0091 | 85383.6952 | 101720.526 | 104608.9853 | 99538.615 | 94979.5944 | 101357.0832 | 96973.5178 | 92273.2366 | 88046.9814
NSW1 | Grid Battery | 0.0001133 | 0.00016248 | 0.00015545 | 0.00022487 | 0.00025274 | 0.00025957 | 0.0003566 | 0.00038661 | 0.0024505 | 0.0023682 | 0.0022914 | 0.0035235 | 0.0033621 | 0.0032081 | 0.0035279 | 0.0033569 | 0.003208 | 0.0030611 | 5785.3583 | 5504.9435 | 10037.0337 | 9577.3222 | 9163.1152 | 17482.5249 | 16681.7986 | 15917.7467 | 15229.3243 | 14491.163 | 13827.4456
NSW1 | Pumped Hydro | 0 | 0 | 0.00018763 | 0.00022718 | 0.00021677 | 0.00020684 | 0.00024452 | 0.00023544 | 22893.992 | 21845.4122 | 20900.6258 | 19887.5782 | 18976.6967 | 18107.535 | 17324.4072 | 16484.6977 | 15729.6733 | 15009.2303 | 14360.1004 | 13664.0701 | 16949.7056 | 16173.3832 | 15473.9049 | 14723.8887 | 14049.5121 | 13406.023 | 12826.2295 | 12204.5455 | 11645.5587
NSW1 | VPP | 0 | 0 | 0 | 0 | 0 | 0 | 0 | 0 | 0 | 0 | 0 | 0 | 0 | 0 | 0 | 0 | 0 | 0 | 0 | 0 | 0 | 0 | 0 | 0 | 0 | 0 | 0 | 0 | 0
Total excluding storage |  | 35486.5331 | 39268.4476 | 72125.3671 | 71913.225 | 133718.2537 | -8524.6734 | 7964.2166 | 16193.3379 | 95159.6011 | 90801.1461 | 85817.7602 | 445996.2169 | 147297.194 | 140550.7576 | 192037.9545 | 182973.2346 | 203409.3637 | 213419.0608 | 209339.0649 | 212944.1674 | 215593.4387 | 243659.6863 | 243571.4849 | 234140.8862 | 234644.6149 | 249422.3226 | 246922.6352 | 234954.3593 | 227202.3684
Region | Technology | 2021-22 | 2022-23 | 2023-24 | 2024-25 | 2025-26 | 2026-27 | 2027-28 | 2028-29 | 2029-30 | 2030-31 | 2031-32 | 2032-33 | 2033-34 | 2034-35 | 2035-36 | 2036-37 | 2037-38 | 2038-39 | 2039-40 | 2040-41 | 2041-42 | 2042-43 | 2043-44 | 2044-45 | 2045-46 | 2046-47 | 2047-48 | 2048-49 | 2049-50
QLD1 | Black Coal | 0 | 0 | 0 | -149392.301 | -142549.9057 | -144320.7716 | -37143.8664 | -111017.6481 | -112635.9717 | -107477.0723 | 280607.7557 | 63015.6275 | 42410.3116 | -103238.8127 | -55940.6228 | -43943.8428 | -16898.7809 | -16124.791 | -15427.4142 | -14679.6527 | 200321.1223 | -16267.6308 | -18072.9002 | -14809.7026 | -8326.1048 | -2405.3564 | -6185.5525 | -5885.7403 | -5616.1644
QLD1 | Brown Coal | 0 | 0 | 0 | 0 | 0 | 0 | 0 | 0 | 0 | 0 | 0 | 0 | 0 | 0 | 0 | 0 | 0 | 0 | 0 | 0 | 0 | 0 | 0 | 0 | 0 | 0 | 0 | 0 | 0
QLD1 | CCGT | 1.6235e-05 | 1.5491e-05 | 1.5835e-05 | 2.0921e-05 | 1.9962e-05 | 1.9048e-05 | 1.8224e-05 | 1.8709e-05 | 1.7852e-05 | 1.8455e-05 | 2.1372e-05 | 2.7553e-05 | 2.6291e-05 | 2.5087e-05 | 2.4002e-05 | 2.2839e-05 | 2.4959e-05 | 2.3816e-05 | 2.8952e-05 | 2.7549e-05 | 2.6287e-05 | 2.8051e-05 | 2.6838e-05 | 2.5537e-05 | 2.4367e-05 | 2.3251e-05 | 2.2246e-05 | 2.1168e-05 | 2.0198e-05
QLD1 | Gas - Steam | 0 | 0 | 0 | 0 | 0 | 0 | 0 | 0 | 0 | 0 | 0 | 0 | 0 | 0 | 0 | 0 | 0 | 0 | 0 | 0 | 0 | 0 | 0 | 0 | 0 | 0 | 0 | 0 | 0
QLD1 | OCGT / Diesel | 5.4239e-05 | 5.4358e-05 | 5.3573e-05 | 5.0976e-05 | 4.8641e-05 | 4.6414e-05 | 4.4406e-05 | 4.4781e-05 | 4.273e-05 | 4.4073e-05 | 5.218e-05 | 7.4151e-05 | 7.0754e-05 | 6.7514e-05 | 6.4594e-05 | 6.1463e-05 | 7.3621e-05 | 7.0249e-05 | 4202.668 | 3998.9658 | 3815.8071 | 3919.2479 | 3749.7454 | 3567.9962 | 3404.5765 | 10541.0664 | 10085.1786 | 11595.5244 | 11064.4317
QLD1 | Hydro | 0 | 0 | 0 | 0 | 0 | 0 | 0 | 0 | 0 | 0 | 0 | 0 | 0 | 0 | 0 | 0 | 0 | 0 | 0 | 0 | 0 | 0 | 0 | 0 | 0 | 0 | 0 | 0 | 0
QLD1 | Wind | 90116.2175 | 85988.7571 | 82269.8524 | 107094.4782 | 103203.1546 | 98476.2925 | 94217.3178 | 104553.4864 | 99764.7771 | 95195.3979 | 95661.4083 | 99926.5106 | 111648.572 | 106534.8969 | 105221.969 | 102105.5611 | 107204.1914 | 102294.0757 | 97869.9865 | 93126.2537 | 96797.8198 | 105364.9606 | 100808.0596 | 100590.8062 | 99300.6391 | 101717.0481 | 97317.9146 | 97931.2099 | 106693.4904
QLD1 | Solar PV | 0.00012866 | 0.00022085 | 0.00023363 | 0.00050994 | 0.00049291 | 0.00048441 | 0.00047568 | 0.00058396 | 0.00056645 | 0.00062193 | 1056.6927 | 4939.5021 | 8959.0742 | 8548.7349 | 8179.013 | 7782.5783 | 20596.8251 | 19653.459 | 21158.7145 | 25717.8933 | 29931.9695 | 48269.5754 | 46181.9774 | 43943.549 | 41930.8674 | 49223.1116 | 47094.2744 | 44811.6272 | 45422.2558
QLD1 | Grid Battery | 5.5824e-05 | 7.7036e-05 | 7.3705e-05 | 0.00010205 | 0.00015958 | 0.00015227 | 0.00025418 | 0.00092376 | 0.00088145 | 0.00084108 | 0.0008047 | 2690.9756 | 5822.1058 | 5555.4444 | 5315.1785 | 5057.5532 | 8829.3784 | 8424.9794 | 8060.6097 | 7669.914 | 7318.6203 | 8372.9109 | 8010.7931 | 7622.512 | 7273.3893 | 14832.7626 | 14191.2644 | 18302.3007 | 17464.0275
QLD1 | Pumped Hydro | 0 | 0 | 9.0172e-05 | 0.00011605 | 0.0001144 | 0.00013333 | 0.00014578 | 0.00036834 | 0.00035147 | 0.00033537 | 0.00032086 | 3389.7819 | 5616.0937 | 5358.868 | 5127.1038 | 4878.5944 | 10304.3109 | 9832.3577 | 9407.1207 | 8951.16 | 8541.1832 | 16746.3235 | 16022.0663 | 15245.4809 | 14547.2146 | 13880.9299 | 13280.5973 | 13778.9231 | 13147.8274
QLD1 | VPP | 0 | 0 | 0 | 0 | 0 | 0 | 0 | 0 | 0 | 0 | 0 | 0 | 0 | 0 | 0 | 0 | 0 | 0 | 0 | 0 | 0 | 0 | 0 | 0 | 0 | 0 | 0 | 0 | 0
Total excluding storage |  | 90116.2177 | 85988.7574 | 82269.8527 | -42297.8222 | -39346.7506 | -45844.4785 | 57073.452 | -6464.1611 | -12871.1941 | -12281.6737 | 377325.8567 | 167881.6403 | 163017.9579 | 11844.8193 | 57460.3593 | 65944.2967 | 110902.2356 | 105822.7439 | 107803.955 | 108163.4602 | 330866.7188 | 141286.1531 | 132666.8822 | 133292.6488 | 136309.9782 | 159075.8697 | 148311.8152 | 148452.6212 | 157564.0134
Region | Technology | 2021-22 | 2022-23 | 2023-24 | 2024-25 | 2025-26 | 2026-27 | 2027-28 | 2028-29 | 2029-30 | 2030-31 | 2031-32 | 2032-33 | 2033-34 | 2034-35 | 2035-36 | 2036-37 | 2037-38 | 2038-39 | 2039-40 | 2040-41 | 2041-42 | 2042-43 | 2043-44 | 2044-45 | 2045-46 | 2046-47 | 2047-48 | 2048-49 | 2049-50
VIC1 | Black Coal | 0 | 0 | 0 | 0 | 0 | 0 | 0 | 0 | 0 | 0 | 0 | 0 | 0 | 0 | 0 | 0 | 0 | 0 | 0 | 0 | 0 | 0 | 0 | 0 | 0 | 0 | 0 | 0 | 0
VIC1 | Brown Coal | 0 | 0 | 0 | -299632.2925 | -294601.8893 | -315156.6795 | -468378.1311 | -445675.9676 | -391742.1825 | -341813.969 | -294242.5798 | -248781.5919 | -237387.0151 | -226514.3273 | -216717.8696 | -206213.6108 | -196768.7125 | -187756.4051 | -179636.1784 | -170929.2596 | -163100.4385 | -155630.1893 | -148899.3808 | -141682.2665 | -135193.0024 | -129000.9564 | -88405.2925 | 0 | 0
VIC1 | CCGT | 1.3995e-05 | 1.3354e-05 | 1.2776e-05 | 2.0476e-05 | 1.9538e-05 | 1.8643e-05 | 1.7837e-05 | 1.827e-05 | 1.7433e-05 | 1.7398e-05 | 1.8892e-05 | 2.4409e-05 | 2.3291e-05 | 2.2225e-05 | 2.1263e-05 | 2.0233e-05 | 2.6571e-05 | 2.5354e-05 | 2.5823e-05 | 2.4571e-05 | 3.8118e-05 | 3.6372e-05 | 4.8855e-05 | 4.6487e-05 | 4.4358e-05 | 4.2326e-05 | 4.0496e-05 | 4.1578e-05 | 4.6793e-05
VIC1 | Gas - Steam | 0 | 0 | 0 | 0 | 0 | 0 | 0 | 0 | 0 | 0 | 0 | 0 | 0 | 0 | 0 | 0 | 0 | 0 | 0 | 0 | 0 | 0 | 0 | 0 | 0 | 0 | 0 | 0 | 0
VIC1 | OCGT / Diesel | 5.2275e-05 | 5.0878e-05 | 4.8678e-05 | 4.6319e-05 | 4.4197e-05 | 4.2173e-05 | 4.0349e-05 | 3.8393e-05 | 3.7356e-05 | 3.8195e-05 | 3.9253e-05 | 8.0031e-05 | 7.6366e-05 | 7.2868e-05 | 0.00015938 | 0.00015166 | 0.0009798 | 0.00093493 | 0.00090601 | 0.0008621 | 5289.1234 | 5046.8735 | 6692.8886 | 8494.9083 | 8105.8285 | 7734.5692 | 7400.0589 | 7041.38 | 9499.5569
VIC1 | Hydro | 0 | 0 | 0 | 0 | 0 | 0 | 0 | 0 | 0 | 0 | 0 | 0 | 0 | 0 | 0 | 0 | 0 | 0 | 0 | 0 | 0 | 0 | 0 | 0 | 0 | 0 | 0 | 0 | 0
VIC1 | Wind | 0.0014927 | 0.0014244 | 0.0014566 | 22047.45 | 21037.6431 | 26257.3568 | 58216.0817 | 62870.1946 | 59990.6437 | 57242.9807 | 61906.0648 | 61357.4812 | 71692.5161 | 71806.6886 | 68701.1402 | 65371.2142 | 94622.0745 | 90288.239 | 86383.3871 | 85136.6579 | 82166.1673 | 80393.5807 | 76916.6602 | 73188.5297 | 74313.6986 | 70910.0178 | 67843.2494 | 64554.9047 | 61598.1916
VIC1 | Solar PV | 4.1497e-05 | 5.9483e-05 | 6.202e-05 | 0.00031852 | 0.00068559 | 0.00069663 | 2678.2258 | 2548.4129 | 2431.6917 | 6005.4575 | 7306.7906 | 22633.0739 | 21596.4445 | 20607.2944 | 19716.055 | 18760.423 | 17901.1672 | 17081.2664 | 16342.5237 | 15550.4059 | 17331.986 | 16538.1546 | 18318.0042 | 17430.1353 | 17799.2399 | 28336.3699 | 27110.8578 | 25796.8015 | 29269.3901
VIC1 | Grid Battery | 5.1815e-05 | 7.6909e-05 | 7.3583e-05 | 0.00010194 | 0.00015461 | 0.00016011 | 0.00018455 | 0.00021493 | 0.00024015 | 0.00029843 | 0.00032207 | 0.0049061 | 0.0046814 | 0.004467 | 0.004275 | 0.0040678 | 0.003885 | 0.003707 | 0.0035477 | 0.0033757 | 0.0032211 | 0.0030743 | 0.0029413 | 0.0028038 | 0.0026772 | 0.0029533 | 0.0028268 | 0.0026914 | 0.0029416
VIC1 | Pumped Hydro | 0 | 0 | 9.9681e-05 | 0.0001908 | 0.00018206 | 0.0002315 | 0.00022149 | 0.00021075 | 0.00022326 | 0.00027194 | 0.00032826 | 7909.6802 | 7547.4048 | 7201.7221 | 9266.3215 | 8817.1853 | 10201.6388 | 9734.3882 | 9313.3882 | 8861.9707 | 12150.7898 | 11594.2651 | 11092.8278 | 11628.9408 | 11096.3175 | 10588.0892 | 10130.1678 | 9639.1612 | 9197.6729
VIC1 | VPP | 0 | 0 | 0 | 0 | 0 | 0 | 0 | 0 | 0 | 0 | 0 | 0 | 0 | 0 | 0 | 0 | 0 | 0 | 0 | 0 | 0 | 0 | 0 | 0 | 0 | 0 | 0 | 0 | 0
Total excluding storage |  | 0.0016005 | 0.0015481 | 0.0015801 | -277584.8421 | -273564.2454 | -288899.322 | -407483.8235 | -380257.36 | -329319.847 | -278565.5308 | -225029.7244 | -164791.0367 | -144098.0544 | -134100.3442 | -128300.6741 | -122081.9735 | -84245.4698 | -80386.8987 | -76910.2667 | -70242.195 | -58313.1618 | -53651.5805 | -46971.8278 | -42568.6932 | -34974.2353 | -22019.9995 | 13948.8736 | 97393.0863 | 100367.1386
Region | Technology | 2021-22 | 2022-23 | 2023-24 | 2024-25 | 2025-26 | 2026-27 | 2027-28 | 2028-29 | 2029-30 | 2030-31 | 2031-32 | 2032-33 | 2033-34 | 2034-35 | 2035-36 | 2036-37 | 2037-38 | 2038-39 | 2039-40 | 2040-41 | 2041-42 | 2042-43 | 2043-44 | 2044-45 | 2045-46 | 2046-47 | 2047-48 | 2048-49 | 2049-50
SA1 | Black Coal | 0 | 0 | 0 | 0 | 0 | 0 | 0 | 0 | 0 | 0 | 0 | 0 | 0 | 0 | 0 | 0 | 0 | 0 | 0 | 0 | 0 | 0 | 0 | 0 | 0 | 0 | 0 | 0 | 0
SA1 | Brown Coal | 0 | 0 | 0 | 0 | 0 | 0 | 0 | 0 | 0 | 0 | 0 | 0 | 0 | 0 | 0 | 0 | 0 | 0 | 0 | 0 | 0 | 0 | 0 | 0 | 0 | 0 | 0 | 0 | 0
SA1 | CCGT | 1.3897e-05 | 1.3261e-05 | 1.5901e-05 | 1.7578e-05 | 1.6773e-05 | 1.6004e-05 | 1.5312e-05 | 1.457e-05 | 1.3903e-05 | 1.4042e-05 | 1.3435e-05 | 1.9695e-05 | 1.8793e-05 | 1.7932e-05 | 1.7926e-05 | 1.7057e-05 | 2.6026e-05 | 2.4834e-05 | 2.376e-05 | 2.2608e-05 | 2.6876e-05 | 2.5645e-05 | 2.4957e-05 | 2.3747e-05 | 2.2659e-05 | 2.1622e-05 | 2.0686e-05 | 1.9684e-05 | 1.8782e-05
SA1 | Gas - Steam | 0 | 0 | 0 | 0 | 0 | 0 | 0 | 0 | 0 | 0 | 0 | 0 | 0 | 0 | 0 | 0 | 0 | 0 | 0 | 0 | 0 | 0 | 0 | 0 | 0 | 0 | 0 | 0 | 0
SA1 | OCGT / Diesel | 5.223e-05 | 5.0815e-05 | 4.8617e-05 | 4.6261e-05 | 4.4142e-05 | 4.212e-05 | 4.0299e-05 | 3.8345e-05 | 3.732e-05 | 3.7927e-05 | 3.85e-05 | 7.1964e-05 | 6.8668e-05 | 6.5523e-05 | 0.00019501 | 0.00018556 | 1747.7397 | 1667.6905 | 1595.565 | 1518.2284 | 1542.1599 | 1471.5266 | 2237.1735 | 2128.7383 | 2031.2388 | 1938.205 | 1854.3801 | 1764.4988 | 1683.682
SA1 | Hydro | 0 | 0 | 0 | 0 | 0 | 0 | 0 | 0 | 0 | 0 | 0 | 0 | 0 | 0 | 0 | 0 | 0 | 0 | 0 | 0 | 0 | 0 | 0 | 0 | 0 | 0 | 0 | 0 | 0
SA1 | Wind | 4853.9049 | 4631.5887 | 6556.9025 | 21069.3772 | 20104.3676 | 19183.5571 | 18955.5788 | 29727.0567 | 28365.5121 | 27501.9788 | 26312.5531 | 36688.904 | 35008.4962 | 33405.0536 | 33551.011 | 31924.8023 | 30462.598 | 31138.4815 | 31018.4169 | 29587.4766 | 33127.1042 | 31609.8325 | 36658.327 | 34881.5095 | 33731.6408 | 42988.6655 | 41129.4602 | 39135.9259 | 38121.8516
SA1 | Solar PV | 0.00013305 | 0.00022858 | 0.00026041 | 0.00063499 | 0.0010718 | 0.0010227 | 0.0017343 | 0.0016518 | 0.0015774 | 0.0029739 | 1096.4355 | 1043.2916 | 995.5075 | 949.9117 | 908.8292 | 864.7787 | 5101.969 | 4868.2911 | 6805.2341 | 7123.723 | 6797.4457 | 6486.1123 | 9191.348 | 8745.8457 | 8345.2727 | 7963.0464 | 7618.6548 | 7249.3805 | 7349.2926
SA1 | Grid Battery | 5.38e-05 | 8.3416e-05 | 7.9808e-05 | 0.00010048 | 0.00015288 | 0.00016122 | 0.00020231 | 0.00024197 | 0.00029581 | 0.00031891 | 0.00032507 | 823.8497 | 786.1162 | 750.1108 | 3063.9841 | 2915.4736 | 3043.848 | 2904.4351 | 2778.822 | 2644.1332 | 4355.2889 | 4155.81 | 3976.0765 | 3783.3571 | 3610.0736 | 3444.7267 | 3295.7466 | 3136.0027 | 2992.369
SA1 | Pumped Hydro | 0 | 0 | 7.4437e-05 | 7.466e-05 | 7.124e-05 | 7.9216e-05 | 7.579e-05 | 7.3236e-05 | 7.2373e-05 | 7.7105e-05 | 7.6795e-05 | 0.00014381 | 0.00013722 | 0.00013094 | 0.000149 | 0.00014177 | 0.00017712 | 0.00016901 | 0.0001617 | 0.00015386 | 0.00019092 | 0.00018218 | 0.0001743 | 0.00023433 | 0.00022359 | 0.00021335 | 0.00020412 | 0.00019423 | 0.00018533
SA1 | VPP | 0 | 0 | 0 | 0 | 0 | 0 | 0 | 0 | 0 | 0 | 0 | 0 | 0 | 0 | 0 | 0 | 0 | 0 | 0 | 0 | 0 | 0 | 0 | 0 | 0 | 0 | 0 | 0 | 0
Total excluding storage |  | 4853.9051 | 4631.589 | 6556.9028 | 21069.3779 | 20104.3687 | 19183.5582 | 18955.5806 | 29727.0584 | 28365.5137 | 27501.9818 | 27408.9887 | 37732.1957 | 36004.0037 | 34354.9654 | 34459.8405 | 32789.5811 | 37312.3067 | 37674.4631 | 39419.2161 | 38229.428 | 41466.7098 | 39567.4716 | 48086.8486 | 45756.0935 | 44108.1523 | 52889.9169 | 50602.495 | 48149.8052 | 47154.8263
Region | Technology | 2021-22 | 2022-23 | 2023-24 | 2024-25 | 2025-26 | 2026-27 | 2027-28 | 2028-29 | 2029-30 | 2030-31 | 2031-32 | 2032-33 | 2033-34 | 2034-35 | 2035-36 | 2036-37 | 2037-38 | 2038-39 | 2039-40 | 2040-41 | 2041-42 | 2042-43 | 2043-44 | 2044-45 | 2045-46 | 2046-47 | 2047-48 | 2048-49 | 2049-50
TAS1 | Black Coal | 0 | 0 | 0 | 0 | 0 | 0 | 0 | 0 | 0 | 0 | 0 | 0 | 0 | 0 | 0 | 0 | 0 | 0 | 0 | 0 | 0 | 0 | 0 | 0 | 0 | 0 | 0 | 0 | 0
TAS1 | Brown Coal | 0 | 0 | 0 | 0 | 0 | 0 | 0 | 0 | 0 | 0 | 0 | 0 | 0 | 0 | 0 | 0 | 0 | 0 | 0 | 0 | 0 | 0 | 0 | 0 | 0 | 0 | 0 | 0 | 0
TAS1 | CCGT | 1.1839e-05 | 1.1297e-05 | 1.0808e-05 | 1.0284e-05 | 9.8134e-06 | 9.364e-06 | 9.9073e-06 | 9.4271e-06 | 8.9954e-06 | 8.5834e-06 | 8.2121e-06 | 7.8141e-06 | 7.4562e-06 | 7.1147e-06 | 6.807e-06 | 6.4771e-06 | 6.1804e-06 | 5.8973e-06 | 5.6423e-06 | 5.3688e-06 | 5.8622e-06 | 5.5937e-06 | 5.7395e-06 | 5.4613e-06 | 5.2112e-06 | 5.5703e-06 | 5.3294e-06 | 5.7194e-06 | 5.4575e-06
TAS1 | Gas - Steam | 0 | 0 | 0 | 0 | 0 | 0 | 0 | 0 | 0 | 0 | 0 | 0 | 0 | 0 | 0 | 0 | 0 | 0 | 0 | 0 | 0 | 0 | 0 | 0 | 0 | 0 | 0 | 0 | 0
TAS1 | OCGT / Diesel | 5.2656e-05 | 5.0244e-05 | 4.8071e-05 | 4.5741e-05 | 4.3646e-05 | 4.1647e-05 | 3.9846e-05 | 3.7914e-05 | 3.8028e-05 | 3.8277e-05 | 3.8407e-05 | 4.6338e-05 | 4.4216e-05 | 4.2191e-05 | 4.0366e-05 | 3.841e-05 | 4.0234e-05 | 3.8391e-05 | 4.9225e-05 | 4.6839e-05 | 5.2334e-05 | 4.9937e-05 | 4.7778e-05 | 4.5462e-05 | 4.338e-05 | 4.1393e-05 | 4.0236e-05 | 4.2555e-05 | 4.0606e-05
TAS1 | Hydro | 0 | 0 | 0 | 0 | 0 | 0 | 0 | 0 | 0 | 0 | 0 | 0 | 0 | 0 | 0 | 0 | 0 | 0 | 0 | 0 | 0 | 0 | 0 | 0 | 0 | 0 | 0 | 0 | 0
TAS1 | Wind | 10310.6143 | 9838.3724 | 15764.5562 | 15000.4523 | 14313.4087 | 13657.8327 | 19550.6259 | 20567.708 | 19625.6756 | 19047.7951 | 19301.0534 | 22424.7482 | 21397.6605 | 22269.2865 | 23077.7572 | 23644.9079 | 24170.4471 | 24598.3009 | 25056.1448 | 25289.6108 | 24131.308 | 23026.0572 | 22030.2094 | 20962.4109 | 20002.3005 | 19086.1646 | 18260.7121 | 17375.6202 | 16579.7902
TAS1 | Solar PV | 1.6413e-05 | 2.7329e-05 | 3.0915e-05 | 5.0893e-05 | 4.8562e-05 | 5.2018e-05 | 4.9768e-05 | 4.7356e-05 | 4.7125e-05 | 5.0908e-05 | 4.9927e-05 | 5.0159e-05 | 5.9598e-05 | 6.2467e-05 | 7.0054e-05 | 6.6658e-05 | 8.0857e-05 | 8.8138e-05 | 0.00014256 | 0.00026508 | 0.00025294 | 0.00024136 | 0.00023092 | 0.00021973 | 0.00020966 | 0.00020006 | 0.00019141 | 0.00018213 | 0.00017379
TAS1 | Grid Battery | 5.2335e-05 | 7.4486e-05 | 7.1264e-05 | 8.3027e-05 | 0.00011303 | 0.000111 | 0.00014143 | 0.00016286 | 0.0001969 | 0.0002069 | 0.00020425 | 0.00026374 | 0.00025166 | 0.00024013 | 0.00022974 | 0.00021861 | 0.00022394 | 0.00021368 | 0.00026386 | 0.00025107 | 0.00030743 | 0.00029529 | 0.0002874 | 0.00028182 | 0.00027776 | 0.00030652 | 0.00030192 | 0.00033421 | 0.00034985
TAS1 | Pumped Hydro | 0 | 0 | 0.0002208 | 0.00021406 | 0.00021415 | 0.00023282 | 0.00027746 | 0.00029198 | 0.000326 | 0.00034652 | 0.00033153 | 0.00039393 | 0.00037588 | 0.00035867 | 0.00034316 | 0.00032652 | 0.00031157 | 0.0002973 | 0.00033167 | 0.0003156 | 0.00037498 | 0.0003578 | 0.00034233 | 0.00032574 | 0.00031082 | 0.00033689 | 0.00032232 | 0.00036869 | 0.0003518
TAS1 | VPP | 0 | 0 | 0 | 0 | 0 | 0 | 0 | 0 | 0 | 0 | 0 | 0 | 0 | 0 | 0 | 0 | 0 | 0 | 0 | 0 | 0 | 0 | 0 | 0 | 0 | 0 | 0 | 0 | 0
Total excluding storage |  | 10310.6144 | 9838.3725 | 15764.5563 | 15000.4524 | 14313.4088 | 13657.8328 | 19550.626 | 20567.7081 | 19625.6757 | 19047.7952 | 19301.0535 | 22424.7483 | 21397.6606 | 22269.2867 | 23077.7573 | 23644.908 | 24170.4472 | 24598.301 | 25056.1449 | 25289.6111 | 24131.3083 | 23026.0575 | 22030.2097 | 20962.4112 | 20002.3007 | 19086.1648 | 18260.7124 | 17375.6204 | 16579.7904

## Marinus_Fuel Cost
Fuel cost by technology ($000s) - Marinus Link, Step Change Scenario
Fuel | Real June 2020 dollars discounted to 1 July 2020
Explicitly modelled generation
Region | Technology | 2021-22 | 2022-23 | 2023-24 | 2024-25 | 2025-26 | 2026-27 | 2027-28 | 2028-29 | 2029-30 | 2030-31 | 2031-32 | 2032-33 | 2033-34 | 2034-35 | 2035-36 | 2036-37 | 2037-38 | 2038-39 | 2039-40 | 2040-41 | 2041-42 | 2042-43 | 2043-44 | 2044-45 | 2045-46 | 2046-47 | 2047-48 | 2048-49 | 2049-50
NEM | Black Coal | 1487874.8949 | 1303568.0685 | 1221047.7902 | 1007966.4438 | 867173.8522 | 760603.0439 | 677671.8297 | 695316.6533 | 549416.544 | 515630.1897 | 456676.6753 | 302918.1997 | 301557.2941 | 248104.3026 | 193076.1572 | 183483.2551 | 179585.5461 | 167829.7218 | 150018.6622 | 140856.9094 | 106163.5336 | 65470.438 | 44242.3735 | 34605.1481 | 31246.8681 | 30403.5471 | 25436.7861 | 22262.0462 | 21751.3104
NEM | Brown Coal | 209251.6399 | 172808.2171 | 174786.156 | 86107.5298 | 82627.2265 | 65638.0704 | 0.0043344 | 0.0033702 | 0.0029239 | 0.0026856 | 0.0022681 | 0.0020801 | 0.0020481 | 0.0017796 | 0.0016881 | 0.0015592 | 0.0013183 | 0.0013498 | 0.0011148 | 0.0010185 | 0.0011335 | 0.0011676 | 0.0011449 | 0.0010247 | 0.00093981 | 0.001002 | 0.00031008 | 0 | 0
NEM | CCGT | 173894.0692 | 162739.3176 | 120292.3804 | 187802.0309 | 222896.7173 | 183164.2785 | 164806.733 | 163018.2726 | 147145.7215 | 163073.6752 | 193405.3637 | 236245.0902 | 254424.3976 | 233193.1972 | 188999.4947 | 164655.7994 | 136447.659 | 131508.8865 | 111400.6203 | 105153.6818 | 109109.9904 | 114307.8588 | 67784.8523 | 60415.624 | 29360.8758 | 21243.2538 | 20315.1934 | 19300.1553 | 18392.4914
NEM | Gas - Steam | 83542.5409 | 78287.8185 | 72624.3175 | 20212.7398 | 21649.4731 | 21342.5198 | 18153.0791 | 21335.3772 | 12006.4895 | 13891.8302 | 19190.5028 | 55257.4608 | 54456.3573 | 83657.5141 | 23582.7475 | 22921.2475 | 35618.972 | 43718.76 | 3740.6512 | 3968.2572 | 4852.5355 | 4892.8065 | 4196.738 | 3918.4795 | 3279.7452 | 0 | 0 | 0 | 0
NEM | OCGT / Diesel | 5317.7212 | 1895.9278 | 8663.1648 | 26956.505 | 20090.3386 | 21421.1555 | 16995.6928 | 26357.3942 | 7866.5725 | 17784.7079 | 33381.2019 | 92195.1583 | 66988.5053 | 95452.7015 | 79030.7752 | 103193.7145 | 202661.5279 | 190071.2111 | 307838.1717 | 357419.15 | 368268.3687 | 442057.5662 | 569406.1341 | 385026.6204 | 386680.0088 | 539892.1516 | 549111.5668 | 604030.2388 | 603483.5578
NEM | Hydro | 0 | 0 | 0 | 0 | 0 | 0 | 0 | 0 | 0 | 0 | 0 | 0 | 0 | 0 | 0 | 0 | 0 | 0 | 0 | 0 | 0 | 0 | 0 | 0 | 0 | 0 | 0 | 0 | 0
NEM | Wind | 0 | 0 | 0 | 0 | 0 | 0 | 0 | 0 | 0 | 0 | 0 | 0 | 0 | 0 | 0 | 0 | 0 | 0 | 0 | 0 | 0 | 0 | 0 | 0 | 0 | 0 | 0 | 0 | 0
NEM | Solar PV | 0 | 0 | 0 | 0 | 0 | 0 | 0 | 0 | 0 | 0 | 0 | 0 | 0 | 0 | 0 | 0 | 0 | 0 | 0 | 0 | 0 | 0 | 0 | 0 | 0 | 0 | 0 | 0 | 0
NEM | Grid Battery | 0 | 0 | 0 | 0 | 0 | 0 | 0 | 0 | 0 | 0 | 0 | 0 | 0 | 0 | 0 | 0 | 0 | 0 | 0 | 0 | 0 | 0 | 0 | 0 | 0 | 0 | 0 | 0 | 0
NEM | Pumped Hydro | 0 | 0 | 0 | 0 | 0 | 0 | 0 | 0 | 0 | 0 | 0 | 0 | 0 | 0 | 0 | 0 | 0 | 0 | 0 | 0 | 0 | 0 | 0 | 0 | 0 | 0 | 0 | 0 | 0
NEM | VPP | 0 | 0 | 0 | 0 | 0 | 0 | 0 | 0 | 0 | 0 | 0 | 0 | 0 | 0 | 0 | 0 | 0 | 0 | 0 | 0 | 0 | 0 | 0 | 0 | 0 | 0 | 0 | 0 | 0
Total excluding storage |  | 1959880.8662 | 1719299.3495 | 1597413.8089 | 1329045.2493 | 1214437.6078 | 1052169.0682 | 877627.3389 | 906027.7007 | 716435.3304 | 710380.4055 | 702653.7459 | 686615.9111 | 677426.5563 | 660407.7172 | 484689.1762 | 474254.018 | 554313.7062 | 533128.5808 | 572998.1066 | 607397.9994 | 588394.4293 | 626728.6707 | 685630.0991 | 483965.873 | 450567.4988 | 591538.9535 | 594863.5466 | 645592.4403 | 643627.3596
Region | Technology | 2021-22 | 2022-23 | 2023-24 | 2024-25 | 2025-26 | 2026-27 | 2027-28 | 2028-29 | 2029-30 | 2030-31 | 2031-32 | 2032-33 | 2033-34 | 2034-35 | 2035-36 | 2036-37 | 2037-38 | 2038-39 | 2039-40 | 2040-41 | 2041-42 | 2042-43 | 2043-44 | 2044-45 | 2045-46 | 2046-47 | 2047-48 | 2048-49 | 2049-50
NSW1 | Black Coal | 855943.091 | 730690.137 | 659873.642 | 642106.6995 | 537915.7183 | 448689.2792 | 412715.091 | 428468.8967 | 307970.4592 | 293213.7254 | 254756.9578 | 101821.0551 | 124766.3677 | 100125.4174 | 54939.5377 | 66610.1615 | 69926.0238 | 64529.063 | 57400.2116 | 48374.8445 | 26173.2987 | 0 | 0 | 0 | 0 | 0 | 0 | 0 | 0
NSW1 | Brown Coal | 0 | 0 | 0 | 0 | 0 | 0 | 0 | 0 | 0 | 0 | 0 | 0 | 0 | 0 | 0 | 0 | 0 | 0 | 0 | 0 | 0 | 0 | 0 | 0 | 0 | 0 | 0 | 0 | 0
NSW1 | CCGT | 2263.5638 | 2118.282 | 6122.9488 | 15363.2345 | 20672.8289 | 11456.5578 | 12032.8234 | 20531.5649 | 18316.5069 | 22496.5185 | 27523.6349 | 51367.8967 | 51492.1511 | 56573.8859 | 44876.3901 | 38515.6164 | 47785.7642 | 50356.0579 | 45197.4916 | 37655.7343 | 38450.557 | 41599.7265 | 2218.0414 | 0.0014702 | 0.0014327 | 0.0014401 | 0.0013496 | 0.0012653 | 0.0011818
NSW1 | Gas - Steam | 0 | 0 | 0 | 0 | 0 | 0 | 0 | 0 | 0 | 0 | 0 | 0 | 0 | 0 | 0 | 0 | 0 | 0 | 0 | 0 | 0 | 0 | 0 | 0 | 0 | 0 | 0 | 0 | 0
NSW1 | OCGT / Diesel | 0.00094155 | 0.00092323 | 1264.6758 | 6012.4728 | 999.2546 | 2179.2475 | 1287.837 | 3135.429 | 30.2071 | 644.4249 | 443.823 | 22650.0607 | 9574.7482 | 28374.8151 | 21339.006 | 32355.9562 | 73691.745 | 89807.9804 | 118872.6473 | 156806.2034 | 87593.0693 | 126810.0156 | 206875.3625 | 116878.9848 | 105798.8657 | 147000.0421 | 187602.4602 | 187861.4672 | 160766.5027
NSW1 | Hydro | 0 | 0 | 0 | 0 | 0 | 0 | 0 | 0 | 0 | 0 | 0 | 0 | 0 | 0 | 0 | 0 | 0 | 0 | 0 | 0 | 0 | 0 | 0 | 0 | 0 | 0 | 0 | 0 | 0
NSW1 | Wind | 0 | 0 | 0 | 0 | 0 | 0 | 0 | 0 | 0 | 0 | 0 | 0 | 0 | 0 | 0 | 0 | 0 | 0 | 0 | 0 | 0 | 0 | 0 | 0 | 0 | 0 | 0 | 0 | 0
NSW1 | Solar PV | 0 | 0 | 0 | 0 | 0 | 0 | 0 | 0 | 0 | 0 | 0 | 0 | 0 | 0 | 0 | 0 | 0 | 0 | 0 | 0 | 0 | 0 | 0 | 0 | 0 | 0 | 0 | 0 | 0
NSW1 | Grid Battery | 0 | 0 | 0 | 0 | 0 | 0 | 0 | 0 | 0 | 0 | 0 | 0 | 0 | 0 | 0 | 0 | 0 | 0 | 0 | 0 | 0 | 0 | 0 | 0 | 0 | 0 | 0 | 0 | 0
NSW1 | Pumped Hydro | 0 | 0 | 0 | 0 | 0 | 0 | 0 | 0 | 0 | 0 | 0 | 0 | 0 | 0 | 0 | 0 | 0 | 0 | 0 | 0 | 0 | 0 | 0 | 0 | 0 | 0 | 0 | 0 | 0
NSW1 | VPP | 0 | 0 | 0 | 0 | 0 | 0 | 0 | 0 | 0 | 0 | 0 | 0 | 0 | 0 | 0 | 0 | 0 | 0 | 0 | 0 | 0 | 0 | 0 | 0 | 0 | 0 | 0 | 0 | 0
Total excluding storage |  | 858206.6557 | 732808.4199 | 667261.2666 | 663482.4068 | 559587.8019 | 462325.0845 | 426035.7514 | 452135.8906 | 326317.1731 | 316354.6687 | 282724.4156 | 175839.0125 | 185833.267 | 185074.1184 | 121154.9338 | 137481.7341 | 191403.533 | 204693.1013 | 221470.3505 | 242836.7822 | 152216.925 | 168409.742 | 209093.4039 | 116878.9863 | 105798.8671 | 147000.0435 | 187602.4616 | 187861.4684 | 160766.5039
Region | Technology | 2021-22 | 2022-23 | 2023-24 | 2024-25 | 2025-26 | 2026-27 | 2027-28 | 2028-29 | 2029-30 | 2030-31 | 2031-32 | 2032-33 | 2033-34 | 2034-35 | 2035-36 | 2036-37 | 2037-38 | 2038-39 | 2039-40 | 2040-41 | 2041-42 | 2042-43 | 2043-44 | 2044-45 | 2045-46 | 2046-47 | 2047-48 | 2048-49 | 2049-50
QLD1 | Black Coal | 631931.8039 | 572877.9315 | 561174.1482 | 365859.7443 | 329258.1339 | 311913.7648 | 264956.7387 | 266847.7567 | 241446.0848 | 222416.4643 | 201919.7175 | 201097.1446 | 176790.9264 | 147978.8852 | 138136.6195 | 116873.0936 | 109659.5223 | 103300.6588 | 92618.4506 | 92482.0649 | 79990.2348 | 65470.438 | 44242.3735 | 34605.1481 | 31246.8681 | 30403.5471 | 25436.7861 | 22262.0462 | 21751.3104
QLD1 | Brown Coal | 0 | 0 | 0 | 0 | 0 | 0 | 0 | 0 | 0 | 0 | 0 | 0 | 0 | 0 | 0 | 0 | 0 | 0 | 0 | 0 | 0 | 0 | 0 | 0 | 0 | 0 | 0 | 0 | 0
QLD1 | CCGT | 82217.0357 | 78226.642 | 80843.5799 | 123959.2662 | 141849.8622 | 125954.4907 | 126663.2537 | 117218.8837 | 104679.3626 | 113897.8167 | 129704.7867 | 136013.471 | 149828.6879 | 122183.9969 | 108005.7983 | 85817.0848 | 88661.8919 | 81152.8258 | 66203.126 | 67497.9449 | 70659.4299 | 72708.129 | 65566.8069 | 60415.6188 | 29360.8708 | 21243.2488 | 20315.1887 | 19300.1507 | 18392.4867
QLD1 | Gas - Steam | 2074.6955 | 1988.232 | 3748.1498 | 3640.7295 | 3555.9442 | 3378.4285 | 5320.5025 | 5299.0575 | 5031.912 | 3961.468 | 3679.7132 | 4479.663 | 6482.485 | 5034.5865 | 4158.7315 | 4657.4755 | 5138.986 | 4408.592 | 3740.6512 | 3968.2572 | 4852.5355 | 4892.8065 | 4196.738 | 3918.4795 | 3279.7452 | 0 | 0 | 0 | 0
QLD1 | OCGT / Diesel | 0.0015726 | 0.0015309 | 0.001531 | 9114.9926 | 4134.5483 | 4935.1486 | 8623.1699 | 13640.2649 | 6696.6367 | 11462.4888 | 22663.367 | 35073.1352 | 33267.3303 | 23567.7603 | 21779.8596 | 34701.2934 | 51312.4165 | 30373.8329 | 62446.8024 | 67699.5712 | 78091.6096 | 83225.3938 | 70934.6256 | 77530.2495 | 81986.2145 | 148999.3727 | 122346.3145 | 115505.1477 | 100366.3556
QLD1 | Hydro | 0 | 0 | 0 | 0 | 0 | 0 | 0 | 0 | 0 | 0 | 0 | 0 | 0 | 0 | 0 | 0 | 0 | 0 | 0 | 0 | 0 | 0 | 0 | 0 | 0 | 0 | 0 | 0 | 0
QLD1 | Wind | 0 | 0 | 0 | 0 | 0 | 0 | 0 | 0 | 0 | 0 | 0 | 0 | 0 | 0 | 0 | 0 | 0 | 0 | 0 | 0 | 0 | 0 | 0 | 0 | 0 | 0 | 0 | 0 | 0
QLD1 | Solar PV | 0 | 0 | 0 | 0 | 0 | 0 | 0 | 0 | 0 | 0 | 0 | 0 | 0 | 0 | 0 | 0 | 0 | 0 | 0 | 0 | 0 | 0 | 0 | 0 | 0 | 0 | 0 | 0 | 0
QLD1 | Grid Battery | 0 | 0 | 0 | 0 | 0 | 0 | 0 | 0 | 0 | 0 | 0 | 0 | 0 | 0 | 0 | 0 | 0 | 0 | 0 | 0 | 0 | 0 | 0 | 0 | 0 | 0 | 0 | 0 | 0
QLD1 | Pumped Hydro | 0 | 0 | 0 | 0 | 0 | 0 | 0 | 0 | 0 | 0 | 0 | 0 | 0 | 0 | 0 | 0 | 0 | 0 | 0 | 0 | 0 | 0 | 0 | 0 | 0 | 0 | 0 | 0 | 0
QLD1 | VPP | 0 | 0 | 0 | 0 | 0 | 0 | 0 | 0 | 0 | 0 | 0 | 0 | 0 | 0 | 0 | 0 | 0 | 0 | 0 | 0 | 0 | 0 | 0 | 0 | 0 | 0 | 0 | 0 | 0
Total excluding storage |  | 716223.5367 | 653092.8071 | 645765.8794 | 502574.7326 | 478798.4886 | 446181.8325 | 405563.6647 | 403005.9627 | 357853.9961 | 351738.2378 | 357967.5845 | 376663.4138 | 366369.4296 | 298765.2289 | 272081.0089 | 242048.9473 | 254772.8167 | 219235.9095 | 225009.0302 | 231647.8383 | 233593.8098 | 226296.7673 | 184940.544 | 176469.496 | 145873.6986 | 200646.1686 | 168098.2893 | 157067.3446 | 140510.1526
Region | Technology | 2021-22 | 2022-23 | 2023-24 | 2024-25 | 2025-26 | 2026-27 | 2027-28 | 2028-29 | 2029-30 | 2030-31 | 2031-32 | 2032-33 | 2033-34 | 2034-35 | 2035-36 | 2036-37 | 2037-38 | 2038-39 | 2039-40 | 2040-41 | 2041-42 | 2042-43 | 2043-44 | 2044-45 | 2045-46 | 2046-47 | 2047-48 | 2048-49 | 2049-50
VIC1 | Black Coal | 0 | 0 | 0 | 0 | 0 | 0 | 0 | 0 | 0 | 0 | 0 | 0 | 0 | 0 | 0 | 0 | 0 | 0 | 0 | 0 | 0 | 0 | 0 | 0 | 0 | 0 | 0 | 0 | 0
VIC1 | Brown Coal | 209251.6399 | 172808.2171 | 174786.156 | 86107.5298 | 82627.2265 | 65638.0704 | 0.0043344 | 0.0033702 | 0.0029239 | 0.0026856 | 0.0022681 | 0.0020801 | 0.0020481 | 0.0017796 | 0.0016881 | 0.0015592 | 0.0013183 | 0.0013498 | 0.0011148 | 0.0010185 | 0.0011335 | 0.0011676 | 0.0011449 | 0.0010247 | 0.00093981 | 0.001002 | 0.00031008 | 0 | 0
VIC1 | CCGT | 0.00056921 | 0.00054974 | 0.00056802 | 0.00093819 | 0.00091785 | 0.00087525 | 0.0008275 | 0.00085077 | 0.00082953 | 0.00083928 | 0.00090096 | 0.0011864 | 0.0011543 | 0.0010968 | 0.0010234 | 0.00099647 | 0.0013097 | 0.0012723 | 0.0012838 | 0.0012152 | 0.0018708 | 0.0018472 | 0.0024794 | 0.0022446 | 0.0021944 | 0.0022043 | 0.0020618 | 0.002103 | 0.0023432
VIC1 | Gas - Steam | 1070.1974 | 510.2515 | 923.5447 | 5620.7495 | 5113 | 4800.1965 | 5243.959 | 7497.6 | 944.3533 | 4229.129 | 6895.466 | 26755.91 | 20914.74 | 31175.672 | 19424.016 | 18263.772 | 30479.986 | 39310.168 | 0 | 0 | 0 | 0 | 0 | 0 | 0 | 0 | 0 | 0 | 0
VIC1 | OCGT / Diesel | 1171.7965 | 30.7547 | 1040.587 | 3972.3444 | 2378.8372 | 5567.3142 | 2966.4391 | 4974.8298 | 817.6479 | 2046.9763 | 3031.7503 | 18768.4921 | 8984.2919 | 22471.3063 | 21398.5654 | 21606.2036 | 32880.8529 | 27607.2872 | 72771.1034 | 79033.0709 | 151929.8636 | 176677.5407 | 218461.6313 | 155430.8778 | 163860.1435 | 210864.6484 | 209888.689 | 263958.2489 | 310947.2248
VIC1 | Hydro | 0 | 0 | 0 | 0 | 0 | 0 | 0 | 0 | 0 | 0 | 0 | 0 | 0 | 0 | 0 | 0 | 0 | 0 | 0 | 0 | 0 | 0 | 0 | 0 | 0 | 0 | 0 | 0 | 0
VIC1 | Wind | 0 | 0 | 0 | 0 | 0 | 0 | 0 | 0 | 0 | 0 | 0 | 0 | 0 | 0 | 0 | 0 | 0 | 0 | 0 | 0 | 0 | 0 | 0 | 0 | 0 | 0 | 0 | 0 | 0
VIC1 | Solar PV | 0 | 0 | 0 | 0 | 0 | 0 | 0 | 0 | 0 | 0 | 0 | 0 | 0 | 0 | 0 | 0 | 0 | 0 | 0 | 0 | 0 | 0 | 0 | 0 | 0 | 0 | 0 | 0 | 0
VIC1 | Grid Battery | 0 | 0 | 0 | 0 | 0 | 0 | 0 | 0 | 0 | 0 | 0 | 0 | 0 | 0 | 0 | 0 | 0 | 0 | 0 | 0 | 0 | 0 | 0 | 0 | 0 | 0 | 0 | 0 | 0
VIC1 | Pumped Hydro | 0 | 0 | 0 | 0 | 0 | 0 | 0 | 0 | 0 | 0 | 0 | 0 | 0 | 0 | 0 | 0 | 0 | 0 | 0 | 0 | 0 | 0 | 0 | 0 | 0 | 0 | 0 | 0 | 0
VIC1 | VPP | 0 | 0 | 0 | 0 | 0 | 0 | 0 | 0 | 0 | 0 | 0 | 0 | 0 | 0 | 0 | 0 | 0 | 0 | 0 | 0 | 0 | 0 | 0 | 0 | 0 | 0 | 0 | 0 | 0
Total excluding storage |  | 211493.6344 | 173349.2239 | 176750.2882 | 95700.6247 | 90119.0646 | 76005.582 | 8210.4033 | 12472.434 | 1762.0049 | 6276.1088 | 9927.2195 | 45524.4053 | 29899.0351 | 53646.9812 | 40822.5841 | 39869.9782 | 63360.8415 | 66917.4578 | 72771.1058 | 79033.0731 | 151929.8666 | 176677.5437 | 218461.6349 | 155430.881 | 163860.1466 | 210864.6516 | 209888.6914 | 263958.251 | 310947.2271
Region | Technology | 2021-22 | 2022-23 | 2023-24 | 2024-25 | 2025-26 | 2026-27 | 2027-28 | 2028-29 | 2029-30 | 2030-31 | 2031-32 | 2032-33 | 2033-34 | 2034-35 | 2035-36 | 2036-37 | 2037-38 | 2038-39 | 2039-40 | 2040-41 | 2041-42 | 2042-43 | 2043-44 | 2044-45 | 2045-46 | 2046-47 | 2047-48 | 2048-49 | 2049-50
SA1 | Black Coal | 0 | 0 | 0 | 0 | 0 | 0 | 0 | 0 | 0 | 0 | 0 | 0 | 0 | 0 | 0 | 0 | 0 | 0 | 0 | 0 | 0 | 0 | 0 | 0 | 0 | 0 | 0 | 0 | 0
SA1 | Brown Coal | 0 | 0 | 0 | 0 | 0 | 0 | 0 | 0 | 0 | 0 | 0 | 0 | 0 | 0 | 0 | 0 | 0 | 0 | 0 | 0 | 0 | 0 | 0 | 0 | 0 | 0 | 0 | 0 | 0
SA1 | CCGT | 89413.4686 | 82394.3926 | 33325.8507 | 48479.5288 | 60374.0248 | 45753.2287 | 26110.6547 | 25267.8227 | 24149.8506 | 26679.3386 | 36176.9406 | 48863.7209 | 53103.5569 | 54435.3128 | 36117.3048 | 40323.0968 | 0.0012034 | 0.0011586 | 0.0011025 | 0.0010366 | 0.0012295 | 0.0012023 | 0.001173 | 0.0010623 | 0.0010376 | 0.0010161 | 0.00095037 | 0.00090336 | 0.00084819
SA1 | Gas - Steam | 80397.648 | 75789.335 | 67952.623 | 10951.2608 | 12980.5289 | 13163.8948 | 7588.6176 | 8538.7197 | 6030.2242 | 5701.2332 | 8615.3236 | 24021.8878 | 27059.1323 | 47447.2556 | 0 | 0 | 0 | 0 | 0 | 0 | 0 | 0 | 0 | 0 | 0 | 0 | 0 | 0 | 0
SA1 | OCGT / Diesel | 4145.9216 | 1865.17 | 6357.8999 | 7856.6946 | 12577.698 | 8739.4446 | 4118.2462 | 4606.8699 | 322.0803 | 3600.0055 | 7242.261 | 15516.6443 | 15162.1344 | 20940.5644 | 14405.229 | 14476.1373 | 44616.3176 | 42282.1102 | 53420.0951 | 53781.1971 | 50512.5422 | 55344.6157 | 73089.9893 | 35055.596 | 34963.5339 | 32983.6902 | 29229.1269 | 36490.3426 | 31343.9105
SA1 | Hydro | 0 | 0 | 0 | 0 | 0 | 0 | 0 | 0 | 0 | 0 | 0 | 0 | 0 | 0 | 0 | 0 | 0 | 0 | 0 | 0 | 0 | 0 | 0 | 0 | 0 | 0 | 0 | 0 | 0
SA1 | Wind | 0 | 0 | 0 | 0 | 0 | 0 | 0 | 0 | 0 | 0 | 0 | 0 | 0 | 0 | 0 | 0 | 0 | 0 | 0 | 0 | 0 | 0 | 0 | 0 | 0 | 0 | 0 | 0 | 0
SA1 | Solar PV | 0 | 0 | 0 | 0 | 0 | 0 | 0 | 0 | 0 | 0 | 0 | 0 | 0 | 0 | 0 | 0 | 0 | 0 | 0 | 0 | 0 | 0 | 0 | 0 | 0 | 0 | 0 | 0 | 0
SA1 | Grid Battery | 0 | 0 | 0 | 0 | 0 | 0 | 0 | 0 | 0 | 0 | 0 | 0 | 0 | 0 | 0 | 0 | 0 | 0 | 0 | 0 | 0 | 0 | 0 | 0 | 0 | 0 | 0 | 0 | 0
SA1 | Pumped Hydro | 0 | 0 | 0 | 0 | 0 | 0 | 0 | 0 | 0 | 0 | 0 | 0 | 0 | 0 | 0 | 0 | 0 | 0 | 0 | 0 | 0 | 0 | 0 | 0 | 0 | 0 | 0 | 0 | 0
SA1 | VPP | 0 | 0 | 0 | 0 | 0 | 0 | 0 | 0 | 0 | 0 | 0 | 0 | 0 | 0 | 0 | 0 | 0 | 0 | 0 | 0 | 0 | 0 | 0 | 0 | 0 | 0 | 0 | 0 | 0
Total excluding storage |  | 173957.0382 | 160048.8976 | 107636.3736 | 67287.4842 | 85932.2517 | 67656.5682 | 37817.5184 | 38413.4122 | 30502.1552 | 35980.5773 | 52034.5252 | 88402.253 | 95324.8236 | 122823.1329 | 50522.5338 | 54799.2341 | 44616.3188 | 42282.1114 | 53420.0962 | 53781.1982 | 50512.5434 | 55344.6169 | 73089.9904 | 35055.597 | 34963.5349 | 32983.6912 | 29229.1279 | 36490.3435 | 31343.9114
Region | Technology | 2021-22 | 2022-23 | 2023-24 | 2024-25 | 2025-26 | 2026-27 | 2027-28 | 2028-29 | 2029-30 | 2030-31 | 2031-32 | 2032-33 | 2033-34 | 2034-35 | 2035-36 | 2036-37 | 2037-38 | 2038-39 | 2039-40 | 2040-41 | 2041-42 | 2042-43 | 2043-44 | 2044-45 | 2045-46 | 2046-47 | 2047-48 | 2048-49 | 2049-50
TAS1 | Black Coal | 0 | 0 | 0 | 0 | 0 | 0 | 0 | 0 | 0 | 0 | 0 | 0 | 0 | 0 | 0 | 0 | 0 | 0 | 0 | 0 | 0 | 0 | 0 | 0 | 0 | 0 | 0 | 0 | 0
TAS1 | Brown Coal | 0 | 0 | 0 | 0 | 0 | 0 | 0 | 0 | 0 | 0 | 0 | 0 | 0 | 0 | 0 | 0 | 0 | 0 | 0 | 0 | 0 | 0 | 0 | 0 | 0 | 0 | 0 | 0 | 0
TAS1 | CCGT | 0.00054487 | 0.00051827 | 0.0005277 | 0.00051561 | 0.00049441 | 0.00048851 | 0.00051691 | 0.00052771 | 0.000536 | 0.0005195 | 0.00049426 | 0.00048354 | 0.00046209 | 0.00043233 | 0.0004074 | 0.00039162 | 0.00037854 | 0.0003627 | 0.00036206 | 0.00034542 | 0.00036596 | 0.00035033 | 0.00035681 | 0.00034276 | 0.00033029 | 0.00034769 | 0.00033136 | 0.00035173 | 0.00033133
TAS1 | Gas - Steam | 0 | 0 | 0 | 0 | 0 | 0 | 0 | 0 | 0 | 0 | 0 | 0 | 0 | 0 | 0 | 0 | 0 | 0 | 0 | 0 | 0 | 0 | 0 | 0 | 0 | 0 | 0 | 0 | 0
TAS1 | OCGT / Diesel | 0.00061811 | 0.00056627 | 0.00058983 | 0.00058558 | 0.00057264 | 0.00058027 | 0.00060113 | 0.00061822 | 0.00062788 | 30.8124 | 0.00059565 | 186.826 | 0.00061875 | 98.2554 | 108.1151 | 54.1239 | 160.1959 | 0.00045775 | 327.5235 | 99.1074 | 141.284 | 0.00039671 | 44.5254 | 130.9124 | 71.2512 | 44.3981 | 44.9761 | 215.0324 | 59.5642
TAS1 | Hydro | 0 | 0 | 0 | 0 | 0 | 0 | 0 | 0 | 0 | 0 | 0 | 0 | 0 | 0 | 0 | 0 | 0 | 0 | 0 | 0 | 0 | 0 | 0 | 0 | 0 | 0 | 0 | 0 | 0
TAS1 | Wind | 0 | 0 | 0 | 0 | 0 | 0 | 0 | 0 | 0 | 0 | 0 | 0 | 0 | 0 | 0 | 0 | 0 | 0 | 0 | 0 | 0 | 0 | 0 | 0 | 0 | 0 | 0 | 0 | 0
TAS1 | Solar PV | 0 | 0 | 0 | 0 | 0 | 0 | 0 | 0 | 0 | 0 | 0 | 0 | 0 | 0 | 0 | 0 | 0 | 0 | 0 | 0 | 0 | 0 | 0 | 0 | 0 | 0 | 0 | 0 | 0
TAS1 | Grid Battery | 0 | 0 | 0 | 0 | 0 | 0 | 0 | 0 | 0 | 0 | 0 | 0 | 0 | 0 | 0 | 0 | 0 | 0 | 0 | 0 | 0 | 0 | 0 | 0 | 0 | 0 | 0 | 0 | 0
TAS1 | Pumped Hydro | 0 | 0 | 0 | 0 | 0 | 0 | 0 | 0 | 0 | 0 | 0 | 0 | 0 | 0 | 0 | 0 | 0 | 0 | 0 | 0 | 0 | 0 | 0 | 0 | 0 | 0 | 0 | 0 | 0
TAS1 | VPP | 0 | 0 | 0 | 0 | 0 | 0 | 0 | 0 | 0 | 0 | 0 | 0 | 0 | 0 | 0 | 0 | 0 | 0 | 0 | 0 | 0 | 0 | 0 | 0 | 0 | 0 | 0 | 0 | 0
Total excluding storage |  | 0.001163 | 0.0010845 | 0.0011175 | 0.0011012 | 0.001067 | 0.0010688 | 0.001118 | 0.0011459 | 0.0011639 | 30.813 | 0.0010899 | 186.8265 | 0.0010808 | 98.2558 | 108.1155 | 54.1243 | 160.1963 | 0.00082045 | 327.5239 | 99.1077 | 141.2844 | 0.00074704 | 44.5258 | 130.9127 | 71.2515 | 44.3985 | 44.9764 | 215.0327 | 59.5645

## Marinus_Build Cost
New generation build cost (CAPEX) by technology ($000s) - Marinus Link, Step Change Scenario
CAPEX (Install) | Real June 2020 dollars discounted to 1 July 2020. The total capital costs are annualised for modelling purposes.
Explicitly modelled generation
Region | Technology | 2021-22 | 2022-23 | 2023-24 | 2024-25 | 2025-26 | 2026-27 | 2027-28 | 2028-29 | 2029-30 | 2030-31 | 2031-32 | 2032-33 | 2033-34 | 2034-35 | 2035-36 | 2036-37 | 2037-38 | 2038-39 | 2039-40 | 2040-41 | 2041-42 | 2042-43 | 2043-44 | 2044-45 | 2045-46 | 2046-47 | 2047-48 | 2048-49 | 2049-50
NEM | Black Coal | 0 | 0 | 0 | 0 | 0 | 0 | 0 | 0 | 0 | 0 | 0 | 0 | 0 | 0 | 0 | 0 | 0 | 0 | 0 | 0 | 0 | 0 | 0 | 0 | 0 | 0 | 0 | 0 | 0
NEM | Brown Coal | 0 | 0 | 0 | 0 | 0 | 0 | 0 | 0 | 0 | 0 | 0 | 0 | 0 | 0 | 0 | 0 | 0 | 0 | 0 | 0 | 0 | 0 | 0 | 0 | 0 | 0 | 0 | 0 | 0
NEM | CCGT | 0.00088021 | 0.00083989 | 0.00087102 | 0.0010848 | 0.0010352 | 0.00098774 | 0.00095653 | 0.00094282 | 0.00089963 | 0.0008946 | 0.00093973 | 0.0012965 | 0.0012371 | 0.0011805 | 0.0011389 | 0.0010837 | 0.0014496 | 0.0013832 | 0.0014151 | 0.0013466 | 0.0016112 | 0.0015721 | 0.0017423 | 0.0016578 | 0.0015819 | 0.001244 | 0.0011902 | 0.0011558 | 0.001109
NEM | Gas - Steam | 0 | 0 | 0 | 0 | 0 | 0 | 0 | 0 | 0 | 0 | 0 | 0 | 0 | 0 | 0 | 0 | 0 | 0 | 0 | 0 | 0 | 0 | 0 | 0 | 0 | 0 | 0 | 0 | 0
NEM | OCGT / Diesel | 0.0021617 | 0.0021083 | 0.0020519 | 0.0019524 | 0.001863 | 0.0017777 | 0.0017008 | 0.0016386 | 0.0015888 | 0.0016067 | 0.0016885 | 0.0028273 | 0.0026978 | 0.0025742 | 0.0045756 | 0.0043539 | 47759.2448 | 45571.7984 | 72677.3731 | 69154.7198 | 104329.8701 | 101466.6346 | 137306.0083 | 161519.7115 | 154121.8621 | 196862.4694 | 188348.417 | 192830.1177 | 203505.9944
NEM | Hydro | 0 | 0 | 0 | 0 | 0 | 0 | 0 | 0 | 0 | 0 | 0 | 0 | 0 | 0 | 0 | 0 | 0 | 0 | 0 | 0 | 0 | 0 | 0 | 0 | 0 | 0 | 0 | 0 | 0
NEM | Wind | 701108.7737 | 694978.7355 | 870852.1185 | 1361429.4005 | 1304089.7597 | 1311512.6218 | 1529783.5496 | 1655137.0394 | 1728059.3127 | 1652520.6914 | 1643004.0032 | 1874865.172 | 1927062.4236 | 1863452.0408 | 1813533.688 | 1743503.386 | 1867250.3428 | 1859920.8948 | 1792044.5468 | 1725528.2805 | 1769810.7651 | 1777408.9609 | 1729490.938 | 1665762.1369 | 1669412.8362 | 1508913.9761 | 1467885.672 | 1355369.0789 | 1198221.1521
NEM | Solar PV | 0.0022114 | 0.0035306 | 0.0037883 | 0.008946 | 27273.4761 | 26024.311 | 35425.0007 | 45611.763 | 178768.7775 | 184238.0133 | 189581.7853 | 281302.8611 | 283646.6512 | 270655.2015 | 258949.7069 | 246398.4825 | 355041.5736 | 350835.9999 | 362136.3882 | 397340.5946 | 426176.043 | 510853.288 | 522015.9506 | 496713.9732 | 477218.1036 | 537921.0781 | 514656.6725 | 489711.3973 | 488027.8104
NEM | Grid Battery | 0.0023298 | 0.0032514 | 0.0031108 | 0.0039063 | 0.0049597 | 0.0049633 | 0.0062064 | 0.0095462 | 0.017194 | 0.017067 | 0.016697 | 14337.5401 | 26594.507 | 25376.4379 | 33748.7762 | 32112.9818 | 46679.3389 | 44541.3539 | 62950.5903 | 59899.3915 | 78528.6044 | 79855.7766 | 76402.1155 | 98215.9531 | 93717.512 | 116381.1928 | 111347.8531 | 122033.2121 | 116443.9029
NEM | Pumped Hydro | 0 | 0 | 0.0072347 | 0.0089328 | 0.0086494 | 0.0096359 | 0.010349 | 0.012734 | 241735.9728 | 230664.0973 | 220688.1682 | 339148.6499 | 350350.5245 | 334303.9354 | 347044.3903 | 330223.239 | 398476.5425 | 380225.7084 | 363781.4313 | 346149.04 | 412629.4094 | 488786.1056 | 467646.7257 | 457086.6323 | 436151.3665 | 416174.9684 | 398175.9283 | 391371.6708 | 373446.2506
NEM | VPP | 0 | 0 | 0 | 0 | 0 | 0 | 0 | 0 | 0 | 0 | 0 | 0 | 0 | 0 | 0 | 0 | 0 | 0 | 0 | 0 | 0 | 0 | 0 | 0 | 0 | 0 | 0 | 0 | 0
Total excluding storage |  | 701108.779 | 694978.742 | 870852.1252 | 1361429.4124 | 1331363.2387 | 1337536.9355 | 1565208.553 | 1700748.805 | 1906828.0927 | 1836758.7072 | 1832585.7912 | 2156168.0372 | 2210709.0788 | 2134107.246 | 2072483.4007 | 1989901.874 | 2270051.1626 | 2256328.6945 | 2226858.3096 | 2192023.5962 | 2300316.6797 | 2389728.8851 | 2388812.8986 | 2323995.8233 | 2300752.8035 | 2243697.5248 | 2170890.7626 | 2037910.5951 | 1889754.958
Region | Technology | 2021-22 | 2022-23 | 2023-24 | 2024-25 | 2025-26 | 2026-27 | 2027-28 | 2028-29 | 2029-30 | 2030-31 | 2031-32 | 2032-33 | 2033-34 | 2034-35 | 2035-36 | 2036-37 | 2037-38 | 2038-39 | 2039-40 | 2040-41 | 2041-42 | 2042-43 | 2043-44 | 2044-45 | 2045-46 | 2046-47 | 2047-48 | 2048-49 | 2049-50
NSW1 | Black Coal | 0 | 0 | 0 | 0 | 0 | 0 | 0 | 0 | 0 | 0 | 0 | 0 | 0 | 0 | 0 | 0 | 0 | 0 | 0 | 0 | 0 | 0 | 0 | 0 | 0 | 0 | 0 | 0 | 0
NSW1 | Brown Coal | 0 | 0 | 0 | 0 | 0 | 0 | 0 | 0 | 0 | 0 | 0 | 0 | 0 | 0 | 0 | 0 | 0 | 0 | 0 | 0 | 0 | 0 | 0 | 0 | 0 | 0 | 0 | 0 | 0
NSW1 | CCGT | 0.00018417 | 0.00017574 | 0.00018278 | 0.00022366 | 0.00021341 | 0.00020364 | 0.00019483 | 0.00018539 | 0.0001769 | 0.00016879 | 0.00017301 | 0.00031555 | 0.00030109 | 0.0002873 | 0.00027488 | 0.00026155 | 0.00041906 | 0.00039986 | 0.00038257 | 0.00036403 | 0.00042187 | 0.00040255 | 0.00044318 | 0.0004217 | 0.00040239 | 0.00032696 | 0.00031282 | 0.00029314 | 0.00026432
NSW1 | Gas - Steam | 0 | 0 | 0 | 0 | 0 | 0 | 0 | 0 | 0 | 0 | 0 | 0 | 0 | 0 | 0 | 0 | 0 | 0 | 0 | 0 | 0 | 0 | 0 | 0 | 0 | 0 | 0 | 0 | 0
NSW1 | OCGT / Diesel | 0.00042983 | 0.00042028 | 0.00042568 | 0.00040505 | 0.0003865 | 0.00036879 | 0.00035284 | 0.00033574 | 0.00032036 | 0.00031428 | 0.00031961 | 0.00064409 | 0.00061459 | 0.00058644 | 0.0010097 | 0.00096077 | 35171.8683 | 33560.943 | 32109.4748 | 30553.1369 | 29153.7567 | 27818.4701 | 47709.7651 | 61211.2235 | 58407.6559 | 55732.496 | 53322.1361 | 50737.6264 | 48413.7656
NSW1 | Hydro | 0 | 0 | 0 | 0 | 0 | 0 | 0 | 0 | 0 | 0 | 0 | 0 | 0 | 0 | 0 | 0 | 0 | 0 | 0 | 0 | 0 | 0 | 0 | 0 | 0 | 0 | 0 | 0 | 0
NSW1 | Wind | 169306.2763 | 187533.6045 | 342445.5011 | 528021.7244 | 503837.5236 | 516984.2445 | 569886.795 | 566137.9695 | 688938.0631 | 657383.6477 | 628952.6383 | 780598.411 | 744845.8117 | 710730.7361 | 679992.5322 | 648063.694 | 618381.3876 | 651623.515 | 623441.6235 | 593223.5707 | 627887.1662 | 621673.0313 | 594786.4603 | 565957.3153 | 584230.4109 | 563130.9288 | 563006.5433 | 485406.5684 | 412217.0084
NSW1 | Solar PV | 0.00049783 | 0.00079133 | 0.00083637 | 0.0020917 | 27273.4661 | 26024.3012 | 24898.7834 | 35595.7482 | 169211.5114 | 161461.3658 | 154478.3663 | 177928.2352 | 170551.1617 | 162739.658 | 155701.374 | 148154.5689 | 207764.5397 | 210304.479 | 214656.9237 | 239744.8252 | 253997.7065 | 293189.282 | 298689.5695 | 284212.1638 | 271194.8126 | 285285.4886 | 272947.2525 | 259717.5702 | 247822.1085
NSW1 | Grid Battery | 0.00075064 | 0.0010353 | 0.00099048 | 0.0013201 | 0.0014285 | 0.0014409 | 0.00182 | 0.0019143 | 0.0092937 | 0.0089873 | 0.0086986 | 0.013475 | 0.012858 | 0.012269 | 0.013435 | 0.012784 | 0.012216 | 0.011656 | 20335.6045 | 19349.943 | 32983.479 | 31472.7851 | 30111.627 | 54169.1527 | 51688.1228 | 49320.7278 | 47187.6686 | 44900.4945 | 42843.9804
NSW1 | Pumped Hydro | 0 | 0 | 0.001869 | 0.0022624 | 0.0021587 | 0.0020599 | 0.0024348 | 0.0023461 | 241735.9622 | 230664.0861 | 220688.1566 | 209991.4614 | 200373.5318 | 191196.1181 | 182927.1289 | 174060.6986 | 166088.4528 | 158481.348 | 151627.2333 | 144277.9007 | 178135.2056 | 169976.3411 | 162625.0797 | 154742.6844 | 147655.2332 | 140892.398 | 134798.9803 | 128265.3088 | 122390.5617
NSW1 | VPP | 0 | 0 | 0 | 0 | 0 | 0 | 0 | 0 | 0 | 0 | 0 | 0 | 0 | 0 | 0 | 0 | 0 | 0 | 0 | 0 | 0 | 0 | 0 | 0 | 0 | 0 | 0 | 0 | 0
Total excluding storage |  | 169306.2774 | 187533.6059 | 342445.5026 | 528021.7271 | 531110.9903 | 543008.5462 | 594785.5789 | 601733.7182 | 858149.575 | 818845.014 | 783431.0051 | 958526.6471 | 915396.9743 | 873470.395 | 835693.9075 | 796218.2641 | 861317.796 | 895488.9374 | 870208.0223 | 863521.5332 | 911038.6298 | 942680.7838 | 941185.7954 | 911380.7029 | 913832.8799 | 904148.9137 | 889275.9322 | 795861.7653 | 708452.8827
Region | Technology | 2021-22 | 2022-23 | 2023-24 | 2024-25 | 2025-26 | 2026-27 | 2027-28 | 2028-29 | 2029-30 | 2030-31 | 2031-32 | 2032-33 | 2033-34 | 2034-35 | 2035-36 | 2036-37 | 2037-38 | 2038-39 | 2039-40 | 2040-41 | 2041-42 | 2042-43 | 2043-44 | 2044-45 | 2045-46 | 2046-47 | 2047-48 | 2048-49 | 2049-50
QLD1 | Black Coal | 0 | 0 | 0 | 0 | 0 | 0 | 0 | 0 | 0 | 0 | 0 | 0 | 0 | 0 | 0 | 0 | 0 | 0 | 0 | 0 | 0 | 0 | 0 | 0 | 0 | 0 | 0 | 0 | 0
QLD1 | Brown Coal | 0 | 0 | 0 | 0 | 0 | 0 | 0 | 0 | 0 | 0 | 0 | 0 | 0 | 0 | 0 | 0 | 0 | 0 | 0 | 0 | 0 | 0 | 0 | 0 | 0 | 0 | 0 | 0 | 0
QLD1 | CCGT | 0.00019797 | 0.00018891 | 0.00019305 | 0.00025465 | 0.00024299 | 0.00023186 | 0.00022183 | 0.00022754 | 0.00021712 | 0.0002242 | 0.00025894 | 0.00033257 | 0.00031734 | 0.0003028 | 0.00028971 | 0.00027566 | 0.00030048 | 0.00028672 | 0.00034695 | 0.00033013 | 0.00031501 | 0.00033535 | 0.00032084 | 0.00030529 | 0.00029131 | 0.0002167 | 0.00020733 | 0.00019348 | 0.00016265
QLD1 | Gas - Steam | 0 | 0 | 0 | 0 | 0 | 0 | 0 | 0 | 0 | 0 | 0 | 0 | 0 | 0 | 0 | 0 | 0 | 0 | 0 | 0 | 0 | 0 | 0 | 0 | 0 | 0 | 0 | 0 | 0
QLD1 | OCGT / Diesel | 0.0004363 | 0.0004372 | 0.00042945 | 0.00040863 | 0.00038992 | 0.00037206 | 0.00035597 | 0.00035893 | 0.00034249 | 0.00035297 | 0.00041545 | 0.00058423 | 0.00055747 | 0.00053194 | 0.00050893 | 0.00048426 | 0.00057816 | 0.00055168 | 29076.4975 | 27667.1673 | 26399.9688 | 27106.0418 | 25933.7398 | 24676.7382 | 23546.5059 | 72267.6645 | 69142.1795 | 79401.7752 | 75765.0526
QLD1 | Hydro | 0 | 0 | 0 | 0 | 0 | 0 | 0 | 0 | 0 | 0 | 0 | 0 | 0 | 0 | 0 | 0 | 0 | 0 | 0 | 0 | 0 | 0 | 0 | 0 | 0 | 0 | 0 | 0 | 0
QLD1 | Wind | 454208.5343 | 433405.0899 | 414660.8691 | 536996.5003 | 517417.1448 | 493718.6494 | 472365.9439 | 521523.0443 | 497636.4924 | 474843.9811 | 475888.137 | 494436.9643 | 547449.6042 | 522375.5765 | 514973.674 | 499098.6249 | 520389.4314 | 496554.8007 | 475079.4347 | 452052.458 | 466254.0289 | 501990.5422 | 480280.0874 | 477100.2027 | 469382.7479 | 336763.5013 | 322198.9065 | 328766.6542 | 324488.8984
QLD1 | Solar PV | 0.00068098 | 0.0011128 | 0.0011634 | 0.0023022 | 0.002222 | 0.0021747 | 0.0021266 | 0.0025087 | 0.0024273 | 0.0026059 | 3718.2235 | 17124.3835 | 30795.6393 | 29385.152 | 28114.2814 | 26751.5895 | 65378.3174 | 62383.8906 | 66313.4453 | 78473.2562 | 89590.6817 | 138858.9918 | 132853.5163 | 126414.1409 | 120624.1802 | 139672.6653 | 133631.9993 | 127154.891 | 128282.3554
QLD1 | Grid Battery | 0.0004012 | 0.00053452 | 0.0005114 | 0.00065684 | 0.00093231 | 0.00088961 | 0.0013357 | 0.0042049 | 0.0040123 | 0.0038285 | 0.003663 | 10859.9034 | 23276.1513 | 22210.068 | 21249.5107 | 20219.5525 | 34303.5431 | 32732.3884 | 31316.7541 | 29798.8392 | 28434.0067 | 32055.5883 | 30669.2247 | 29182.6953 | 27846.0832 | 53526.7744 | 51211.8091 | 64811.9465 | 61843.4605
QLD1 | Pumped Hydro | 0 | 0 | 0.0010298 | 0.0013248 | 0.0013058 | 0.0015207 | 0.0016615 | 0.0041815 | 0.00399 | 0.0038072 | 0.0036426 | 38126.6828 | 63115.8231 | 60225.022 | 57620.3661 | 54827.522 | 115294.9214 | 110014.2379 | 105256.2615 | 100154.5179 | 95567.2881 | 186245.9136 | 178191.0138 | 169554.1417 | 161788.3031 | 154378.152 | 147701.4925 | 153037.6652 | 146028.3064
QLD1 | VPP | 0 | 0 | 0 | 0 | 0 | 0 | 0 | 0 | 0 | 0 | 0 | 0 | 0 | 0 | 0 | 0 | 0 | 0 | 0 | 0 | 0 | 0 | 0 | 0 | 0 | 0 | 0 | 0 | 0
Total excluding storage |  | 454208.5356 | 433405.0916 | 414660.8709 | 536996.5033 | 517417.1477 | 493718.6522 | 472365.9466 | 521523.0474 | 497636.4954 | 474843.9843 | 479606.3612 | 511561.3487 | 578245.2444 | 551760.7293 | 543087.9563 | 525850.2152 | 585767.7497 | 558938.6922 | 570469.3779 | 558192.8818 | 582244.6797 | 667955.5761 | 639067.3438 | 628191.0821 | 613553.4343 | 548703.8313 | 524973.0856 | 535323.3206 | 528536.3066
Region | Technology | 2021-22 | 2022-23 | 2023-24 | 2024-25 | 2025-26 | 2026-27 | 2027-28 | 2028-29 | 2029-30 | 2030-31 | 2031-32 | 2032-33 | 2033-34 | 2034-35 | 2035-36 | 2036-37 | 2037-38 | 2038-39 | 2039-40 | 2040-41 | 2041-42 | 2042-43 | 2043-44 | 2044-45 | 2045-46 | 2046-47 | 2047-48 | 2048-49 | 2049-50
VIC1 | Black Coal | 0 | 0 | 0 | 0 | 0 | 0 | 0 | 0 | 0 | 0 | 0 | 0 | 0 | 0 | 0 | 0 | 0 | 0 | 0 | 0 | 0 | 0 | 0 | 0 | 0 | 0 | 0 | 0 | 0
VIC1 | Brown Coal | 0 | 0 | 0 | 0 | 0 | 0 | 0 | 0 | 0 | 0 | 0 | 0 | 0 | 0 | 0 | 0 | 0 | 0 | 0 | 0 | 0 | 0 | 0 | 0 | 0 | 0 | 0 | 0 | 0
VIC1 | CCGT | 0.00017698 | 0.00016887 | 0.00016157 | 0.00025832 | 0.00024649 | 0.0002352 | 0.00022503 | 0.00023031 | 0.00021976 | 0.00021919 | 0.00023757 | 0.00030571 | 0.00029171 | 0.00027835 | 0.00026631 | 0.0002534 | 0.00033087 | 0.00031572 | 0.00032118 | 0.00030561 | 0.00047011 | 0.00044858 | 0.00059961 | 0.00057055 | 0.00054442 | 0.00046471 | 0.00044461 | 0.00045961 | 0.00049151
VIC1 | Gas - Steam | 0 | 0 | 0 | 0 | 0 | 0 | 0 | 0 | 0 | 0 | 0 | 0 | 0 | 0 | 0 | 0 | 0 | 0 | 0 | 0 | 0 | 0 | 0 | 0 | 0 | 0 | 0 | 0 | 0
VIC1 | OCGT / Diesel | 0.00043483 | 0.00042227 | 0.000404 | 0.00038442 | 0.00036682 | 0.00035001 | 0.00033488 | 0.00031865 | 0.0003093 | 0.00031613 | 0.00032479 | 0.00064534 | 0.00061579 | 0.00058758 | 0.0012338 | 0.001174 | 0.007168 | 0.0068397 | 0.0066487 | 0.0063265 | 37674.0471 | 35948.5183 | 47619.5431 | 60366.3878 | 57601.5151 | 54963.2776 | 52586.1855 | 50037.3467 | 67253.3503
VIC1 | Hydro | 0 | 0 | 0 | 0 | 0 | 0 | 0 | 0 | 0 | 0 | 0 | 0 | 0 | 0 | 0 | 0 | 0 | 0 | 0 | 0 | 0 | 0 | 0 | 0 | 0 | 0 | 0 | 0 | 0
VIC1 | Wind | 0.0075563 | 0.0072102 | 0.0073823 | 112209.2036 | 107069.8507 | 133094.8025 | 292709.3557 | 316112.3382 | 301633.9104 | 287818.6168 | 310609.129 | 307451.1326 | 355779.7327 | 355498.7531 | 340123.8824 | 323638.1679 | 460912.1061 | 439801.6278 | 420780.7646 | 413902.995 | 399185.7131 | 389924.912 | 373061.1536 | 354978.9765 | 358356.3564 | 341943.0858 | 327154.4806 | 311297.3879 | 262312.9392
VIC1 | Solar PV | 0.00022892 | 0.00031614 | 0.00032596 | 0.0014322 | 0.0029504 | 0.0029859 | 10526.2079 | 10016.0053 | 9557.257 | 22776.6333 | 27510.7939 | 82563.6317 | 78782.0913 | 75173.7512 | 71922.5817 | 68436.5128 | 65302.0168 | 62311.0848 | 59616.2105 | 56726.6284 | 61217.5355 | 58413.6789 | 62871.055 | 59823.7113 | 60338.0828 | 89049.7299 | 85198.4418 | 81068.8955 | 90014.7312
VIC1 | Grid Battery | 0.00039211 | 0.00055873 | 0.00053456 | 0.0006879 | 0.00095301 | 0.00097175 | 0.0010772 | 0.0012032 | 0.0013033 | 0.001546 | 0.001636 | 0.021104 | 0.020137 | 0.019215 | 0.018389 | 0.017498 | 0.01671 | 0.015944 | 0.015259 | 0.014519 | 0.013701 | 0.013004 | 0.012441 | 0.011787 | 0.011137 | 0.012037 | 0.011463 | 0.010843 | 0.011591
VIC1 | Pumped Hydro | 0 | 0 | 0.0011648 | 0.0022278 | 0.0021258 | 0.0027003 | 0.0025835 | 0.0024583 | 0.002602 | 0.0031631 | 0.003811 | 91030.4999 | 86861.164 | 82882.7901 | 106496.8898 | 101335.0133 | 117093.1627 | 111730.117 | 106897.931 | 101716.6161 | 138926.9093 | 132563.8447 | 126830.6264 | 132789.7995 | 126707.8239 | 120904.412 | 115675.4494 | 110068.6904 | 105027.3763
VIC1 | VPP | 0 | 0 | 0 | 0 | 0 | 0 | 0 | 0 | 0 | 0 | 0 | 0 | 0 | 0 | 0 | 0 | 0 | 0 | 0 | 0 | 0 | 0 | 0 | 0 | 0 | 0 | 0 | 0 | 0
Total excluding storage |  | 0.008397 | 0.0081175 | 0.0082738 | 112209.2057 | 107069.8543 | 133094.806 | 303235.5641 | 326128.344 | 311191.1679 | 310595.2506 | 338119.9235 | 390014.7652 | 434561.8249 | 430672.5051 | 412046.4655 | 392074.6822 | 526214.1304 | 502112.7197 | 480396.9821 | 470629.63 | 498077.2962 | 484287.1096 | 483551.7523 | 475169.0762 | 476295.9549 | 485956.0937 | 464939.1083 | 442403.6306 | 419581.0213
Region | Technology | 2021-22 | 2022-23 | 2023-24 | 2024-25 | 2025-26 | 2026-27 | 2027-28 | 2028-29 | 2029-30 | 2030-31 | 2031-32 | 2032-33 | 2033-34 | 2034-35 | 2035-36 | 2036-37 | 2037-38 | 2038-39 | 2039-40 | 2040-41 | 2041-42 | 2042-43 | 2043-44 | 2044-45 | 2045-46 | 2046-47 | 2047-48 | 2048-49 | 2049-50
SA1 | Black Coal | 0 | 0 | 0 | 0 | 0 | 0 | 0 | 0 | 0 | 0 | 0 | 0 | 0 | 0 | 0 | 0 | 0 | 0 | 0 | 0 | 0 | 0 | 0 | 0 | 0 | 0 | 0 | 0 | 0
SA1 | Brown Coal | 0 | 0 | 0 | 0 | 0 | 0 | 0 | 0 | 0 | 0 | 0 | 0 | 0 | 0 | 0 | 0 | 0 | 0 | 0 | 0 | 0 | 0 | 0 | 0 | 0 | 0 | 0 | 0 | 0
SA1 | CCGT | 0.00017575 | 0.0001677 | 0.00020095 | 0.00022197 | 0.0002118 | 0.0002021 | 0.00019336 | 0.00018399 | 0.00017556 | 0.00017717 | 0.00016951 | 0.00024688 | 0.00023557 | 0.00022478 | 0.00022453 | 0.00021365 | 0.00032343 | 0.00030861 | 0.00029527 | 0.00028096 | 0.00033262 | 0.00031738 | 0.00030876 | 0.00029379 | 0.00028034 | 0.00021311 | 0.00020389 | 0.00018151 | 0.00016367
SA1 | Gas - Steam | 0 | 0 | 0 | 0 | 0 | 0 | 0 | 0 | 0 | 0 | 0 | 0 | 0 | 0 | 0 | 0 | 0 | 0 | 0 | 0 | 0 | 0 | 0 | 0 | 0 | 0 | 0 | 0 | 0
SA1 | OCGT / Diesel | 0.00043555 | 0.00042283 | 0.00040454 | 0.00038494 | 0.00036731 | 0.00035048 | 0.00033532 | 0.00031907 | 0.0003098 | 0.0003147 | 0.0003193 | 0.00058309 | 0.00055638 | 0.0005309 | 0.0015004 | 0.0014277 | 12587.3684 | 12010.8477 | 11491.3938 | 10934.4089 | 11102.0971 | 10593.6041 | 16042.9598 | 15265.3617 | 14566.1848 | 13899.0312 | 13297.9157 | 12653.3692 | 12073.8256
SA1 | Hydro | 0 | 0 | 0 | 0 | 0 | 0 | 0 | 0 | 0 | 0 | 0 | 0 | 0 | 0 | 0 | 0 | 0 | 0 | 0 | 0 | 0 | 0 | 0 | 0 | 0 | 0 | 0 | 0 | 0
SA1 | Wind | 25425.1218 | 24260.6124 | 34168.9412 | 108482.2392 | 103513.587 | 98772.5079 | 97426.2077 | 149218.3139 | 142383.8873 | 137929.6882 | 131964.4043 | 182212.299 | 173866.6975 | 165903.3374 | 166006.6306 | 157960.3325 | 150725.5098 | 153471.9308 | 152517.582 | 145458.3275 | 161129.9168 | 153749.9219 | 176053.0953 | 167519.8561 | 161827.1127 | 191984.8546 | 183681.7528 | 171397.0751 | 143380.3659
SA1 | Solar PV | 0.00071773 | 0.0011739 | 0.0013112 | 0.0028876 | 0.0046335 | 0.0044213 | 0.0071112 | 0.0067726 | 0.0064673 | 0.011433 | 3874.4014 | 3686.6105 | 3517.7587 | 3356.64 | 3211.4696 | 3055.811 | 16596.6994 | 15836.5452 | 21549.8083 | 22395.8841 | 21370.1185 | 20391.3346 | 27601.8091 | 26263.9566 | 25061.0273 | 23913.1938 | 22878.9783 | 21770.0401 | 21908.6149
SA1 | Grid Battery | 0.00040441 | 0.00060001 | 0.00057406 | 0.00068314 | 0.00094472 | 0.00097703 | 0.0011593 | 0.0013257 | 0.0015504 | 0.0016383 | 0.0016526 | 3477.6009 | 3318.3214 | 3166.3372 | 12499.2326 | 11893.398 | 12375.7658 | 11808.9368 | 11298.2153 | 10750.5937 | 17111.1039 | 16327.3891 | 15621.2502 | 14864.0923 | 14183.2941 | 13533.6775 | 12948.363 | 12320.7591 | 11756.4494
SA1 | Pumped Hydro | 0 | 0 | 0.0012992 | 0.001303 | 0.0012433 | 0.0013815 | 0.0013218 | 0.0012771 | 0.0012616 | 0.0013427 | 0.0013367 | 0.0024878 | 0.0023739 | 0.0022652 | 0.0025728 | 0.0024481 | 0.0030489 | 0.0029092 | 0.0027834 | 0.0026485 | 0.0032737 | 0.0031237 | 0.0029886 | 0.003997 | 0.0038139 | 0.0036392 | 0.0034818 | 0.0033131 | 0.0031613
SA1 | VPP | 0 | 0 | 0 | 0 | 0 | 0 | 0 | 0 | 0 | 0 | 0 | 0 | 0 | 0 | 0 | 0 | 0 | 0 | 0 | 0 | 0 | 0 | 0 | 0 | 0 | 0 | 0 | 0 | 0
Total excluding storage |  | 25425.1232 | 24260.6142 | 34168.9431 | 108482.2427 | 103513.5922 | 98772.5129 | 97426.2154 | 149218.3212 | 142383.8942 | 137929.7001 | 135838.8062 | 185898.9103 | 177384.457 | 169259.9782 | 169218.102 | 161016.1451 | 179909.5779 | 181319.324 | 185558.7843 | 178788.6208 | 193602.1327 | 184734.861 | 219697.8646 | 209049.1748 | 201454.3251 | 229797.0797 | 219858.647 | 205820.4846 | 177362.8065
Region | Technology | 2021-22 | 2022-23 | 2023-24 | 2024-25 | 2025-26 | 2026-27 | 2027-28 | 2028-29 | 2029-30 | 2030-31 | 2031-32 | 2032-33 | 2033-34 | 2034-35 | 2035-36 | 2036-37 | 2037-38 | 2038-39 | 2039-40 | 2040-41 | 2041-42 | 2042-43 | 2043-44 | 2044-45 | 2045-46 | 2046-47 | 2047-48 | 2048-49 | 2049-50
TAS1 | Black Coal | 0 | 0 | 0 | 0 | 0 | 0 | 0 | 0 | 0 | 0 | 0 | 0 | 0 | 0 | 0 | 0 | 0 | 0 | 0 | 0 | 0 | 0 | 0 | 0 | 0 | 0 | 0 | 0 | 0
TAS1 | Brown Coal | 0 | 0 | 0 | 0 | 0 | 0 | 0 | 0 | 0 | 0 | 0 | 0 | 0 | 0 | 0 | 0 | 0 | 0 | 0 | 0 | 0 | 0 | 0 | 0 | 0 | 0 | 0 | 0 | 0
TAS1 | CCGT | 0.00014533 | 0.00013867 | 0.00013268 | 0.00012624 | 0.00012046 | 0.00011494 | 0.00012148 | 0.00011559 | 0.0001103 | 0.00010524 | 0.00010069 | 9.5812e-05 | 9.1424e-05 | 8.7236e-05 | 8.3463e-05 | 7.9418e-05 | 7.578e-05 | 7.231e-05 | 6.9182e-05 | 6.5829e-05 | 7.1544e-05 | 6.8267e-05 | 6.9878e-05 | 6.6491e-05 | 6.3446e-05 | 2.2556e-05 | 2.1581e-05 | 2.8088e-05 | 2.6801e-05
TAS1 | Gas - Steam | 0 | 0 | 0 | 0 | 0 | 0 | 0 | 0 | 0 | 0 | 0 | 0 | 0 | 0 | 0 | 0 | 0 | 0 | 0 | 0 | 0 | 0 | 0 | 0 | 0 | 0 | 0 | 0 | 0
TAS1 | OCGT / Diesel | 0.00042522 | 0.00040574 | 0.00038819 | 0.00036938 | 0.00035246 | 0.00033632 | 0.00032177 | 0.00030617 | 0.00030688 | 0.00030864 | 0.0003094 | 0.00037055 | 0.00035358 | 0.00033738 | 0.00032279 | 0.00030714 | 0.00032133 | 0.00030661 | 0.00038848 | 0.00036965 | 0.00041233 | 0.00039344 | 0.00037643 | 0.00035818 | 0.00034178 | 0.00019453 | 0.00019163 | 0.00021573 | 0.00020585
TAS1 | Hydro | 0 | 0 | 0 | 0 | 0 | 0 | 0 | 0 | 0 | 0 | 0 | 0 | 0 | 0 | 0 | 0 | 0 | 0 | 0 | 0 | 0 | 0 | 0 | 0 | 0 | 0 | 0 | 0 | 0
TAS1 | Wind | 52168.8338 | 49779.4215 | 79576.7997 | 75719.7329 | 72251.6535 | 68942.4174 | 97395.2473 | 102145.3736 | 97466.9595 | 94544.7575 | 95589.6946 | 110166.3652 | 105120.5774 | 108943.6377 | 112436.9688 | 114742.5668 | 116841.9079 | 118469.0204 | 120225.142 | 120890.9292 | 115353.94 | 110070.5534 | 105310.1414 | 100205.7862 | 95616.2082 | 75091.6056 | 71843.9888 | 58501.3934 | 55821.9402
TAS1 | Solar PV | 8.599e-05 | 0.0001365 | 0.00015144 | 0.00023221 | 0.00022157 | 0.00023312 | 0.00022304 | 0.00021223 | 0.00020944 | 0.0002207 | 0.00021538 | 0.00021398 | 0.00024357 | 0.00025085 | 0.00027292 | 0.00025969 | 0.00029923 | 0.00031718 | 0.00046489 | 0.00079336 | 0.00075702 | 0.00072235 | 0.00069111 | 0.00065761 | 0.00062749 | 0.00057214 | 0.0005305 | 0.00049835 | 0.00044826
TAS1 | Grid Battery | 0.00038146 | 0.00052287 | 0.00050026 | 0.00055831 | 0.00070117 | 0.00068408 | 0.00081406 | 0.00089807 | 0.0010338 | 0.0010664 | 0.0010464 | 0.0012796 | 0.001221 | 0.0011651 | 0.0011147 | 0.0010607 | 0.0010704 | 0.0010214 | 0.0011981 | 0.00114 | 0.0011847 | 0.0010752 | 0.0010461 | 0.00099267 | 0.00091222 | 0.0010082 | 0.00093193 | 0.00099793 | 0.0009872
TAS1 | Pumped Hydro | 0 | 0 | 0.001872 | 0.0018148 | 0.0018158 | 0.0019734 | 0.0023477 | 0.0024705 | 0.0027527 | 0.0029264 | 0.0027999 | 0.0033202 | 0.0031681 | 0.003023 | 0.0028923 | 0.0027521 | 0.002626 | 0.0025058 | 0.0027865 | 0.0026515 | 0.0031414 | 0.0029975 | 0.0028679 | 0.0027289 | 0.0026039 | 0.0028161 | 0.0026943 | 0.0030708 | 0.0029301
TAS1 | VPP | 0 | 0 | 0 | 0 | 0 | 0 | 0 | 0 | 0 | 0 | 0 | 0 | 0 | 0 | 0 | 0 | 0 | 0 | 0 | 0 | 0 | 0 | 0 | 0 | 0 | 0 | 0 | 0 | 0
Total excluding storage |  | 52168.8344 | 49779.4222 | 79576.8004 | 75719.7336 | 72251.6542 | 68942.4181 | 97395.2479 | 102145.3742 | 97466.9601 | 94544.7581 | 95589.6952 | 110166.3658 | 105120.5781 | 108943.6384 | 112436.9695 | 114742.5674 | 116841.9086 | 118469.0211 | 120225.1429 | 120890.9304 | 115353.9412 | 110070.5546 | 105310.1425 | 100205.7873 | 95616.2092 | 75091.6064 | 71843.9895 | 58501.3941 | 55821.9409

## Marinus_REHAB Cost
Rehabilition cost by technology ($000s) - Marinus Link, Step Change Scenario
REHAB | Real June 2020 dollars discounted to 1 July 2020
Explicitly modelled generation
Region | Technology | 2021-22 | 2022-23 | 2023-24 | 2024-25 | 2025-26 | 2026-27 | 2027-28 | 2028-29 | 2029-30 | 2030-31 | 2031-32 | 2032-33 | 2033-34 | 2034-35 | 2035-36 | 2036-37 | 2037-38 | 2038-39 | 2039-40 | 2040-41 | 2041-42 | 2042-43 | 2043-44 | 2044-45 | 2045-46 | 2046-47 | 2047-48 | 2048-49 | 2049-50
NEM | Black Coal | 0 | 0 | 0 | 214767.6577 | 101190.7579 | 4700.0664 | 3116.471 | 0 | 20840.3789 | 3.9526e-05 | 152.4959 | 7.6959e-06 | 19514.7831 | 0 | 0 | 1111.1143 | 0 | 0 | 0 | 0.0015183 | 5417.2803 | 0 | 2163.4811 | 6.3212e-05 | 1.4441e-05 | 0 | 2089.1925 | 0 | 0
NEM | Brown Coal | 0 | 0 | 0 | 147741.6922 | 6609.643 | 25247.6014 | 134864.5515 | 0.0017344 | 2.3076e-05 | 0 | 8.7494e-07 | 0 | 0 | 0 | 0 | 0 | 0 | 3.6052e-05 | 0 | 0 | 0 | 0 | 0 | 0 | 1.1793e-06 | 0 | 3.3895e-06 | 0 | 0
NEM | CCGT | 0 | 0 | 0 | 0 | 0 | 0 | 0 | 0 | 0 | 0 | 0 | 0 | 0 | 0 | 0 | 0 | 0 | 0 | 0 | 0 | 0 | 0 | 0 | 0 | 0 | 0 | 0 | 0 | 0
NEM | Gas - Steam | 0 | 0 | 0 | 0 | 0 | 0 | 0 | 0 | 0 | 0 | 0 | 0 | 0 | 0 | 0 | 0 | 0 | 0 | 0 | 0 | 0 | 0 | 0 | 0 | 0 | 0 | 0 | 0 | 0
NEM | OCGT / Diesel | 0 | 0 | 0 | 0 | 0 | 0 | 0 | 0 | 0 | 0 | 0 | 0 | 0 | 0 | 0 | 0 | 0 | 0 | 0 | 0 | 0 | 0 | 0 | 0 | 0 | 0 | 0 | 0 | 0
NEM | Hydro | 0 | 0 | 0 | 0 | 0 | 0 | 0 | 0 | 0 | 0 | 0 | 0 | 0 | 0 | 0 | 0 | 0 | 0 | 0 | 0 | 0 | 0 | 0 | 0 | 0 | 0 | 0 | 0 | 0
NEM | Wind | 0 | 0 | 0 | 0 | 0 | 0 | 0 | 0 | 0 | 0 | 0 | 0 | 0 | 0 | 0 | 0 | 0 | 0 | 0 | 0 | 0 | 0 | 0 | 0 | 0 | 0 | 0 | 0 | 0
NEM | Solar PV | 0 | 0 | 0 | 0 | 0 | 0 | 0 | 0 | 0 | 0 | 0 | 0 | 0 | 0 | 0 | 0 | 0 | 0 | 0 | 0 | 0 | 0 | 0 | 0 | 0 | 0 | 0 | 0 | 0
NEM | Grid Battery | 0 | 0 | 0 | 0 | 0 | 0 | 0 | 0 | 0 | 0 | 0 | 0 | 0 | 0 | 0 | 0 | 0 | 0 | 0 | 0 | 0 | 0 | 0 | 0 | 0 | 0 | 0 | 0 | 0
NEM | Pumped Hydro | 0 | 0 | 0 | 0 | 0 | 0 | 0 | 0 | 0 | 0 | 0 | 0 | 0 | 0 | 0 | 0 | 0 | 0 | 0 | 0 | 0 | 0 | 0 | 0 | 0 | 0 | 0 | 0 | 0
NEM | VPP | 0 | 0 | 0 | 0 | 0 | 0 | 0 | 0 | 0 | 0 | 0 | 0 | 0 | 0 | 0 | 0 | 0 | 0 | 0 | 0 | 0 | 0 | 0 | 0 | 0 | 0 | 0 | 0 | 0
Total excluding storage |  | 0 | 0 | 0 | 362509.3499 | 107800.4009 | 29947.6678 | 137981.0225 | 0.0017344 | 20840.379 | 3.9526e-05 | 152.4959 | 7.6959e-06 | 19514.7831 | 0 | 0 | 1111.1143 | 0 | 3.6052e-05 | 0 | 0.0015183 | 5417.2803 | 0 | 2163.4811 | 6.3212e-05 | 1.5621e-05 | 0 | 2089.1925 | 0 | 0
Region | Technology | 2021-22 | 2022-23 | 2023-24 | 2024-25 | 2025-26 | 2026-27 | 2027-28 | 2028-29 | 2029-30 | 2030-31 | 2031-32 | 2032-33 | 2033-34 | 2034-35 | 2035-36 | 2036-37 | 2037-38 | 2038-39 | 2039-40 | 2040-41 | 2041-42 | 2042-43 | 2043-44 | 2044-45 | 2045-46 | 2046-47 | 2047-48 | 2048-49 | 2049-50
NSW1 | Black Coal | 0 | 0 | 0 | 30663.6163 | 101190.7576 | 2355.5315 | 0 | 0 | 10040.7045 | 0 | 152.4959 | 0 | 0 | 0 | 0 | 0 | 0 | 0 | 0 | 0 | 1828.2079 | 0 | 0 | 0 | 0 | 0 | 0 | 0 | 0
NSW1 | Brown Coal | 0 | 0 | 0 | 0 | 0 | 0 | 0 | 0 | 0 | 0 | 0 | 0 | 0 | 0 | 0 | 0 | 0 | 0 | 0 | 0 | 0 | 0 | 0 | 0 | 0 | 0 | 0 | 0 | 0
NSW1 | CCGT | 0 | 0 | 0 | 0 | 0 | 0 | 0 | 0 | 0 | 0 | 0 | 0 | 0 | 0 | 0 | 0 | 0 | 0 | 0 | 0 | 0 | 0 | 0 | 0 | 0 | 0 | 0 | 0 | 0
NSW1 | Gas - Steam | 0 | 0 | 0 | 0 | 0 | 0 | 0 | 0 | 0 | 0 | 0 | 0 | 0 | 0 | 0 | 0 | 0 | 0 | 0 | 0 | 0 | 0 | 0 | 0 | 0 | 0 | 0 | 0 | 0
NSW1 | OCGT / Diesel | 0 | 0 | 0 | 0 | 0 | 0 | 0 | 0 | 0 | 0 | 0 | 0 | 0 | 0 | 0 | 0 | 0 | 0 | 0 | 0 | 0 | 0 | 0 | 0 | 0 | 0 | 0 | 0 | 0
NSW1 | Hydro | 0 | 0 | 0 | 0 | 0 | 0 | 0 | 0 | 0 | 0 | 0 | 0 | 0 | 0 | 0 | 0 | 0 | 0 | 0 | 0 | 0 | 0 | 0 | 0 | 0 | 0 | 0 | 0 | 0
NSW1 | Wind | 0 | 0 | 0 | 0 | 0 | 0 | 0 | 0 | 0 | 0 | 0 | 0 | 0 | 0 | 0 | 0 | 0 | 0 | 0 | 0 | 0 | 0 | 0 | 0 | 0 | 0 | 0 | 0 | 0
NSW1 | Solar PV | 0 | 0 | 0 | 0 | 0 | 0 | 0 | 0 | 0 | 0 | 0 | 0 | 0 | 0 | 0 | 0 | 0 | 0 | 0 | 0 | 0 | 0 | 0 | 0 | 0 | 0 | 0 | 0 | 0
NSW1 | Grid Battery | 0 | 0 | 0 | 0 | 0 | 0 | 0 | 0 | 0 | 0 | 0 | 0 | 0 | 0 | 0 | 0 | 0 | 0 | 0 | 0 | 0 | 0 | 0 | 0 | 0 | 0 | 0 | 0 | 0
NSW1 | Pumped Hydro | 0 | 0 | 0 | 0 | 0 | 0 | 0 | 0 | 0 | 0 | 0 | 0 | 0 | 0 | 0 | 0 | 0 | 0 | 0 | 0 | 0 | 0 | 0 | 0 | 0 | 0 | 0 | 0 | 0
NSW1 | VPP | 0 | 0 | 0 | 0 | 0 | 0 | 0 | 0 | 0 | 0 | 0 | 0 | 0 | 0 | 0 | 0 | 0 | 0 | 0 | 0 | 0 | 0 | 0 | 0 | 0 | 0 | 0 | 0 | 0
Total excluding storage |  | 0 | 0 | 0 | 30663.6163 | 101190.7576 | 2355.5315 | 0 | 0 | 10040.7045 | 0 | 152.4959 | 0 | 0 | 0 | 0 | 0 | 0 | 0 | 0 | 0 | 1828.2079 | 0 | 0 | 0 | 0 | 0 | 0 | 0 | 0
Region | Technology | 2021-22 | 2022-23 | 2023-24 | 2024-25 | 2025-26 | 2026-27 | 2027-28 | 2028-29 | 2029-30 | 2030-31 | 2031-32 | 2032-33 | 2033-34 | 2034-35 | 2035-36 | 2036-37 | 2037-38 | 2038-39 | 2039-40 | 2040-41 | 2041-42 | 2042-43 | 2043-44 | 2044-45 | 2045-46 | 2046-47 | 2047-48 | 2048-49 | 2049-50
QLD1 | Black Coal | 0 | 0 | 0 | 184104.0415 | 0.00029799 | 2344.5349 | 3116.471 | 0 | 10799.6745 | 3.9526e-05 | 6.688e-06 | 7.6959e-06 | 19514.7831 | 0 | 0 | 1111.1143 | 0 | 0 | 0 | 0.0015183 | 3589.0724 | 0 | 2163.4811 | 6.3212e-05 | 1.4441e-05 | 0 | 2089.1925 | 0 | 0
QLD1 | Brown Coal | 0 | 0 | 0 | 0 | 0 | 0 | 0 | 0 | 0 | 0 | 0 | 0 | 0 | 0 | 0 | 0 | 0 | 0 | 0 | 0 | 0 | 0 | 0 | 0 | 0 | 0 | 0 | 0 | 0
QLD1 | CCGT | 0 | 0 | 0 | 0 | 0 | 0 | 0 | 0 | 0 | 0 | 0 | 0 | 0 | 0 | 0 | 0 | 0 | 0 | 0 | 0 | 0 | 0 | 0 | 0 | 0 | 0 | 0 | 0 | 0
QLD1 | Gas - Steam | 0 | 0 | 0 | 0 | 0 | 0 | 0 | 0 | 0 | 0 | 0 | 0 | 0 | 0 | 0 | 0 | 0 | 0 | 0 | 0 | 0 | 0 | 0 | 0 | 0 | 0 | 0 | 0 | 0
QLD1 | OCGT / Diesel | 0 | 0 | 0 | 0 | 0 | 0 | 0 | 0 | 0 | 0 | 0 | 0 | 0 | 0 | 0 | 0 | 0 | 0 | 0 | 0 | 0 | 0 | 0 | 0 | 0 | 0 | 0 | 0 | 0
QLD1 | Hydro | 0 | 0 | 0 | 0 | 0 | 0 | 0 | 0 | 0 | 0 | 0 | 0 | 0 | 0 | 0 | 0 | 0 | 0 | 0 | 0 | 0 | 0 | 0 | 0 | 0 | 0 | 0 | 0 | 0
QLD1 | Wind | 0 | 0 | 0 | 0 | 0 | 0 | 0 | 0 | 0 | 0 | 0 | 0 | 0 | 0 | 0 | 0 | 0 | 0 | 0 | 0 | 0 | 0 | 0 | 0 | 0 | 0 | 0 | 0 | 0
QLD1 | Solar PV | 0 | 0 | 0 | 0 | 0 | 0 | 0 | 0 | 0 | 0 | 0 | 0 | 0 | 0 | 0 | 0 | 0 | 0 | 0 | 0 | 0 | 0 | 0 | 0 | 0 | 0 | 0 | 0 | 0
QLD1 | Grid Battery | 0 | 0 | 0 | 0 | 0 | 0 | 0 | 0 | 0 | 0 | 0 | 0 | 0 | 0 | 0 | 0 | 0 | 0 | 0 | 0 | 0 | 0 | 0 | 0 | 0 | 0 | 0 | 0 | 0
QLD1 | Pumped Hydro | 0 | 0 | 0 | 0 | 0 | 0 | 0 | 0 | 0 | 0 | 0 | 0 | 0 | 0 | 0 | 0 | 0 | 0 | 0 | 0 | 0 | 0 | 0 | 0 | 0 | 0 | 0 | 0 | 0
QLD1 | VPP | 0 | 0 | 0 | 0 | 0 | 0 | 0 | 0 | 0 | 0 | 0 | 0 | 0 | 0 | 0 | 0 | 0 | 0 | 0 | 0 | 0 | 0 | 0 | 0 | 0 | 0 | 0 | 0 | 0
Total excluding storage |  | 0 | 0 | 0 | 184104.0415 | 0.00029799 | 2344.5349 | 3116.471 | 0 | 10799.6745 | 3.9526e-05 | 6.688e-06 | 7.6959e-06 | 19514.7831 | 0 | 0 | 1111.1143 | 0 | 0 | 0 | 0.0015183 | 3589.0724 | 0 | 2163.4811 | 6.3212e-05 | 1.4441e-05 | 0 | 2089.1925 | 0 | 0
Region | Technology | 2021-22 | 2022-23 | 2023-24 | 2024-25 | 2025-26 | 2026-27 | 2027-28 | 2028-29 | 2029-30 | 2030-31 | 2031-32 | 2032-33 | 2033-34 | 2034-35 | 2035-36 | 2036-37 | 2037-38 | 2038-39 | 2039-40 | 2040-41 | 2041-42 | 2042-43 | 2043-44 | 2044-45 | 2045-46 | 2046-47 | 2047-48 | 2048-49 | 2049-50
VIC1 | Black Coal | 0 | 0 | 0 | 0 | 0 | 0 | 0 | 0 | 0 | 0 | 0 | 0 | 0 | 0 | 0 | 0 | 0 | 0 | 0 | 0 | 0 | 0 | 0 | 0 | 0 | 0 | 0 | 0 | 0
VIC1 | Brown Coal | 0 | 0 | 0 | 147741.6922 | 6609.643 | 25247.6014 | 134864.5515 | 0.0017344 | 2.3076e-05 | 0 | 8.7494e-07 | 0 | 0 | 0 | 0 | 0 | 0 | 3.6052e-05 | 0 | 0 | 0 | 0 | 0 | 0 | 1.1793e-06 | 0 | 3.3895e-06 | 0 | 0
VIC1 | CCGT | 0 | 0 | 0 | 0 | 0 | 0 | 0 | 0 | 0 | 0 | 0 | 0 | 0 | 0 | 0 | 0 | 0 | 0 | 0 | 0 | 0 | 0 | 0 | 0 | 0 | 0 | 0 | 0 | 0
VIC1 | Gas - Steam | 0 | 0 | 0 | 0 | 0 | 0 | 0 | 0 | 0 | 0 | 0 | 0 | 0 | 0 | 0 | 0 | 0 | 0 | 0 | 0 | 0 | 0 | 0 | 0 | 0 | 0 | 0 | 0 | 0
VIC1 | OCGT / Diesel | 0 | 0 | 0 | 0 | 0 | 0 | 0 | 0 | 0 | 0 | 0 | 0 | 0 | 0 | 0 | 0 | 0 | 0 | 0 | 0 | 0 | 0 | 0 | 0 | 0 | 0 | 0 | 0 | 0
VIC1 | Hydro | 0 | 0 | 0 | 0 | 0 | 0 | 0 | 0 | 0 | 0 | 0 | 0 | 0 | 0 | 0 | 0 | 0 | 0 | 0 | 0 | 0 | 0 | 0 | 0 | 0 | 0 | 0 | 0 | 0
VIC1 | Wind | 0 | 0 | 0 | 0 | 0 | 0 | 0 | 0 | 0 | 0 | 0 | 0 | 0 | 0 | 0 | 0 | 0 | 0 | 0 | 0 | 0 | 0 | 0 | 0 | 0 | 0 | 0 | 0 | 0
VIC1 | Solar PV | 0 | 0 | 0 | 0 | 0 | 0 | 0 | 0 | 0 | 0 | 0 | 0 | 0 | 0 | 0 | 0 | 0 | 0 | 0 | 0 | 0 | 0 | 0 | 0 | 0 | 0 | 0 | 0 | 0
VIC1 | Grid Battery | 0 | 0 | 0 | 0 | 0 | 0 | 0 | 0 | 0 | 0 | 0 | 0 | 0 | 0 | 0 | 0 | 0 | 0 | 0 | 0 | 0 | 0 | 0 | 0 | 0 | 0 | 0 | 0 | 0
VIC1 | Pumped Hydro | 0 | 0 | 0 | 0 | 0 | 0 | 0 | 0 | 0 | 0 | 0 | 0 | 0 | 0 | 0 | 0 | 0 | 0 | 0 | 0 | 0 | 0 | 0 | 0 | 0 | 0 | 0 | 0 | 0
VIC1 | VPP | 0 | 0 | 0 | 0 | 0 | 0 | 0 | 0 | 0 | 0 | 0 | 0 | 0 | 0 | 0 | 0 | 0 | 0 | 0 | 0 | 0 | 0 | 0 | 0 | 0 | 0 | 0 | 0 | 0
Total excluding storage |  | 0 | 0 | 0 | 147741.6922 | 6609.643 | 25247.6014 | 134864.5515 | 0.0017344 | 2.3076e-05 | 0 | 8.7494e-07 | 0 | 0 | 0 | 0 | 0 | 0 | 3.6052e-05 | 0 | 0 | 0 | 0 | 0 | 0 | 1.1793e-06 | 0 | 3.3895e-06 | 0 | 0
Region | Technology | 2021-22 | 2022-23 | 2023-24 | 2024-25 | 2025-26 | 2026-27 | 2027-28 | 2028-29 | 2029-30 | 2030-31 | 2031-32 | 2032-33 | 2033-34 | 2034-35 | 2035-36 | 2036-37 | 2037-38 | 2038-39 | 2039-40 | 2040-41 | 2041-42 | 2042-43 | 2043-44 | 2044-45 | 2045-46 | 2046-47 | 2047-48 | 2048-49 | 2049-50
SA1 | Black Coal | 0 | 0 | 0 | 0 | 0 | 0 | 0 | 0 | 0 | 0 | 0 | 0 | 0 | 0 | 0 | 0 | 0 | 0 | 0 | 0 | 0 | 0 | 0 | 0 | 0 | 0 | 0 | 0 | 0
SA1 | Brown Coal | 0 | 0 | 0 | 0 | 0 | 0 | 0 | 0 | 0 | 0 | 0 | 0 | 0 | 0 | 0 | 0 | 0 | 0 | 0 | 0 | 0 | 0 | 0 | 0 | 0 | 0 | 0 | 0 | 0
SA1 | CCGT | 0 | 0 | 0 | 0 | 0 | 0 | 0 | 0 | 0 | 0 | 0 | 0 | 0 | 0 | 0 | 0 | 0 | 0 | 0 | 0 | 0 | 0 | 0 | 0 | 0 | 0 | 0 | 0 | 0
SA1 | Gas - Steam | 0 | 0 | 0 | 0 | 0 | 0 | 0 | 0 | 0 | 0 | 0 | 0 | 0 | 0 | 0 | 0 | 0 | 0 | 0 | 0 | 0 | 0 | 0 | 0 | 0 | 0 | 0 | 0 | 0
SA1 | OCGT / Diesel | 0 | 0 | 0 | 0 | 0 | 0 | 0 | 0 | 0 | 0 | 0 | 0 | 0 | 0 | 0 | 0 | 0 | 0 | 0 | 0 | 0 | 0 | 0 | 0 | 0 | 0 | 0 | 0 | 0
SA1 | Hydro | 0 | 0 | 0 | 0 | 0 | 0 | 0 | 0 | 0 | 0 | 0 | 0 | 0 | 0 | 0 | 0 | 0 | 0 | 0 | 0 | 0 | 0 | 0 | 0 | 0 | 0 | 0 | 0 | 0
SA1 | Wind | 0 | 0 | 0 | 0 | 0 | 0 | 0 | 0 | 0 | 0 | 0 | 0 | 0 | 0 | 0 | 0 | 0 | 0 | 0 | 0 | 0 | 0 | 0 | 0 | 0 | 0 | 0 | 0 | 0
SA1 | Solar PV | 0 | 0 | 0 | 0 | 0 | 0 | 0 | 0 | 0 | 0 | 0 | 0 | 0 | 0 | 0 | 0 | 0 | 0 | 0 | 0 | 0 | 0 | 0 | 0 | 0 | 0 | 0 | 0 | 0
SA1 | Grid Battery | 0 | 0 | 0 | 0 | 0 | 0 | 0 | 0 | 0 | 0 | 0 | 0 | 0 | 0 | 0 | 0 | 0 | 0 | 0 | 0 | 0 | 0 | 0 | 0 | 0 | 0 | 0 | 0 | 0
SA1 | Pumped Hydro | 0 | 0 | 0 | 0 | 0 | 0 | 0 | 0 | 0 | 0 | 0 | 0 | 0 | 0 | 0 | 0 | 0 | 0 | 0 | 0 | 0 | 0 | 0 | 0 | 0 | 0 | 0 | 0 | 0
SA1 | VPP | 0 | 0 | 0 | 0 | 0 | 0 | 0 | 0 | 0 | 0 | 0 | 0 | 0 | 0 | 0 | 0 | 0 | 0 | 0 | 0 | 0 | 0 | 0 | 0 | 0 | 0 | 0 | 0 | 0
Total excluding storage |  | 0 | 0 | 0 | 0 | 0 | 0 | 0 | 0 | 0 | 0 | 0 | 0 | 0 | 0 | 0 | 0 | 0 | 0 | 0 | 0 | 0 | 0 | 0 | 0 | 0 | 0 | 0 | 0 | 0
Region | Technology | 2021-22 | 2022-23 | 2023-24 | 2024-25 | 2025-26 | 2026-27 | 2027-28 | 2028-29 | 2029-30 | 2030-31 | 2031-32 | 2032-33 | 2033-34 | 2034-35 | 2035-36 | 2036-37 | 2037-38 | 2038-39 | 2039-40 | 2040-41 | 2041-42 | 2042-43 | 2043-44 | 2044-45 | 2045-46 | 2046-47 | 2047-48 | 2048-49 | 2049-50
TAS1 | Black Coal | 0 | 0 | 0 | 0 | 0 | 0 | 0 | 0 | 0 | 0 | 0 | 0 | 0 | 0 | 0 | 0 | 0 | 0 | 0 | 0 | 0 | 0 | 0 | 0 | 0 | 0 | 0 | 0 | 0
TAS1 | Brown Coal | 0 | 0 | 0 | 0 | 0 | 0 | 0 | 0 | 0 | 0 | 0 | 0 | 0 | 0 | 0 | 0 | 0 | 0 | 0 | 0 | 0 | 0 | 0 | 0 | 0 | 0 | 0 | 0 | 0
TAS1 | CCGT | 0 | 0 | 0 | 0 | 0 | 0 | 0 | 0 | 0 | 0 | 0 | 0 | 0 | 0 | 0 | 0 | 0 | 0 | 0 | 0 | 0 | 0 | 0 | 0 | 0 | 0 | 0 | 0 | 0
TAS1 | Gas - Steam | 0 | 0 | 0 | 0 | 0 | 0 | 0 | 0 | 0 | 0 | 0 | 0 | 0 | 0 | 0 | 0 | 0 | 0 | 0 | 0 | 0 | 0 | 0 | 0 | 0 | 0 | 0 | 0 | 0
TAS1 | OCGT / Diesel | 0 | 0 | 0 | 0 | 0 | 0 | 0 | 0 | 0 | 0 | 0 | 0 | 0 | 0 | 0 | 0 | 0 | 0 | 0 | 0 | 0 | 0 | 0 | 0 | 0 | 0 | 0 | 0 | 0
TAS1 | Hydro | 0 | 0 | 0 | 0 | 0 | 0 | 0 | 0 | 0 | 0 | 0 | 0 | 0 | 0 | 0 | 0 | 0 | 0 | 0 | 0 | 0 | 0 | 0 | 0 | 0 | 0 | 0 | 0 | 0
TAS1 | Wind | 0 | 0 | 0 | 0 | 0 | 0 | 0 | 0 | 0 | 0 | 0 | 0 | 0 | 0 | 0 | 0 | 0 | 0 | 0 | 0 | 0 | 0 | 0 | 0 | 0 | 0 | 0 | 0 | 0
TAS1 | Solar PV | 0 | 0 | 0 | 0 | 0 | 0 | 0 | 0 | 0 | 0 | 0 | 0 | 0 | 0 | 0 | 0 | 0 | 0 | 0 | 0 | 0 | 0 | 0 | 0 | 0 | 0 | 0 | 0 | 0
TAS1 | Grid Battery | 0 | 0 | 0 | 0 | 0 | 0 | 0 | 0 | 0 | 0 | 0 | 0 | 0 | 0 | 0 | 0 | 0 | 0 | 0 | 0 | 0 | 0 | 0 | 0 | 0 | 0 | 0 | 0 | 0
TAS1 | Pumped Hydro | 0 | 0 | 0 | 0 | 0 | 0 | 0 | 0 | 0 | 0 | 0 | 0 | 0 | 0 | 0 | 0 | 0 | 0 | 0 | 0 | 0 | 0 | 0 | 0 | 0 | 0 | 0 | 0 | 0
TAS1 | VPP | 0 | 0 | 0 | 0 | 0 | 0 | 0 | 0 | 0 | 0 | 0 | 0 | 0 | 0 | 0 | 0 | 0 | 0 | 0 | 0 | 0 | 0 | 0 | 0 | 0 | 0 | 0 | 0 | 0
Total excluding storage |  | 0 | 0 | 0 | 0 | 0 | 0 | 0 | 0 | 0 | 0 | 0 | 0 | 0 | 0 | 0 | 0 | 0 | 0 | 0 | 0 | 0 | 0 | 0 | 0 | 0 | 0 | 0 | 0 | 0

## Marinus_REZ Tx Cost
REZ transmission expansion cost by region ($000s) - Marinus Link, Step Change Scenario
REZ Expansion | Real June 2020 dollars discounted to 1 July 2020. As with the total capital costs, the REZ transmission expansion costs are annualised for modelling purposes.
Explicitly modelled generation
Region | Technology | 2021-22 | 2022-23 | 2023-24 | 2024-25 | 2025-26 | 2026-27 | 2027-28 | 2028-29 | 2029-30 | 2030-31 | 2031-32 | 2032-33 | 2033-34 | 2034-35 | 2035-36 | 2036-37 | 2037-38 | 2038-39 | 2039-40 | 2040-41 | 2041-42 | 2042-43 | 2043-44 | 2044-45 | 2045-46 | 2046-47 | 2047-48 | 2048-49 | 2049-50
NSW1 | Transmission | 0.00057815 | 4528.7782 | 14345.2205 | 35639.7921 | 34007.4353 | 38916.6736 | 50734.86 | 53294.1848 | 116250.4082 | 110925.962 | 106128.5547 | 137990.4387 | 131838.1867 | 125799.7964 | 120359.1146 | 114863.967 | 125892.962 | 123190.4907 | 121417.2592 | 128683.2671 | 152706.6307 | 168824.6607 | 169842.0466 | 161609.8468 | 169834.2066 | 191448.1066 | 194702.4608 | 185265.2832 | 180918.2533
QLD1 | Transmission | 0.00093674 | 0.00094211 | 0.00099209 | 4428.1936 | 6252.085 | 5965.73 | 5707.7198 | 46452.0175 | 44324.4442 | 42294.3169 | 49470.6255 | 50698.8672 | 59137.6418 | 56429.0476 | 66636.6929 | 71022.3151 | 121081.0542 | 115535.357 | 112044.2002 | 110183.5183 | 112031.8913 | 155887.1271 | 149145.2065 | 159840.4176 | 165253.8923 | 190461.5827 | 182224.3605 | 183865.6363 | 205233.0583
VIC1 | Transmission | 0.00019418 | 0.00019163 | 0.00018334 | 0.00017513 | 0.00016711 | 2014.9545 | 10110.6588 | 9620.5978 | 9179.9597 | 8759.5036 | 8380.6661 | 7974.4574 | 11892.9003 | 12455.4349 | 11916.7531 | 11339.1512 | 18895.3568 | 18029.9206 | 17250.1494 | 16414.0392 | 18443.9165 | 19310.0605 | 22506.8919 | 21415.9887 | 26669.0184 | 42915.6654 | 41059.6172 | 39069.4682 | 46792.093
SA1 | Transmission | 0.001254 | 0.0012238 | 0.0012833 | 0.0015687 | 0.0015441 | 0.0015132 | 0.0016398 | 10087.2444 | 9625.2332 | 9184.3831 | 8787.1702 | 15404.4159 | 14698.8702 | 14025.6395 | 13419.0497 | 12768.6319 | 12183.8095 | 14474.8153 | 15536.1659 | 14882.8832 | 20934.5174 | 19975.6848 | 28899.0487 | 27498.3225 | 26547.3584 | 48332.7419 | 46242.412 | 44001.0544 | 43832.9647
TAS1 | Transmission | 0 | 0 | 404.1707 | 384.5806 | 366.9663 | 350.1586 | 335.0149 | 1097.2574 | 1047.0013 | 1085.8485 | 1330.1271 | 2363.2875 | 2255.0453 | 2652.4622 | 3016.7932 | 3326.3982 | 3608.9938 | 3858.7404 | 4103.3273 | 4295.968 | 4099.2061 | 3911.4562 | 3742.2907 | 3560.9028 | 3397.8081 | 3242.1833 | 3101.9629 | 2951.6116 | 2816.4233
NEM | Total | 0.002963 | 4528.7806 | 14749.3936 | 40452.5681 | 40626.4883 | 47247.5182 | 66888.2551 | 120551.3019 | 180427.0467 | 172250.0142 | 174097.1437 | 214431.4667 | 219822.6443 | 211362.3805 | 215348.4035 | 213320.4634 | 281662.1764 | 275089.3241 | 270351.102 | 274459.6759 | 308216.1621 | 367908.9894 | 374135.4844 | 373925.4785 | 391702.2838 | 476400.2798 | 467330.8135 | 455153.0537 | 479592.7926

## Marinus_USE+DSP Cost
USE and USE / DSP cost by region ($000s) - Marinus Link, Step Change Scenario
USE / DSP | Real June 2020 dollars discounted to 1 July 2020
Explicitly modelled generation
Region | Technology | 2021-22 | 2022-23 | 2023-24 | 2024-25 | 2025-26 | 2026-27 | 2027-28 | 2028-29 | 2029-30 | 2030-31 | 2031-32 | 2032-33 | 2033-34 | 2034-35 | 2035-36 | 2036-37 | 2037-38 | 2038-39 | 2039-40 | 2040-41 | 2041-42 | 2042-43 | 2043-44 | 2044-45 | 2045-46 | 2046-47 | 2047-48 | 2048-49 | 2049-50
NSW1 | USE / DSP | 0.0010556 | 0.001053 | 0.00106 | 1632.7385 | 0.0010863 | 0.0010828 | 42.4193 | 0.0010913 | 0.0010843 | 0.0010879 | 0.0010953 | 35780.0664 | 165.4179 | 199.8945 | 8611.5098 | 256.5665 | 20370.5382 | 0.0011558 | 3480.5073 | 848.9311 | 6293.2959 | 0.0011915 | 4340.1993 | 5498.7988 | 328.7458 | 167.5923 | 103.1485 | 1106.2877 | 2993.3447
QLD1 | USE / DSP | 0.0010459 | 0.0010425 | 0.0010465 | 1379.3596 | 279.2923 | 405.4693 | 131.2479 | 25285.5505 | 3158.5992 | 66.1719 | 2488.6037 | 9627.8072 | 33631.4562 | 13955.9364 | 2671.2542 | 844.328 | 52518.0241 | 406.8955 | 10247.1779 | 4190.0428 | 5928.8705 | 15166.2771 | 15094.5357 | 7594.9736 | 7512.5562 | 43003.0342 | 280.2102 | 60947.2858 | 47545.6506
VIC1 | USE / DSP | 0.0010449 | 0.0010367 | 0.0010449 | 0.0010843 | 0.0010935 | 0.0010908 | 0.91807 | 0.0010793 | 0.0010725 | 0.0010808 | 0.0010897 | 4435.7798 | 0.0011157 | 81.5354 | 3265.798 | 84.6626 | 4293.7273 | 0.0011283 | 3362.0577 | 369.4482 | 6502.8254 | 0.0011833 | 2654.3876 | 14113.6047 | 9.7084 | 3.9368 | 2.0767 | 72.0063 | 1492.061
SA1 | USE / DSP | 0.0010583 | 0.0010458 | 0.0010659 | 0.0010753 | 0.0010853 | 0.0010729 | 16.0575 | 0.0010629 | 0.0010527 | 0.0010602 | 0.0010723 | 4751.9715 | 0.0010847 | 25.9678 | 3697.6139 | 309.6738 | 9877.7155 | 0.0011173 | 3662.1629 | 524.4387 | 1546.7375 | 0.0011651 | 3177.5741 | 10424.3629 | 361.3653 | 60.2831 | 54.8191 | 487.3813 | 1635.2376
TAS1 | USE / DSP | 0.00085542 | 0.00084879 | 0.00085463 | 0.00085285 | 0.00085209 | 0.00085333 | 0.0008591 | 0.00085849 | 0.00086006 | 0.00086093 | 0.0008595 | 1131.6657 | 0.00085935 | 0.00084732 | 51.7117 | 0.00083461 | 188.3322 | 0.00083382 | 938.5188 | 0.0008335 | 822.9732 | 0.00083487 | 140.3668 | 151.0938 | 0.00083443 | 0.00084131 | 0.00083804 | 0.00084714 | 0.00083626
NEM | Total | 0.0050602 | 0.0050267 | 0.0050719 | 3012.1012 | 279.2964 | 405.4734 | 190.6436 | 25285.5546 | 3158.6033 | 66.176 | 2488.6078 | 55727.2906 | 33796.8772 | 14263.3349 | 18297.8876 | 1495.2318 | 87248.3372 | 406.8997 | 21690.4247 | 5932.8616 | 21094.7025 | 15166.2815 | 25407.0635 | 37782.8339 | 8212.3766 | 43234.8472 | 440.2553 | 62612.962 | 53666.2947

## Marinus_SyncCon Cost
Synchronous Condenser cost by region ($000s) - Marinus Link, Step Change Scenario
SyncCon | Real June 2020 dollars discounted to 1 July 2020
Explicitly modelled generation
Region | Technology | 2021-22 | 2022-23 | 2023-24 | 2024-25 | 2025-26 | 2026-27 | 2027-28 | 2028-29 | 2029-30 | 2030-31 | 2031-32 | 2032-33 | 2033-34 | 2034-35 | 2035-36 | 2036-37 | 2037-38 | 2038-39 | 2039-40 | 2040-41 | 2041-42 | 2042-43 | 2043-44 | 2044-45 | 2045-46 | 2046-47 | 2047-48 | 2048-49 | 2049-50
NSW1 | SyncCon | 0 | 0 | 0 | 0 | 0 | 0 | 0 | 0 | 0 | 0 | 0 | 0 | 0 | 0 | 0 | 0 | 0 | 0 | 0 | 0 | 0 | 0 | 0 | 0 | 0 | 0 | 0 | 0 | 0
QLD1 | SyncCon | 0 | 0 | 0 | 0 | 0 | 0 | 0 | 0 | 0 | 0 | 0 | 0 | 0 | 0 | 0 | 0 | 0 | 0 | 0 | 0 | 0 | 0 | 0 | 0 | 0 | 0 | 0 | 0 | 0
VIC1 | SyncCon | 0 | 0 | 374.782 | 12288.9807 | 11726.1266 | 13136.4399 | 18626.7502 | 17723.9165 | 16912.134 | 16137.5325 | 15439.6046 | 14691.251 | 14018.3693 | 13376.3066 | 12797.7982 | 12177.4923 | 11619.7446 | 11087.5425 | 10608.0203 | 10093.8524 | 9631.5385 | 9190.3993 | 8792.9262 | 8366.7354 | 7983.5261 | 7617.8684 | 7288.4053 | 6935.1381 | 6617.4982
SA1 | SyncCon | 0 | 0 | 0 | 0 | 0 | 0 | 0 | 0 | 0 | 0 | 0 | 0 | 0 | 0 | 0 | 0 | 0 | 0 | 0 | 0 | 0 | 0 | 0 | 0 | 0 | 0 | 0 | 0 | 0
TAS1 | SyncCon | 1408.4211 | 1512.9019 | 1783.2897 | 1281.7926 | 1178.1719 | 1423.3431 | 1750.9325 | 1844.5498 | 2129.0398 | 2085.3783 | 2045.5003 | 2199.5723 | 2104.2109 | 1751.6016 | 2024.9947 | 1976.3376 | 2054.6944 | 2049.89 | 2032.6282 | 2248.6402 | 1892.884 | 1840.6553 | 1783.5051 | 1801.5477 | 1651.3361 | 1434.291 | 1442.62 | 1380.8432 | 1317.7632
NEM | Total | 1408.4211 | 1512.9019 | 2158.0717 | 13570.7733 | 12904.2985 | 14559.783 | 20377.6827 | 19568.4663 | 19041.1738 | 18222.9108 | 17485.1049 | 16890.8233 | 16122.5801 | 15127.9081 | 14822.793 | 14153.8299 | 13674.4389 | 13137.4325 | 12640.6486 | 12342.4926 | 11524.4225 | 11031.0546 | 10576.4313 | 10168.2831 | 9634.8622 | 9052.1594 | 8731.0252 | 8315.9813 | 7935.2614

## Marinus_System Strength Cost
System Strength cost by region ($000s) - Marinus Link, Step Change Scenario
System Strength | Real June 2020 dollars discounted to 1 July 2020
Explicitly modelled generation
Region | Technology | 2021-22 | 2022-23 | 2023-24 | 2024-25 | 2025-26 | 2026-27 | 2027-28 | 2028-29 | 2029-30 | 2030-31 | 2031-32 | 2032-33 | 2033-34 | 2034-35 | 2035-36 | 2036-37 | 2037-38 | 2038-39 | 2039-40 | 2040-41 | 2041-42 | 2042-43 | 2043-44 | 2044-45 | 2045-46 | 2046-47 | 2047-48 | 2048-49 | 2049-50
NSW1 | System Strength | 4.0699e-05 | 508.119 | 1609.5023 | 3998.7065 | 3815.5597 | 4366.3655 | 5692.3401 | 6340.6665 | 14357.5724 | 13699.9737 | 13107.4672 | 17038.4278 | 16282.969 | 15537.1842 | 14865.2206 | 14164.2801 | 15933.7162 | 16856.3124 | 16654.9658 | 17498.4079 | 19163.3114 | 21848.5906 | 22023.6933 | 20956.2106 | 20899.5876 | 22797.7221 | 22478.4295 | 21388.9059 | 20651.9214
QLD1 | System Strength | 3383.8624 | 3228.8763 | 3089.2315 | 3359.4254 | 3306.164 | 3154.7367 | 3018.2983 | 4350.9502 | 4151.67 | 3961.5172 | 4245.009 | 4536.2395 | 5682.2242 | 5421.9696 | 5514.4271 | 5444.0025 | 7318.7028 | 6983.4951 | 6887.8237 | 7043.2825 | 7665.7027 | 10167.5572 | 9727.8233 | 9719.655 | 9603.661 | 10011.342 | 9578.3641 | 9643.0752 | 10904.9745
VIC1 | System Strength | 0.00011232 | 0.00011041 | 0.00011588 | 2263.642 | 2159.9638 | 2698.4872 | 6399.8586 | 6860.3664 | 6546.1512 | 6805.3518 | 6747.8372 | 9047.4134 | 9988.2191 | 9881.0334 | 9453.6912 | 8995.4733 | 10246.0704 | 9776.7847 | 9353.9512 | 9197.9138 | 9248.8778 | 9026.5886 | 9010.7409 | 8573.9926 | 8811.1751 | 10108.465 | 9671.2867 | 9202.522 | 9487.0481
SA1 | System Strength | 377.3761 | 360.0917 | 567.9949 | 2099.6412 | 2003.4745 | 1911.7123 | 1885.5737 | 2892.712 | 2760.2214 | 2674.7372 | 2710.6646 | 3788.3204 | 3614.8095 | 3449.2457 | 3449.5466 | 3282.348 | 3565.438 | 3619.8817 | 3924.5067 | 3842.2088 | 4180.8406 | 3989.3518 | 4904.164 | 4666.4606 | 4499.8045 | 5308.768 | 5079.1705 | 4832.9845 | 4753.1904
TAS1 | System Strength | 327.3475 | 312.3545 | 941.1879 | 895.5688 | 854.5504 | 815.4107 | 1154.3052 | 1211.7385 | 1156.239 | 1122.7594 | 1171.5416 | 1525.2634 | 1455.404 | 1576.0029 | 1687.0027 | 1775.7105 | 1857.0483 | 1927.2161 | 1997.7541 | 2047.352 | 1953.5802 | 1864.1032 | 1783.4831 | 1697.0382 | 1619.3112 | 1545.1443 | 1478.3188 | 1406.665 | 1342.2376
NEM | Total | 4088.5861 | 4409.4416 | 6207.9168 | 12616.9839 | 12139.7124 | 12946.7124 | 18150.3759 | 21656.4336 | 28971.854 | 28264.3393 | 27982.5195 | 35935.6644 | 37023.6258 | 35865.4358 | 34969.8883 | 33661.8143 | 38920.9758 | 39163.6899 | 38819.0014 | 39629.1651 | 42212.3128 | 46896.1915 | 47449.9046 | 45613.3571 | 45433.5394 | 49771.4414 | 48285.5697 | 46474.1525 | 47139.372