## Cover
Project Marinus Economic Modelling Results
Supporting the Economic Modelling Appendix to the TasNetworks PACR
TasNetworks | 22 June 2021

## Release notice
Notice
Ernst & Young ("EY") was engaged on the instructions of Tasmanian Networks Pty Ltd (“TasNetworks” or “Client”) to provide market modelling in relation to the proposed Marinus Link interconnector (“Project”), in accordance with the contract dated 14 June 2018.
The results of Ernst & Young’s work, including the assumptions and qualifications made in preparing the workbook dated 22 June 2021 (“Workbook”), are set out in Ernst & Young's report dated 22 June 2021 ("Report"). The Workbook and Report should be read in their entirety including this notice, the applicable scope of the work and any limitations. A reference to the Workbook includes any part of the Workbook. No further work has been undertaken by Ernst & Young since the date of the Workbook to update it.
EY has prepared the Workbook under the directions of the Client. EY has not been engaged to act, and has not acted, as advisor to any other party. Accordingly, EY makes no representations as to the appropriateness, accuracy or completeness of the Workbook for any other party's purposes.
No reliance may be placed upon the Workbook or any of its contents by any party other than the Client (“Third Parties”). Any Third Party receiving a copy of the Workbook must make and rely on their own enquiries in relation to the issues to which the Workbook relates, the contents of the Workbook and all matters arising from or relating to or in any way connected with the Workbook or its contents.
EY disclaims all responsibility to any Third Parties for any loss or liability that the Third Parties may suffer or incur arising from or relating to or in any way connected with the contents of the Workbook, the provision of the Workbook to the Third Parties or the reliance upon the Workbook by the Third Parties.
No claim or demand or any actions or proceedings may be brought against EY arising from or connected with the contents of the Workbook or the provision of the Workbook to the Third Parties. EY will be released and forever discharged from any such claims, demands, actions or proceedings.
Our work commenced on 12 January 2021 and was completed on 19 May 2021. Therefore, our Workbook does not take account of events or circumstances arising after 19 May 2021 and we have no responsibility to update the Workbook for such events or circumstances.
In preparing this Workbook we have considered and relied upon information from a range of sources believed to be reliable and accurate. We do not imply, and it should not be construed, that we have verified any of the information provided to us, or that our enquiries could have identified any matter that a more extensive examination might disclose.
The work performed as part of our scope considers information provided to us and a number of combinations of input assumptions relating to future conditions, which may not necessarily represent actual or most likely future conditions. Additionally, modelling work performed as part of our scope inherently requires assumptions about future behaviours and market interactions, which may result in forecasts that deviate from future conditions. There will usually be differences between estimated and actual results, because events and circumstances frequently do not occur as expected, and those differences may be material. We take no responsibility that the projected outcomes will be achieved, if any.
We highlight that our analysis and Workbook do not constitute investment advice or a recommendation to you on a future course of action. We provide no assurance that the scenarios we have modelled will be accepted by any relevant authority or third party.
Our conclusions are based, in part, on the assumptions stated and on information provided by the Client and other information sources used during the course of the engagement. The modelled outcomes are contingent on the collection of assumptions as agreed with the Client and no consideration of other market events, announcements or other changing circumstances are reflected in this Workbook. Neither EY nor any member or employee thereof undertakes responsibility in any way whatsoever to any person in respect of errors in this Workbook arising from incorrect information provided by the Client or other information sources used.
EY has consented to the Workbook being published electronically on the Client’s website alongside the Report and Addendum for informational purposes only. EY has not consented to distribution or disclosure beyond this. The material contained in the Workbook, including the EY logo, is copyright. The copyright in the material contained in the Workbook itself, excluding EY logo, vests in the Client. The Workbook, including the EY logo, cannot be altered without prior written permission from EY.
EY’s liability is limited by a scheme approved under Professional Standards Legislation.

## Version notes
Change log
2021-06-22 | 1 | Project Marinus Economic Modelling Result Workbooks supporting the Addendum to the PACR, Step Change Scenario. Marinus Link from 1 July 2027.

## Abbreviations and notes
Acronyms
AEMO | Australian Energy Market Operator
CCGT | Closed cycle gas turbine
Diesel | Diesel generator
Distributed PV | PV non-scheduled generators (PVNSG) and Rooftop PV
DSP | Demand-side participation
ESOO | Electricity Statement Of Opportunities
FOM | Fixed operations and maintenance
Gas - Steam | Gas-powered steam turbine
GWh | Gigawatt-hours
Grid Battery | Explicitly modelled existing and new entrant (8 hour or less) battery storage
MW | Megawatts
NEM | National Electricity Market
OCGT | Open cycle gas turbine
PACR | Project Assessment Conclusions Report
PV | Photovoltaic
PVNSG | PV non-scheduled generators
Rehab | Rehabilitation (after closing an existing generator)
USE | Unserved energy
VOM | Variable operations and maintenance
VPP | Virtual power plants
Notes
1. BaseCase simulations do not include Marinus Link. Marinus simulations include Marinus Link from 1 July 2027.
2. Tumut 3 generation is included in Hydro, whereas Tumut 3 pump is included in Pumped Hydro Pump.
3. REZ expansion costs only capture intra-regional network augmentations. These costs do not include the cost of interconnectors.
4. New entrant capacity and retiring capacity for allowable generators are made at the beginning of each financial year, on 1 July.
5. Other non-scheduled generation is handled on the demand side as per AEMO's 2020 ESOO.

## ---Compare options---
Compare |  | Marinus | to | BaseCase |  | 0 | 1 | 2 | 3 | 4 | 5 | 6 | 7 | 8 | 9 | 10 | 11 | 12 | 13 | 14 | 15 | 16 | 17 | 18 | 19 | 20 | 21 | 22 | 23 | 24 | 25 | 26 | 27 | 28
NEM discounted market benefits by year
Select region | NEM
[5 empty] | Real June 2020 dollars ($m) discounted to 1 July 2020 | 2021-22 | 2022-23 | 2023-24 | 2024-25 | 2025-26 | 2026-27 | 2027-28 | 2028-29 | 2029-30 | 2030-31 | 2031-32 | 2032-33 | 2033-34 | 2034-35 | 2035-36 | 2036-37 | 2037-38 | 2038-39 | 2039-40 | 2040-41 | 2041-42 | 2042-43 | 2043-44 | 2044-45 | 2045-46 | 2046-47 | 2047-48 | 2048-49 | 2049-50
|  |  |  | Build | CAPEX | 24.2866 | 23.1742 | 43.5585 | 55.5941 | 42.3828 | 24.4886 | 58.9305 | 36.6072 | 32.344 | 32.5407 | 61.9811 | 69.0557 | 96.3613 | 90.448 | 106.3266 | 127.2236 | 121.2698 | 111.4226 | 101.2765 | 112.3141 | 129.0798 | 117.1438 | 127.8654 | 117.9312 | 118.8867 | 110.5551 | 90.3192 | 69.8318 | 45.6592
|  |  |  | FOM | FOM | 4.8253 | 4.6043 | 9.2691 | -3.8888 | 46.227 | -8.1149 | 25.5218 | 14.875 | 16.7365 | 15.9843 | 18.0671 | 10.8084 | 10.7388 | 18.6 | 15.5308 | 20.1714 | 23.3661 | 20.7095 | 17.4856 | 19.1492 | -17.5325 | 19.1315 | 22.5855 | 24.1243 | 25.5481 | 24.081 | 22.9758 | 20.8019 | 13.3684
|  |  |  | Fuel | Fuel | -6.5506 | -3.0415 | -17.0491 | -13.7771 | -28.0581 | -10.5761 | 42.7902 | 55.7069 | 34.5366 | 51.3061 | 63.8487 | 65.8035 | 51.6394 | 73.5137 | 62.528 | 39.2831 | 61.3478 | 69.5065 | 67.8097 | 54.3098 | 51.1442 | 72.4566 | 51.6752 | 36.9542 | 30.544 | 39.5689 | 38.6219 | 35.6414 | 64.3084
|  |  |  | VOM | VOM | -2.2163 | -3.0808 | -1.8681 | -2.6912 | -0.017047 | 1.5357 | -1.7131 | 2.9357 | 3.0898 | 1.942 | -3.7977 | -1.6513 | -6.5783 | -7.4862 | -7.5226 | -9.4587 | -9.7323 | -10.1131 | -7.3565 | -8.748 | -10.4587 | -9.8876 | -9.6864 | -8.443 | -9.1374 | -8.3347 | -6.2107 | -5.4238 | -4.2612
|  |  |  | REHAB | REHAB | 0 | 0 | 0 | 10.2924 | -3.0026 | 1.0786 | -14.4302 | 3.3903e-05 | 0.71124 | 1.8165e-07 | 0.57958 | -2.4024e-08 | -0.88176 | 0 | 0 | 0.062621 | 7.4117e-06 | 5.2309e-07 | 0 | 1.5424 | 4.7191 | 0 | 0.089783 | -2.9488e-08 | 1.4939e-06 | 2.8037e-10 | -2.099 | 0 | 0
|  |  |  | REZ Tx | REZ | 1.6198 | 1.5456 | 0.80122 | 1.4275 | 2.2189 | 0.20152 | 7.7052 | -1.4333 | -0.92477 | -0.42821 | 0.088215 | 3.4978 | 11.3485 | 10.9094 | 11.6562 | 17.3691 | 17.3473 | 15.8121 | 18.1965 | 23.5536 | 22.9397 | 26.5974 | 34.0955 | 30.9564 | 34.6969 | 38.0716 | 30.905 | 28.2924 | 13.3436
|  |  |  | USE+DSP | USE+DSP | -6.8747e-06 | -6.8324e-06 | -6.8917e-06 | 0.08291 | 0.10896 | 0.50775 | 0.004007 | -2.16 | 0.08641 | 0.02532 | 0.1457 | 1.0088 | -1.5396 | 0.76724 | 8.3246 | 0.57708 | -9.9848 | -0.060156 | -4.6319 | 0.5067 | -3.5485 | 4.6635 | 4.2027 | 12.864 | -1.9465 | -0.7497 | -0.16328 | -0.071666 | -4.0349
|  |  |  | SyncCon | SyncCon | -0.046464 | 0.10616 | -0.063761 | 0.38529 | 0.19918 | 0.43204 | -0.95431 | -1.2097 | -1.2565 | -1.0608 | -0.72914 | -0.78822 | -0.56561 | -0.013678 | -0.11337 | 8.3443e-06 | -0.069262 | -0.18841 | -0.18826 | -0.21931 | -0.19176 | -0.17637 | -0.0263 | -0.063782 | -0.023056 | -0.032582 | -0.13348 | -0.10983 | -0.025676
|  |  |  | System Strength | System Strength | 0.4886 | 0.46622 | 0.02894 | 0.57226 | 0.58858 | 0.23731 | 1.1368 | 0.59126 | 0.42781 | 0.24824 | 0.82767 | 0.36435 | 1.1185 | 0.9774 | 0.98795 | 1.237 | 2.0636 | 1.8079 | 1.6092 | 1.8594 | 2.3012 | 1.9125 | 2.46 | 2.3024 | 2.3903 | 2.3017 | 1.8831 | 1.7912 | 0.69397
[5 empty] | Total cumulative market benefits | 22.4068 | 46.181 | 80.8579 | 128.8552 | 189.5029 | 199.2934 | 318.2843 | 424.1974 | 509.9487 | 610.5063 | 751.5176 | 899.6164 | 1061.2577 | 1248.9737 | 1446.6919 | 1643.1572 | 1848.7655 | 2057.6624 | 2251.8632 | 2456.1312 | 2634.5837 | 2866.4251 | 3099.6866 | 3316.3121 | 3517.2712 | 3722.7327 | 3898.8312 | 4049.5846 | 4178.6365
NEM capacity difference by year
Select region | NEM
[5 empty] | Capacity difference (MW) | 2021-22 | 2022-23 | 2023-24 | 2024-25 | 2025-26 | 2026-27 | 2027-28 | 2028-29 | 2029-30 | 2030-31 | 2031-32 | 2032-33 | 2033-34 | 2034-35 | 2035-36 | 2036-37 | 2037-38 | 2038-39 | 2039-40 | 2040-41 | 2041-42 | 2042-43 | 2043-44 | 2044-45 | 2045-46 | 2046-47 | 2047-48 | 2048-49 | 2049-50
[5 empty] | Black Coal | 0 | 0 | 0 | 25.4617 | 9.2252 | -183.4159 | -235.9387 | -235.9391 | -333.4789 | -333.4789 | -202.9538 | -146.7571 | -154.9922 | -154.9922 | 22.1684 | 40.0471 | 42.974 | 42.974 | 42.974 | 103.3467 | 311.7409 | 311.741 | 338.4842 | 268.767 | 268.767 | 268.767 | 0.00070504 | 0.0007051 | 0.00070507
[5 empty] | Brown Coal | 0 | 0 | 0 | 121.1862 | 129.4538 | 182.6382 | -0.0015087 | -0.0010089 | -0.0009085 | -0.0010089 | -0.0010088 | -0.00090852 | -0.00090858 | -0.00090848 | -0.0009084 | -0.00073547 | -0.00046417 | -0.00046421 | -0.00046427 | -0.00046419 | -0.0004642 | -0.0004642 | -0.00046423 | -0.00046419 | -5.3773e-05 | -5.3633e-05 | 0 | 0 | 0
[5 empty] | CCGT | 0 | 0 | 0 | 0 | 0 | 0 | 0 | 0 | 0 | 0 | 0 | 0 | 0 | 0 | 0 | 0 | 0 | 0 | 0 | 0 | 0 | 0 | 0 | 0 | 0 | 0 | 0 | 0 | 0
[5 empty] | Gas - Steam | 0 | 0 | 0 | 0 | 0 | 0 | 0 | 0 | 0 | 0 | 0 | 0 | 0 | 0 | 0 | 0 | 0 | 0 | 0 | 0 | 0 | 0 | 0 | 0 | 0 | 0 | 0 | 0 | 0
[5 empty] | OCGT / Diesel | 0 | 0 | 0 | 0 | 0 | 0 | 0 | 0 | 0 | 0 | 0 | 0 | 0 | 0 | -46.1898 | -46.1898 | -472.5746 | -472.5746 | -424.4453 | -424.4453 | -248.1094 | -405.0505 | -589.6545 | -461.6756 | -461.6756 | -543.6922 | -543.6922 | -319.916 | -488.3494
[5 empty] | Hydro | 0 | 0 | 0 | 0 | 0 | 0 | 250 | 250 | 250 | 250 | 250 | 250 | 250 | 250 | 250 | 250 | 250 | 250 | 250 | 250 | 250 | 250 | 250 | 250 | 250 | 250 | 250 | 250 | 250
[5 empty] | Wind | -196.5162 | -196.5162 | -361.869 | -504.3136 | -525.5416 | -355.896 | -803.59 | -566.2263 | -539.0198 | -634.1151 | -971.1028 | -483.7751 | -595.1527 | -524.3775 | -533.5434 | -983.2473 | -708.1363 | -709.204 | -913.6525 | -1241.3045 | -1011.7306 | -906.7543 | -908.7528 | -861.98 | -865.0841 | -1203.397 | -757.584 | -756.6325 | -500.5906
[5 empty] | Solar PV | 0 | 0 | 0 | 0 | 219.1256 | 219.1256 | 305.2834 | 294.844 | 296.1858 | 435.706 | 260.869 | 272.0725 | -341.6178 | -430.8178 | -471.8993 | -462.0128 | -1223.1664 | -1036.7043 | -732.1872 | -789.0842 | -1676.0021 | -1529.8237 | -2252.6352 | -2252.6352 | -2496.2706 | -1873.6014 | -1873.6014 | -1873.6014 | -567.391
[5 empty] | Grid Battery | 0 | 0 | 0 | 0 | 0 | 0 | 0 | -5.5645e-06 | 0.00011792 | 0.00022667 | 0.00023815 | 202.2358 | 94.1244 | 94.1244 | 81.5669 | 81.5669 | -54.9865 | -54.9865 | 181.1992 | 181.1992 | -67.7808 | -270.0795 | -270.0795 | -595.9151 | -595.9151 | -563.4811 | -563.4811 | -544.9928 | -751.8708
[5 empty] | Pumped Hydro | 0 | 0 | 0 | 0 | 0 | 0 | 0 | -0.00013395 | -0.00035939 | -0.00038015 | -0.00037191 | -519.3836 | -497.4203 | -497.4203 | -679.1274 | -679.1274 | -395.8555 | -395.8555 | -395.8552 | -395.8552 | -576.4994 | -443.3149 | -443.3149 | -286.0455 | -286.0455 | -291.9134 | -291.9134 | -184.6375 | -161.936
[5 empty] | VPP | 0 | 0 | 0 | 0 | 0 | 0 | 0 | 0 | 0 | 0 | 0 | 0 | 0 | 0 | 0 | 0 | 0 | 0 | 0 | 0 | 0 | 0 | 0 | 0 | 0 | 0 | 0 | 0 | 0
[5 empty] | Grid Battery pump | 0 | 0 | 0 | 0 | 0 | 0 | 0 | -5.5645e-06 | 0.00011792 | 0.00022667 | 0.00023815 | 202.2358 | 94.1244 | 94.1244 | 81.5669 | 81.5669 | -54.9865 | -54.9865 | 181.1992 | 181.1992 | -67.7808 | -270.0795 | -270.0795 | -595.9151 | -595.9151 | -563.4811 | -563.4811 | -544.9928 | -751.8708
[5 empty] | Pumped Hydro Pump | 0 | 0 | 0 | 0 | 0 | 0 | 0 | -0.00013395 | -0.00035939 | -0.00038015 | -0.00037191 | -519.3836 | -497.4203 | -497.4203 | -679.1274 | -679.1274 | -395.8555 | -395.8555 | -395.8552 | -395.8552 | -576.4994 | -443.3149 | -443.3149 | -286.0455 | -286.0455 | -291.9134 | -291.9134 | -184.6375 | -161.936
[5 empty] | VPP pump | 0 | 0 | 0 | 0 | 0 | 0 | 0 | 0 | 0 | 0 | 0 | 0 | 0 | 0 | 0 | 0 | 0 | 0 | 0 | 0 | 0 | 0 | 0 | 0 | 0 | 0 | 0 | 0 | 0
NEM generation difference by year
Select region | NEM
[5 empty] | Sent-out generation difference (GWh)* | 2021-22 | 2022-23 | 2023-24 | 2024-25 | 2025-26 | 2026-27 | 2027-28 | 2028-29 | 2029-30 | 2030-31 | 2031-32 | 2032-33 | 2033-34 | 2034-35 | 2035-36 | 2036-37 | 2037-38 | 2038-39 | 2039-40 | 2040-41 | 2041-42 | 2042-43 | 2043-44 | 2044-45 | 2045-46 | 2046-47 | 2047-48 | 2048-49 | 2049-50
[5 empty] | Black Coal | 239.1705 | 156.8973 | 738.6033 | 773.5131 | 737.4111 | 288.9995 | 65.8917 | -426.2806 | -266.9642 | -217.7661 | 137.8651 | -105.9959 | 57.9335 | -684.2092 | -86.0271 | 262.0927 | 155.3841 | 176.3129 | 169.0663 | 542.8672 | 1463.5506 | 1654.9336 | 1663.5582 | 1262.2525 | 1252.1473 | 1291.4962 | 124.8407 | 39.3239 | 44.6765
[5 empty] | Brown Coal | 315.1028 | 106.916 | 441.3241 | 793.8737 | 1135.2058 | 1518.2448 | -0.0065485 | -0.0044686 | -0.0041657 | -0.0042813 | -0.004039 | -0.0041259 | -0.0043709 | -0.0040804 | -0.0040355 | -0.0030588 | -0.0014683 | -0.001611 | -0.0013463 | -0.0010934 | -0.0014315 | -0.0016204 | -0.0017104 | -0.0015551 | 4.307e-06 | 4.617e-06 | 0.00016788 | 0 | 0
[5 empty] | CCGT | 5.5627e-05 | 5.5997e-05 | 13.4541 | 1.9469 | 87.5663 | -23.6454 | -618.0684 | -668.951 | -480.3015 | -555.6826 | -483.0682 | -144.5264 | -120.888 | -150.0114 | -546.1256 | -293.4178 | -187.4132 | -101.3751 | -83.5652 | -60.1255 | -82.6005 | -186.7911 | -100.0259 | -32.9939 | -8.1428 | 0.00027279 | 0.00026587 | 0.00028779 | 7.8711e-05
[5 empty] | Gas - Steam | 1.4763 | 0.62317 | 1.5324 | -25.0708 | -10.7701 | -10.2938 | -62.8403 | -91.2681 | -46.3668 | -117.8326 | -398.0679 | -597.3094 | -505.4839 | -553.5729 | -189.0848 | -73.5643 | -165.9525 | -439.2977 | -0.37496 | -2.705 | -3.5709 | -17.5081 | -5.2319 | -3.2922 | -2.432 | 0 | 0 | 0 | 0
[5 empty] | OCGT / Diesel | 1.5658 | 0.78661 | 4.1361 | -45.1946 | -17.0302 | -6.0074 | -57.9494 | -96.6902 | -26.6552 | -152.467 | -224.7702 | -261.4412 | -211.2812 | -415.0042 | -539.1487 | -493.1483 | -870.1182 | -827.97 | -1246.6417 | -1077.1657 | -1140.9203 | -1653.048 | -1265.3605 | -959.0082 | -852.8926 | -1130.9699 | -895.4242 | -893.8594 | -1816.4288
[5 empty] | Hydro | 2.778 | 296.6871 | -374.0746 | -448.462 | -1209.1278 | -1355.2372 | 1254.8191 | 809.3561 | 420.2312 | 749.1811 | 1791.3688 | 1511.4652 | 2317.164 | 3270.4178 | 3347.8547 | 3572.5221 | 3563.2677 | 3512.5169 | 3088.8374 | 2963.1957 | 3109.5891 | 3435.5332 | 3387.7698 | 3029.0301 | 3457.8212 | 3491.8266 | 3129.9502 | 2902.1521 | 2915.2622
[5 empty] | Wind | -548.0458 | -558.9462 | -814.2614 | -1031.46 | -1310.9166 | -991.2099 | -1806.6976 | -736.7776 | -997.4094 | -1294.5848 | -1869.2459 | -1394.9091 | -1053.8813 | -798.0275 | -955.2917 | -2089.5004 | -200.3656 | -266.8109 | -686.9049 | -1092.9465 | -215.7794 | -608.7491 | -234.3039 | 164.6356 | -96.0214 | -1056.7188 | -116.6428 | 77.1917 | -305.6839
[5 empty] | Solar PV | -0.00051323 | -3.1385e-05 | -4.0504 | -0.0013484 | 543.0496 | 583.0401 | 800.2029 | 692.9879 | 694.3411 | 1039.3869 | 665.4406 | 499.5441 | -822.4554 | -961.9966 | -1220.1142 | -1179.1985 | -2236.5866 | -1800.4149 | -1222.1496 | -1247.124 | -3121.4307 | -2651.4147 | -3534.1758 | -3606.9105 | -3814.847 | -2600.1039 | -2240.2591 | -2054.6389 | -757.3117
[5 empty] | Grid Battery | -0.33417 | -1.4872 | -1.1774 | 4.0771 | -2.1842 | -0.62849 | 4.3154 | 2.8101 | -2.2167 | 2.9425 | 5.845 | 273.1738 | 127.926 | 122.7895 | 116.1003 | 108.8657 | -57.2697 | -61.4712 | 241.8785 | 241.6307 | -264.6626 | -531.4315 | -506.1032 | -1079.738 | -1030.5726 | -938.5168 | -901.3751 | -873.5691 | -1078.1724
[5 empty] | Pumped Hydro | -7.2709 | -4.6254 | -13.4343 | 26.8199 | 103.8703 | 356.342 | -123.7709 | -288.1216 | -640.198 | -402.612 | -348.0894 | -1130.2098 | -1231.1459 | -1035.75 | -1249.0852 | -1301.8602 | -696.2128 | -539.4136 | -740.5994 | -962.6148 | -1124.8599 | -759.2147 | -781.6779 | -595.94 | -344.2312 | -110.5621 | -5.1834 | 183.2945 | 408.5938
[5 empty] | VPP | 0.18458 | -2.4198 | -1.5562 | 7.9468 | -2.6191 | -4.0753 | -9.8723 | 1.6997 | -23.8595 | 14.3714 | -5.1082 | -5.0507 | 14.1619 | 15.1659 | 64.6191 | 48.8611 | 99.0044 | 70.2441 | 68.4146 | 82.0658 | 41.6207 | 55.5758 | 183.4128 | 241.1694 | 215.02 | 211.8187 | 245.1927 | 269.9729 | 302.528
[5 empty] | Grid Battery pump | -0.41255 | -1.836 | -1.4535 | 4.9732 | -2.8163 | -0.59593 | 5.3277 | 3.4693 | -2.7367 | 3.6328 | 7.2141 | 321.5962 | 150.2972 | 144.1352 | 136.9901 | 128.3778 | -67.0422 | -72.8811 | 285.3431 | 284.1657 | -324.0566 | -637.5684 | -608.068 | -1293.1658 | -1236.4151 | -1122.8144 | -1083.9181 | -1045.7239 | -1288.7347
[5 empty] | Pumped Hydro Pump | -18.6864 | -19.6728 | -51.8467 | 32.7204 | 136.8206 | 474.0321 | -398.0273 | -632.9207 | -1132.7169 | -752.8961 | -621.4114 | -1666.5816 | -1692.5281 | -1459.7869 | -1627.6906 | -1780.523 | -863.1082 | -535.2795 | -925.1205 | -1123.3996 | -1266.7462 | -888.5018 | -1009.1609 | -775.4292 | -439.0872 | -148.0077 | -11.0759 | 226.4982 | 584.6555
[5 empty] | VPP pump | 0.22153 | -2.9044 | -1.884 | 9.8517 | -3.7737 | -4.5588 | -11.8491 | 2.0399 | -28.2901 | 16.9022 | -6.1332 | -7.6618 | 18.7139 | 17.4682 | 78.2652 | 58.1943 | 119.1925 | 84.2641 | 82.1594 | 98.64 | 49.8136 | 66.7424 | 220.6393 | 288.3893 | 258.7138 | 254.3732 | 294.0884 | 324.4759 | 362.6166
*Generation shown is sent-out, as is demand. The difference in sent-out generation with the Marinus Link option and the Base Case is due to the difference in losses from interconnectors and storage.

## BaseCase_CF
Annual capacity factor by technology - BaseCase, Step Change Scenario
Explicitly modelled generation
Region | Technology | 2021-22 | 2022-23 | 2023-24 | 2024-25 | 2025-26 | 2026-27 | 2027-28 | 2028-29 | 2029-30 | 2030-31 | 2031-32 | 2032-33 | 2033-34 | 2034-35 | 2035-36 | 2036-37 | 2037-38 | 2038-39 | 2039-40 | 2040-41 | 2041-42 | 2042-43 | 2043-44 | 2044-45 | 2045-46 | 2046-47 | 2047-48 | 2048-49 | 2049-50
NEM | Black Coal | 48.09% | 44.55% | 46.42% | 59.21% | 62.52% | 60.03% | 57.28% | 61.53% | 59.6% | 58.37% | 54.88% | 56.17% | 64.01% | 57.09% | 53.36% | 56.55% | 58.81% | 57.82% | 53.41% | 53.26% | 52.63% | 56.01% | 52.47% | 50.87% | 47.59% | 48.51% | 48.62% | 44.65% | 45.66%
NEM | Brown Coal | 63.89% | 54.82% | 57.95% | 65.45% | 66.64% | 63.97% | - | - | - | - | - | - | - | - | - | - | - | - | - | - | - | - | - | - | - | - | - | - | -
NEM | CCGT | 8.417% | 8.417% | 7.241% | 12.91% | 15.86% | 13.59% | 15.48% | 16.4% | 14.76% | 16.94% | 20.04% | 23.82% | 26.88% | 25.48% | 22.89% | 22.66% | 26.27% | 26.12% | 24.11% | 24.45% | 26.59% | 29.87% | 25.44% | 27.44% | 28.72% | 28.26% | 28.34% | 28.26% | 28.26%
NEM | Gas - Steam | 5.852% | 5.938% | 5.989% | 2.256% | 2.376% | 2.431% | 2.885% | 3.522% | 2.291% | 2.937% | 5.874% | 11.88% | 11.59% | 15.53% | 11.6% | 10.6% | 17.51% | 24.22% | 22.09% | 24.97% | 32.36% | 35.06% | 31.04% | 30.25% | 26.37% | - | - | - | -
NEM | OCGT / Diesel | 0.09947% | 0.04011% | 0.174% | 0.5801% | 0.4726% | 0.4815% | 0.4792% | 0.7695% | 0.2428% | 0.7642% | 1.299% | 3.218% | 2.694% | 4.078% | 3.789% | 4.625% | 6.96% | 6.763% | 10.53% | 12.55% | 11.25% | 14.05% | 15.14% | 10.71% | 11.3% | 14.19% | 15.23% | 16.59% | 16.9%
NEM | Hydro | 20.93% | 21.72% | 20.9% | 24.62% | 26.01% | 24.93% | 24.9% | 27.46% | 24.32% | 22.74% | 21.16% | 20.98% | 21.87% | 21.51% | 20.33% | 19.38% | 21.97% | 19.17% | 18.38% | 16.85% | 16.86% | 18.63% | 18.28% | 17.63% | 17.6% | 21.78% | 18.78% | 17.63% | 16.96%
NEM | Wind | 37.03% | 37.05% | 33.61% | 32.9% | 35.84% | 36.85% | 37.48% | 35.18% | 34.34% | 34.67% | 35.11% | 32.55% | 31.15% | 33.14% | 34.6% | 35.72% | 33.21% | 33.03% | 32.92% | 32.2% | 30.72% | 29.51% | 31.44% | 32.72% | 33.88% | 32.18% | 32.23% | 31.78% | 31.45%
NEM | Solar PV | 29.56% | 29.16% | 29.61% | 28.44% | 27.87% | 29.54% | 29.86% | 26.34% | 27.35% | 28.55% | 28.79% | 28.41% | 27.19% | 26.61% | 28.19% | 28.41% | 24.78% | 25.42% | 26.42% | 26.3% | 26.34% | 25.27% | 24.16% | 25.29% | 25.02% | 22.54% | 22.87% | 23.29% | 23.5%
NEM | Grid Battery | 6.06% | 4.145% | 4.741% | 5.448% | 5.284% | 5.447% | 5.313% | 5.09% | 4.862% | 5.163% | 4.838% | 8.074% | 10.17% | 10.32% | 11.45% | 11.53% | 11.89% | 11.89% | 12.58% | 12.52% | 14.97% | 15.91% | 15.47% | 17.85% | 17.52% | 15.75% | 15.79% | 15.24% | 14.67%
NEM | Pumped Hydro | 4.211% | 6.205% | 7.968% | 18.04% | 19.29% | 18.8% | 22.72% | 24.06% | 23.04% | 24.72% | 24.76% | 25.68% | 24.47% | 24.33% | 25.58% | 24.93% | 24.89% | 24.24% | 26.33% | 26.39% | 26.64% | 25.8% | 24.55% | 26.11% | 24.91% | 23.54% | 22.88% | 22.88% | 21.95%
NEM | VPP | 4.778% | 6.826% | 7.362% | 8.389% | 8.395% | 8.36% | 7.963% | 7.369% | 6.957% | 6.846% | 6.654% | 6.598% | 6.435% | 6.301% | 6.534% | 6.438% | 5.927% | 5.877% | 5.95% | 5.848% | 5.916% | 5.62% | 4.865% | 5.08% | 4.773% | 4.266% | 3.975% | 3.668% | 3.392%
Region | Technology | 2021-22 | 2022-23 | 2023-24 | 2024-25 | 2025-26 | 2026-27 | 2027-28 | 2028-29 | 2029-30 | 2030-31 | 2031-32 | 2032-33 | 2033-34 | 2034-35 | 2035-36 | 2036-37 | 2037-38 | 2038-39 | 2039-40 | 2040-41 | 2041-42 | 2042-43 | 2043-44 | 2044-45 | 2045-46 | 2046-47 | 2047-48 | 2048-49 | 2049-50
NSW1 | Black Coal | 48.19% | 44.55% | 46.3% | 56.14% | 63.97% | 57.28% | 55.76% | 60.62% | 56.76% | 56.55% | 52.14% | 49.94% | 61.82% | 54.48% | 43.71% | 54.86% | 60.63% | 58.89% | 54.8% | 47.92% | 53.76% | - | - | - | - | - | - | - | -
NSW1 | Brown Coal | bar: 2021-22 to 2049-50
NSW1 | CCGT | 0.6146% | 0.6146% | 1.849% | 4.7% | 6.018% | 3.305% | 7.576% | 11.81% | 10.59% | 11.77% | 13.74% | 22.99% | 23.63% | 26.78% | 23.34% | 19.9% | 26.58% | 29.15% | 26.17% | 22.97% | 24.04% | 27.95% | 2.722% | - | - | - | - | - | -
NSW1 | Gas - Steam | bar: 2021-22 to 2049-50
NSW1 | OCGT / Diesel | 1.533e-07% | 1.606e-07% | 0.09324% | 0.4863% | 0.08273% | 0.1669% | 0.1325% | 0.4122% | 0.005258% | 0.07441% | 0.1884% | 2.989% | 1.287% | 4.219% | 3.611% | 5.162% | 6.616% | 8.392% | 10.84% | 14.8% | 8.862% | 13.5% | 16.97% | 9.852% | 9.069% | 13.02% | 17.95% | 18.58% | 17.35%
NSW1 | Hydro | 9.643% | 10.32% | 9.693% | 12.99% | 12.47% | 12.18% | 13.68% | 17.68% | 14.06% | 13.02% | 13.44% | 13.64% | 15.66% | 16.87% | 16.81% | 15.99% | 20.13% | 16.6% | 16.29% | 14.94% | 13.75% | 16.54% | 16.24% | 16.88% | 16.71% | 20.32% | 16.31% | 14.4% | 13.34%
NSW1 | Wind | 33.41% | 35.84% | 33.78% | 32.8% | 36.51% | 37.77% | 37.26% | 32.98% | 30.24% | 32.29% | 33.48% | 33.09% | 31.74% | 33.42% | 35.32% | 35.49% | 31.47% | 28.94% | 30.72% | 30.75% | 31.49% | 29.91% | 31.23% | 32.68% | 32.69% | 29.18% | 28.23% | 29.02% | 30%
NSW1 | Solar PV | 28.63% | 28.53% | 28.72% | 27.65% | 26.51% | 28.68% | 28.82% | 26.01% | 26.67% | 28.18% | 28.71% | 28.49% | 27.54% | 26.38% | 28.37% | 28.42% | 25.48% | 25.76% | 27.28% | 26.62% | 26.94% | 25.73% | 24.37% | 26.21% | 25.92% | 23.55% | 23.52% | 24.34% | 24.58%
NSW1 | Grid Battery | - | - | - | - | - | - | - | - | - | - | - | - | - | - | - | - | - | - | 14.74% | 14.62% | 20.82% | 20.63% | 19.95% | 23.7% | 23.29% | 22.83% | 22.3% | 22.95% | 22.39%
NSW1 | Pumped Hydro | 3.551% | 6.172% | 8.347% | 42.9% | 22.12% | 21.05% | 25.52% | 27.42% | 24.74% | 26.53% | 26.69% | 26.88% | 25.9% | 26.24% | 27.88% | 26.66% | 27.77% | 26.17% | 28.56% | 28.46% | 28.29% | 28.02% | 27.16% | 29.01% | 27.9% | 27.59% | 25.87% | 27.18% | 26.29%
NSW1 | VPP | 2.559% | 6.253% | 6.887% | 7.667% | 8.044% | 8.121% | 7.597% | 7.254% | 6.87% | 6.853% | 6.562% | 6.761% | 6.726% | 6.548% | 6.792% | 6.671% | 6.32% | 6.149% | 6.199% | 6.034% | 6.121% | 6.099% | 5.317% | 5.617% | 5.245% | 5.011% | 4.551% | 4.362% | 4.034%
Region | Technology | 2021-22 | 2022-23 | 2023-24 | 2024-25 | 2025-26 | 2026-27 | 2027-28 | 2028-29 | 2029-30 | 2030-31 | 2031-32 | 2032-33 | 2033-34 | 2034-35 | 2035-36 | 2036-37 | 2037-38 | 2038-39 | 2039-40 | 2040-41 | 2041-42 | 2042-43 | 2043-44 | 2044-45 | 2045-46 | 2046-47 | 2047-48 | 2048-49 | 2049-50
QLD1 | Black Coal | 47.97% | 44.54% | 46.55% | 64.13% | 60.84% | 63.35% | 59.15% | 62.65% | 62.63% | 60.31% | 57.69% | 59.19% | 65.23% | 58.54% | 57.04% | 57.27% | 58.03% | 57.36% | 52.81% | 55.59% | 52.35% | 56.01% | 52.47% | 50.87% | 47.59% | 48.51% | 48.62% | 44.65% | 45.66%
QLD1 | Brown Coal | bar: 2021-22 to 2049-50
QLD1 | CCGT | 8.33% | 8.33% | 9.298% | 16.93% | 20.29% | 17.57% | 21.1% | 21.58% | 20.04% | 21.42% | 25.25% | 27.42% | 31.82% | 27.45% | 25.79% | 28.08% | 30.94% | 29.26% | 27.9% | 30.55% | 33.82% | 37.4% | 35.08% | 33.24% | 46.28% | 60.92% | 61.08% | 60.92% | 60.92%
QLD1 | Gas - Steam | 5.044% | 5.044% | 10.02% | 9.894% | 9.894% | 9.894% | 17.34% | 20.65% | 21.29% | 15.44% | 14.46% | 17.85% | 26.66% | 22.64% | 20.43% | 24.05% | 27.94% | 25.41% | 22.09% | 24.97% | 32.36% | 35.06% | 31.04% | 30.25% | 26.37% | - | - | - | -
QLD1 | OCGT / Diesel | 1.939e-07% | 2.019e-07% | 2.161e-07% | 0.6557% | 0.3293% | 0.3945% | 0.7332% | 1.225% | 0.6475% | 1.275% | 2.518% | 3.956% | 4.597% | 3.502% | 3.983% | 5.942% | 8.793% | 5.37% | 7.109% | 8.134% | 10.02% | 10.99% | 9.477% | 11.46% | 12.67% | 13.58% | 10.44% | 9.59% | 9.79%
QLD1 | Hydro | 52.35% | 52.25% | 52.46% | 52.2% | 52.11% | 52.02% | 52.11% | 51.78% | 51.76% | 50.21% | 51.98% | 51.36% | 51.43% | 50.64% | 49.33% | 49.17% | 39.42% | 39.49% | 36% | 36.54% | 36.2% | - | - | - | - | - | - | - | -
QLD1 | Wind | 42.9% | 40.21% | 37.64% | 34.2% | 39.76% | 38.99% | 41.98% | 41.14% | 40.42% | 41.38% | 39.01% | 36.69% | 32.72% | 38.15% | 37.36% | 40.45% | 40.3% | 40.22% | 40.3% | 36.43% | 34.58% | 30.95% | 36.47% | 36.58% | 38.5% | 38.35% | 38.39% | 37.67% | 33.01%
QLD1 | Solar PV | 31.43% | 30.43% | 30.99% | 29.65% | 30.07% | 31.49% | 31.87% | 26.62% | 28.83% | 29.98% | 30.27% | 30.13% | 28.67% | 28.89% | 30.06% | 30.21% | 25.06% | 26.82% | 27.51% | 27.74% | 26.84% | 25.65% | 25.17% | 25.16% | 24.43% | 22.27% | 23.32% | 23.5% | 22.97%
QLD1 | Grid Battery | - | 13.04% | 14.76% | 16.76% | 16.52% | 17.08% | 16.92% | 16% | 15.72% | 16.1% | 15.7% | 16.06% | 15.51% | 15.87% | 15.83% | 16.12% | 14.63% | 14.82% | 14.72% | 14.91% | 15.16% | 14.67% | 14.6% | 14.51% | 14.06% | 12.77% | 13.31% | 12.53% | 12.04%
QLD1 | Pumped Hydro | 4.489% | 6.219% | 7.809% | 7.566% | 7.97% | 9.82% | 11.52% | 10.65% | 10.32% | 11.08% | 10.27% | 17.73% | 17.89% | 17.57% | 18.39% | 18.58% | 19.09% | 19.97% | 21.38% | 22.45% | 24.25% | 23.75% | 22.1% | 22.66% | 20.79% | 17.45% | 17.98% | 15.68% | 14.87%
QLD1 | VPP | 6.409% | 7.716% | 8.009% | 9.209% | 8.972% | 8.786% | 8.454% | 7.677% | 7.15% | 7.192% | 7.06% | 6.734% | 6.438% | 6.444% | 6.551% | 6.416% | 5.695% | 5.916% | 5.799% | 6.025% | 6.134% | 5.501% | 4.793% | 4.64% | 4.101% | 3.165% | 3.252% | 2.259% | 2.293%
Region | Technology | 2021-22 | 2022-23 | 2023-24 | 2024-25 | 2025-26 | 2026-27 | 2027-28 | 2028-29 | 2029-30 | 2030-31 | 2031-32 | 2032-33 | 2033-34 | 2034-35 | 2035-36 | 2036-37 | 2037-38 | 2038-39 | 2039-40 | 2040-41 | 2041-42 | 2042-43 | 2043-44 | 2044-45 | 2045-46 | 2046-47 | 2047-48 | 2048-49 | 2049-50
VIC1 | Black Coal | bar: 2021-22 to 2049-50
VIC1 | Brown Coal | 63.89% | 54.82% | 57.95% | 65.45% | 66.64% | 63.97% | - | - | - | - | - | - | - | - | - | - | - | - | - | - | - | - | - | - | - | - | - | - | -
VIC1 | CCGT | bar: 2021-22 to 2049-50
VIC1 | Gas - Steam | 0.2495% | 0.119% | 0.2191% | 1.582% | 1.49% | 1.51% | 2.296% | 3.247% | 0.9014% | 2.984% | 8.792% | 18.75% | 15.25% | 18.48% | 10.12% | 8.335% | 15.75% | 24.02% | - | - | - | - | - | - | - | - | - | - | -
VIC1 | OCGT / Diesel | 0.06638% | 0.001858% | 0.05613% | 0.2495% | 0.1685% | 0.4295% | 0.3698% | 0.5637% | 0.08572% | 0.3682% | 0.5795% | 2.15% | 1.338% | 3.568% | 3.076% | 2.887% | 5.068% | 4.786% | 14.88% | 16.06% | 14% | 17.48% | 17.85% | 11.44% | 12.72% | 16.97% | 20.62% | 25.77% | 24.53%
VIC1 | Hydro | 14.31% | 14.45% | 13.15% | 16.21% | 16.64% | 15.76% | 15.93% | 20.07% | 16.65% | 14.28% | 14.4% | 12.99% | 16.02% | 16.53% | 15.67% | 15.77% | 19.92% | 16.56% | 14.25% | 14.24% | 12.92% | 15.9% | 16.47% | 15.56% | 15.68% | 19.77% | 16.42% | 14.08% | 14.13%
VIC1 | Wind | 35.62% | 35.9% | 30.37% | 31.18% | 32.65% | 34.07% | 34.97% | 32.77% | 33.83% | 32.02% | 32.8% | 28.39% | 28.37% | 29.62% | 31.58% | 32.16% | 29.63% | 31.56% | 29.95% | 29.89% | 26.82% | 26.97% | 28.28% | 29.64% | 31.08% | 30.64% | 32.05% | 30.4% | 32.2%
VIC1 | Solar PV | 27.59% | 27.39% | 28.37% | 27.27% | 25.9% | 27.31% | 27.86% | 26.04% | 26.91% | 27.11% | 26.51% | 26.58% | 24.83% | 24.79% | 26.02% | 26.65% | 23.78% | 24.15% | 24.54% | 24.82% | 25.53% | 24.4% | 23.39% | 24.84% | 25.22% | 21.82% | 22.1% | 22.05% | 23.53%
VIC1 | Grid Battery | 10.59% | 3.314% | 3.697% | 4.817% | 4.743% | 4.897% | 4.773% | 4.582% | 4.383% | 4.432% | 4.159% | 4.428% | 3.952% | 3.676% | 4.032% | 4.049% | 3.761% | 3.584% | 4.007% | 3.858% | 1.445% | - | - | 13.62% | 13.63% | 13.65% | 13.59% | 13.74% | 12.87%
VIC1 | Pumped Hydro | - | - | - | - | - | - | - | - | - | - | - | 27.45% | 25.93% | 24.37% | 24.92% | 25.13% | 24.55% | 24.49% | 26.62% | 25.89% | 25.46% | 24.25% | 22.79% | 25.24% | 24.84% | 24.19% | 23.94% | 25.15% | 23.96%
VIC1 | VPP | 4.095% | 5.811% | 6.558% | 8.73% | 8.63% | 8.616% | 8.224% | 7.433% | 7.059% | 6.693% | 6.586% | 6.417% | 6.243% | 5.987% | 6.435% | 6.375% | 5.757% | 5.657% | 5.903% | 5.619% | 5.686% | 5.356% | 4.58% | 4.984% | 4.845% | 4.455% | 4.038% | 4.104% | 3.632%
Region | Technology | 2021-22 | 2022-23 | 2023-24 | 2024-25 | 2025-26 | 2026-27 | 2027-28 | 2028-29 | 2029-30 | 2030-31 | 2031-32 | 2032-33 | 2033-34 | 2034-35 | 2035-36 | 2036-37 | 2037-38 | 2038-39 | 2039-40 | 2040-41 | 2041-42 | 2042-43 | 2043-44 | 2044-45 | 2045-46 | 2046-47 | 2047-48 | 2048-49 | 2049-50
SA1 | Black Coal | bar: 2021-22 to 2049-50
SA1 | Brown Coal | bar: 2021-22 to 2049-50
SA1 | CCGT | 17.95% | 17.95% | 10.57% | 16.21% | 21.07% | 19.69% | 14.83% | 13.44% | 10.39% | 16.93% | 20.48% | 23.87% | 27.17% | 28.36% | 23.08% | 23.27% | - | - | - | - | - | - | - | - | - | - | - | - | -
SA1 | Gas - Steam | 9.438% | 9.669% | 9.172% | 1.875% | 2.14% | 2.223% | 1.735% | 1.895% | 1.164% | 1.595% | 3.149% | 6.959% | 7.727% | 12.94% | - | - | - | - | - | - | - | - | - | - | - | - | - | - | -
SA1 | OCGT / Diesel | 0.3872% | 0.1891% | 0.6634% | 1.082% | 1.514% | 1.04% | 0.6924% | 0.8893% | 0.1803% | 1.622% | 2.122% | 5.155% | 4.949% | 6.972% | 6.273% | 6.099% | 10.06% | 10.01% | 12.48% | 12.56% | 12.29% | 14.24% | 15.24% | 8.858% | 9.105% | 9.121% | 8.468% | 11.17% | 9.732%
SA1 | Hydro | bar: 2021-22 to 2049-50
SA1 | Wind | 34.41% | 33.85% | 29.68% | 32.19% | 31.32% | 34.7% | 34.29% | 33.24% | 33.54% | 33.24% | 34.64% | 29.75% | 29.42% | 27.43% | 31.59% | 32.42% | 30.4% | 31.59% | 30.74% | 32.08% | 28.77% | 29.26% | 26.43% | 29.68% | 30.51% | 28.57% | 29.32% | 28.15% | 28.79%
SA1 | Solar PV | 30.63% | 29.09% | 29.05% | 28.19% | 27.51% | 28.16% | 29.03% | 27.61% | 28.77% | 29.03% | 28.45% | 28.58% | 27.04% | 25.93% | 26.53% | 27.47% | 21.26% | 21% | 20.19% | 20.72% | 20.61% | 20.05% | 18.88% | 18.3% | 18.82% | 16.48% | 16.31% | 15.73% | 16.15%
SA1 | Grid Battery | 4.836% | 4.799% | 5.674% | 5.5% | 5.177% | 5.319% | 5.168% | 4.955% | 4.679% | 5.482% | 5.052% | 5.221% | 5.081% | 4.472% | 11.46% | 11.35% | 11.93% | 11.73% | 12.09% | 11.83% | 12.38% | 12.14% | 11.42% | 12% | 11.95% | 10.96% | 10.64% | 10.85% | 10.43%
SA1 | Pumped Hydro | bar: 2021-22 to 2049-50
SA1 | VPP | 8.266% | 8.295% | 9.592% | 8.829% | 8.504% | 8.373% | 8.037% | 7.545% | 7.096% | 7.051% | 6.61% | 6.726% | 6.434% | 6.402% | 6.187% | 6.065% | 5.829% | 5.682% | 5.772% | 5.509% | 5.436% | 5.183% | 4.444% | 4.697% | 4.592% | 3.832% | 3.55% | 3.409% | 3.14%
Region | Technology | 2021-22 | 2022-23 | 2023-24 | 2024-25 | 2025-26 | 2026-27 | 2027-28 | 2028-29 | 2029-30 | 2030-31 | 2031-32 | 2032-33 | 2033-34 | 2034-35 | 2035-36 | 2036-37 | 2037-38 | 2038-39 | 2039-40 | 2040-41 | 2041-42 | 2042-43 | 2043-44 | 2044-45 | 2045-46 | 2046-47 | 2047-48 | 2048-49 | 2049-50
TAS1 | Black Coal | bar: 2021-22 to 2049-50
TAS1 | Brown Coal | bar: 2021-22 to 2049-50
TAS1 | CCGT | 9.043e-07% | 8.858e-07% | 9.046e-07% | 9.039e-07% | 8.83e-07% | 8.903e-07% | 8.891e-07% | 8.707e-07% | 8.75e-07% | 8.803e-07% | 8.908e-07% | 9.437e-07% | 9.523e-07% | 9.748e-07% | 1.011e-06% | 1.042e-06% | 1.086e-06% | 1.122e-06% | 1.197e-06% | 1.211e-06% | 1.273e-06% | 1.311e-06% | 1.375e-06% | 1.42e-06% | 1.468e-06% | 1.525e-06% | 1.586e-06% | 1.657e-06% | 1.701e-06%
TAS1 | Gas - Steam | bar: 2021-22 to 2049-50
TAS1 | OCGT / Diesel | 8.228e-07% | 7.76e-07% | 8.395e-07% | 8.547e-07% | 7.894e-07% | 8.302e-07% | 8.222e-07% | 7.807e-07% | 8.094e-07% | 8.364e-07% | 8.625e-07% | 0.01011% | 9.23e-07% | 9.477e-07% | 9.797e-07% | 1.006e-06% | 1.052e-06% | 1.071e-06% | 1.122e-06% | 0.04535% | 0.03489% | 3.091e-06% | 3.287e-06% | 0.0451% | 3.431e-06% | 3.581e-06% | 3.707e-06% | 0.154% | 3.941e-06%
TAS1 | Hydro | 37.16% | 38.72% | 38.08% | 43.09% | 47.51% | 45.34% | 43.48% | 43.24% | 40.66% | 39.22% | 33.71% | 34.31% | 32.06% | 29.23% | 26.55% | 24.46% | 25.35% | 23.77% | 23.96% | 20.78% | 23.29% | 23.38% | 22.13% | 20.35% | 20.32% | 25.21% | 23.6% | 24.38% | 23.46%
TAS1 | Wind | 34.81% | 39.4% | 37.18% | 37% | 38.82% | 39.29% | 40.63% | 38.71% | 38.74% | 37.4% | 41.16% | 37.98% | 37.39% | 38.65% | 38.34% | 39.1% | 35.65% | 35.07% | 32.57% | 33.74% | 32.05% | 32.68% | 33.2% | 34.56% | 36.07% | 34.21% | 34.38% | 32.43% | 34.7%
TAS1 | Solar PV | bar: 2021-22 to 2049-50
TAS1 | Grid Battery | bar: 2021-22 to 2049-50
TAS1 | Pumped Hydro | bar: 2021-22 to 2049-50
TAS1 | VPP | 1.719% | 3.734% | 3.401% | 2.782% | 3.022% | 3.028% | 3.329% | 3.639% | 3.726% | 4.025% | 4.385% | 4.629% | 4.807% | 5.076% | 5.159% | 5.452% | 5.544% | 5.231% | 5.262% | 5.56% | 5.405% | 5.149% | 4.529% | 4.798% | 4.962% | 4.448% | 4.218% | 3.988% | 3.776%
Explicitly modelled pumping
Region | Technology | 2021-22 | 2022-23 | 2023-24 | 2024-25 | 2025-26 | 2026-27 | 2027-28 | 2028-29 | 2029-30 | 2030-31 | 2031-32 | 2032-33 | 2033-34 | 2034-35 | 2035-36 | 2036-37 | 2037-38 | 2038-39 | 2039-40 | 2040-41 | 2041-42 | 2042-43 | 2043-44 | 2044-45 | 2045-46 | 2046-47 | 2047-48 | 2048-49 | 2049-50
NEM | Grid Battery pump | 7.448% | 5.132% | 5.836% | 6.743% | 6.517% | 6.713% | 6.576% | 6.267% | 6.008% | 6.369% | 5.987% | 9.705% | 12.1% | 12.26% | 13.57% | 13.66% | 14.08% | 14.04% | 14.84% | 14.81% | 17.74% | 18.86% | 18.32% | 21.24% | 20.88% | 18.69% | 18.76% | 18.05% | 17.39%
NEM | Pumped Hydro Pump | 5.903% | 10.01% | 12.53% | 26.33% | 22.29% | 23.73% | 30.42% | 30.97% | 30.01% | 31.14% | 32.98% | 33.18% | 32.5% | 31.72% | 33.83% | 33.17% | 32.65% | 31.85% | 34.61% | 35.06% | 34.28% | 33.55% | 31.47% | 34.07% | 32.9% | 30.74% | 29.65% | 29.64% | 28.08%
NEM | VPP pump | 5.734% | 8.212% | 8.828% | 10.09% | 10.08% | 10.02% | 9.576% | 8.831% | 8.351% | 8.216% | 8.006% | 7.907% | 7.72% | 7.57% | 7.837% | 7.726% | 7.126% | 7.057% | 7.126% | 7.037% | 7.083% | 6.755% | 5.832% | 6.096% | 5.742% | 5.109% | 4.782% | 4.391% | 4.068%
Region | Technology | 2021-22 | 2022-23 | 2023-24 | 2024-25 | 2025-26 | 2026-27 | 2027-28 | 2028-29 | 2029-30 | 2030-31 | 2031-32 | 2032-33 | 2033-34 | 2034-35 | 2035-36 | 2036-37 | 2037-38 | 2038-39 | 2039-40 | 2040-41 | 2041-42 | 2042-43 | 2043-44 | 2044-45 | 2045-46 | 2046-47 | 2047-48 | 2048-49 | 2049-50
NSW1 | Grid Battery pump | - | - | - | - | - | - | - | - | - | - | - | - | - | - | - | - | - | - | 17.34% | 17.25% | 24.86% | 24.64% | 23.83% | 28.44% | 28.01% | 27.31% | 26.83% | 27.45% | 26.85%
NSW1 | Pumped Hydro Pump | 4.988% | 9.779% | 12.23% | 34.28% | 23.81% | 24.99% | 32.31% | 33.21% | 31.29% | 32.41% | 34.56% | 34.24% | 34.31% | 33.81% | 36.74% | 35.53% | 36.26% | 34.48% | 37.68% | 38.06% | 36.31% | 36.77% | 34.7% | 38.24% | 37.44% | 36.19% | 33.61% | 35.07% | 33.24%
NSW1 | VPP pump | 3.072% | 7.53% | 8.253% | 9.224% | 9.64% | 9.747% | 9.142% | 8.688% | 8.246% | 8.225% | 7.898% | 8.096% | 8.073% | 7.879% | 8.135% | 8.007% | 7.607% | 7.381% | 7.42% | 7.263% | 7.327% | 7.32% | 6.381% | 6.742% | 6.316% | 5.995% | 5.482% | 5.217% | 4.842%
Region | Technology | 2021-22 | 2022-23 | 2023-24 | 2024-25 | 2025-26 | 2026-27 | 2027-28 | 2028-29 | 2029-30 | 2030-31 | 2031-32 | 2032-33 | 2033-34 | 2034-35 | 2035-36 | 2036-37 | 2037-38 | 2038-39 | 2039-40 | 2040-41 | 2041-42 | 2042-43 | 2043-44 | 2044-45 | 2045-46 | 2046-47 | 2047-48 | 2048-49 | 2049-50
QLD1 | Grid Battery pump | - | 16.04% | 18.23% | 20.72% | 20.43% | 21.03% | 20.89% | 19.75% | 19.41% | 19.88% | 19.44% | 18.97% | 18.27% | 18.71% | 18.67% | 18.99% | 17.28% | 17.41% | 17.33% | 17.57% | 17.8% | 17.29% | 17.17% | 17.06% | 16.53% | 15.06% | 15.62% | 14.76% | 14.15%
QLD1 | Pumped Hydro Pump | 7.472% | 10.42% | 13.04% | 12.7% | 13.34% | 16.34% | 19.25% | 17.8% | 17.25% | 18.53% | 17.24% | 25.46% | 24.67% | 24.24% | 25.32% | 25.59% | 25.31% | 26.21% | 28.17% | 29.73% | 31.89% | 30.62% | 28.4% | 29.14% | 26.79% | 22.5% | 23% | 20.25% | 18.95%
QLD1 | VPP pump | 7.693% | 9.261% | 9.613% | 11.07% | 10.78% | 10.53% | 10.15% | 9.214% | 8.581% | 8.632% | 8.495% | 8.063% | 7.727% | 7.734% | 7.869% | 7.695% | 6.857% | 7.08% | 6.96% | 7.242% | 7.352% | 6.615% | 5.753% | 5.563% | 4.916% | 3.814% | 3.889% | 2.721% | 2.743%
Region | Technology | 2021-22 | 2022-23 | 2023-24 | 2024-25 | 2025-26 | 2026-27 | 2027-28 | 2028-29 | 2029-30 | 2030-31 | 2031-32 | 2032-33 | 2033-34 | 2034-35 | 2035-36 | 2036-37 | 2037-38 | 2038-39 | 2039-40 | 2040-41 | 2041-42 | 2042-43 | 2043-44 | 2044-45 | 2045-46 | 2046-47 | 2047-48 | 2048-49 | 2049-50
VIC1 | Grid Battery pump | 12.98% | 4.109% | 4.547% | 5.965% | 5.853% | 6.031% | 5.911% | 5.639% | 5.411% | 5.471% | 5.153% | 5.449% | 4.879% | 4.543% | 4.973% | 4.998% | 4.643% | 4.442% | 4.93% | 4.78% | 1.766% | - | - | 16.03% | 16.09% | 16.01% | 16.03% | 16.12% | 15.14%
VIC1 | Pumped Hydro Pump | - | - | - | - | - | - | - | - | - | - | - | 34.31% | 32.51% | 30.43% | 31.09% | 31.42% | 30.69% | 30.75% | 33.13% | 32.53% | 31.7% | 30.37% | 28.44% | 31.56% | 31.21% | 30.07% | 30.09% | 31.27% | 29.95%
VIC1 | VPP pump | 4.915% | 7% | 7.863% | 10.49% | 10.37% | 10.33% | 9.895% | 8.903% | 8.473% | 8.033% | 7.927% | 7.69% | 7.487% | 7.187% | 7.721% | 7.651% | 6.91% | 6.811% | 7.064% | 6.766% | 6.804% | 6.45% | 5.477% | 5.981% | 5.836% | 5.328% | 4.866% | 4.908% | 4.36%
Region | Technology | 2021-22 | 2022-23 | 2023-24 | 2024-25 | 2025-26 | 2026-27 | 2027-28 | 2028-29 | 2029-30 | 2030-31 | 2031-32 | 2032-33 | 2033-34 | 2034-35 | 2035-36 | 2036-37 | 2037-38 | 2038-39 | 2039-40 | 2040-41 | 2041-42 | 2042-43 | 2043-44 | 2044-45 | 2045-46 | 2046-47 | 2047-48 | 2048-49 | 2049-50
SA1 | Grid Battery pump | 5.954% | 5.941% | 6.988% | 6.805% | 6.377% | 6.566% | 6.397% | 6.101% | 5.793% | 6.749% | 6.237% | 6.459% | 6.247% | 5.513% | 13.57% | 13.43% | 14.1% | 13.89% | 14.25% | 14.02% | 14.58% | 14.33% | 13.46% | 14.16% | 14.15% | 12.89% | 12.6% | 12.76% | 12.31%
SA1 | Pumped Hydro Pump | bar: 2021-22 to 2049-50
SA1 | VPP pump | 9.921% | 9.98% | 11.5% | 10.61% | 10.2% | 10.05% | 9.669% | 9.038% | 8.533% | 8.449% | 7.934% | 8.094% | 7.703% | 7.684% | 7.426% | 7.28% | 6.996% | 6.841% | 6.908% | 6.633% | 6.505% | 6.227% | 5.328% | 5.641% | 5.528% | 4.58% | 4.279% | 4.074% | 3.769%
Region | Technology | 2021-22 | 2022-23 | 2023-24 | 2024-25 | 2025-26 | 2026-27 | 2027-28 | 2028-29 | 2029-30 | 2030-31 | 2031-32 | 2032-33 | 2033-34 | 2034-35 | 2035-36 | 2036-37 | 2037-38 | 2038-39 | 2039-40 | 2040-41 | 2041-42 | 2042-43 | 2043-44 | 2044-45 | 2045-46 | 2046-47 | 2047-48 | 2048-49 | 2049-50
TAS1 | Grid Battery pump | bar: 2021-22 to 2049-50
TAS1 | Pumped Hydro Pump | bar: 2021-22 to 2049-50
TAS1 | VPP pump | 2.064% | 4.507% | 4.093% | 3.349% | 3.612% | 3.633% | 4.019% | 4.349% | 4.475% | 4.828% | 5.263% | 5.579% | 5.76% | 6.106% | 6.171% | 6.565% | 6.633% | 6.281% | 6.313% | 6.694% | 6.467% | 6.2% | 5.418% | 5.757% | 5.976% | 5.319% | 5.081% | 4.77% | 4.532%
Non-controllable capacity
Region | Technology | 2021-22 | 2022-23 | 2023-24 | 2024-25 | 2025-26 | 2026-27 | 2027-28 | 2028-29 | 2029-30 | 2030-31 | 2031-32 | 2032-33 | 2033-34 | 2034-35 | 2035-36 | 2036-37 | 2037-38 | 2038-39 | 2039-40 | 2040-41 | 2041-42 | 2042-43 | 2043-44 | 2044-45 | 2045-46 | 2046-47 | 2047-48 | 2048-49 | 2049-50
NEM | Distributed PV | 15.63% | 16.08% | 16.23% | 15.9% | 15.51% | 16.66% | 16.66% | 15.03% | 15.75% | 16.39% | 16.64% | 16.73% | 16.34% | 15.94% | 17.1% | 17.14% | 15.42% | 16.25% | 16.94% | 17.24% | 17.28% | 16.84% | 16.32% | 17.47% | 17.43% | 15.66% | 16.46% | 17.17% | 17.43%
NEM | Behind the meter battery | 5.668% | 5.706% | 5.712% | 5.625% | 5.534% | 5.432% | 5.364% | 5.256% | 5.165% | 5.072% | 5% | 4.978% | 5.012% | 5.024% | 5.038% | 4.956% | 4.9% | 4.851% | 4.827% | 4.763% | 4.734% | 4.705% | 4.69% | 4.632% | 4.585% | 4.443% | 4.33% | 4.198% | 4.079%
NEM | Behind the meter battery pump | 4.814% | 4.847% | 4.851% | 4.78% | 4.701% | 4.614% | 4.558% | 4.464% | 4.387% | 4.308% | 4.246% | 4.229% | 4.259% | 4.268% | 4.279% | 4.209% | 4.162% | 4.12% | 4.099% | 4.047% | 4.022% | 3.996% | 3.985% | 3.933% | 3.895% | 3.775% | 3.678% | 3.567% | 3.464%
Region | Technology | 2021-22 | 2022-23 | 2023-24 | 2024-25 | 2025-26 | 2026-27 | 2027-28 | 2028-29 | 2029-30 | 2030-31 | 2031-32 | 2032-33 | 2033-34 | 2034-35 | 2035-36 | 2036-37 | 2037-38 | 2038-39 | 2039-40 | 2040-41 | 2041-42 | 2042-43 | 2043-44 | 2044-45 | 2045-46 | 2046-47 | 2047-48 | 2048-49 | 2049-50
NSW1 | Distributed PV | 15.72% | 16.59% | 16.17% | 16.05% | 15.53% | 17.16% | 16.87% | 15.01% | 15.36% | 16.27% | 16.94% | 16.47% | 16.31% | 15.85% | 17.45% | 17.23% | 15.33% | 15.83% | 16.77% | 17.48% | 17% | 16.77% | 16.18% | 17.77% | 17.48% | 15.57% | 16.03% | 17.01% | 17.69%
NSW1 | Behind the meter battery | 5.642% | 5.714% | 5.681% | 5.594% | 5.515% | 5.427% | 5.37% | 5.268% | 5.172% | 5.088% | 5.021% | 5.027% | 5.035% | 5.027% | 5.048% | 4.959% | 4.9% | 4.849% | 4.832% | 4.768% | 4.75% | 4.723% | 4.703% | 4.655% | 4.61% | 4.467% | 4.357% | 4.224% | 4.109%
NSW1 | Behind the meter battery pump | 4.791% | 4.853% | 4.826% | 4.754% | 4.687% | 4.609% | 4.564% | 4.475% | 4.393% | 4.322% | 4.262% | 4.269% | 4.278% | 4.271% | 4.287% | 4.212% | 4.161% | 4.12% | 4.103% | 4.049% | 4.035% | 4.015% | 3.998% | 3.952% | 3.917% | 3.797% | 3.702% | 3.588% | 3.489%
Region | Technology | 2021-22 | 2022-23 | 2023-24 | 2024-25 | 2025-26 | 2026-27 | 2027-28 | 2028-29 | 2029-30 | 2030-31 | 2031-32 | 2032-33 | 2033-34 | 2034-35 | 2035-36 | 2036-37 | 2037-38 | 2038-39 | 2039-40 | 2040-41 | 2041-42 | 2042-43 | 2043-44 | 2044-45 | 2045-46 | 2046-47 | 2047-48 | 2048-49 | 2049-50
QLD1 | Distributed PV | 15.97% | 17.02% | 16.97% | 16.38% | 16.64% | 17.78% | 17.83% | 15.03% | 16.31% | 16.89% | 17.74% | 17.55% | 16.92% | 17.19% | 18.27% | 18.35% | 15.46% | 16.9% | 17.52% | 18.42% | 18.21% | 17.51% | 17.66% | 18.69% | 18.7% | 15.74% | 17.15% | 17.78% | 18.66%
QLD1 | Behind the meter battery | 5.682% | 5.783% | 5.738% | 5.644% | 5.551% | 5.437% | 5.36% | 5.259% | 5.167% | 5.069% | 5.001% | 5.01% | 5.031% | 5.039% | 5.053% | 4.957% | 4.897% | 4.852% | 4.827% | 4.773% | 4.743% | 4.717% | 4.706% | 4.648% | 4.603% | 4.461% | 4.342% | 4.204% | 4.088%
QLD1 | Behind the meter battery pump | 4.828% | 4.915% | 4.872% | 4.797% | 4.713% | 4.62% | 4.554% | 4.469% | 4.391% | 4.307% | 4.246% | 4.254% | 4.276% | 4.281% | 4.292% | 4.208% | 4.161% | 4.12% | 4.099% | 4.057% | 4.03% | 4.005% | 4% | 3.948% | 3.911% | 3.792% | 3.687% | 3.573% | 3.474%
Region | Technology | 2021-22 | 2022-23 | 2023-24 | 2024-25 | 2025-26 | 2026-27 | 2027-28 | 2028-29 | 2029-30 | 2030-31 | 2031-32 | 2032-33 | 2033-34 | 2034-35 | 2035-36 | 2036-37 | 2037-38 | 2038-39 | 2039-40 | 2040-41 | 2041-42 | 2042-43 | 2043-44 | 2044-45 | 2045-46 | 2046-47 | 2047-48 | 2048-49 | 2049-50
VIC1 | Distributed PV | 14.66% | 14.26% | 15.2% | 15.03% | 14.28% | 15.2% | 15.3% | 14.66% | 15.28% | 15.89% | 15.26% | 16.07% | 15.7% | 14.89% | 15.84% | 15.95% | 15.17% | 15.86% | 16.49% | 15.89% | 16.64% | 16.23% | 15.28% | 16.24% | 16.25% | 15.44% | 16.11% | 16.75% | 16.08%
VIC1 | Behind the meter battery | 5.686% | 5.613% | 5.786% | 5.697% | 5.592% | 5.484% | 5.408% | 5.279% | 5.171% | 5.064% | 4.978% | 4.886% | 4.96% | 4.996% | 5.014% | 4.958% | 4.918% | 4.863% | 4.835% | 4.765% | 4.727% | 4.694% | 4.681% | 4.618% | 4.572% | 4.434% | 4.322% | 4.197% | 4.072%
VIC1 | Behind the meter battery pump | 4.83% | 4.766% | 4.914% | 4.84% | 4.748% | 4.657% | 4.596% | 4.482% | 4.391% | 4.3% | 4.229% | 4.153% | 4.215% | 4.242% | 4.261% | 4.21% | 4.177% | 4.128% | 4.108% | 4.049% | 4.014% | 3.985% | 3.974% | 3.924% | 3.884% | 3.765% | 3.671% | 3.565% | 3.457%
Region | Technology | 2021-22 | 2022-23 | 2023-24 | 2024-25 | 2025-26 | 2026-27 | 2027-28 | 2028-29 | 2029-30 | 2030-31 | 2031-32 | 2032-33 | 2033-34 | 2034-35 | 2035-36 | 2036-37 | 2037-38 | 2038-39 | 2039-40 | 2040-41 | 2041-42 | 2042-43 | 2043-44 | 2044-45 | 2045-46 | 2046-47 | 2047-48 | 2048-49 | 2049-50
SA1 | Distributed PV | 16.81% | 16.92% | 17.29% | 16.76% | 16.07% | 16.71% | 17.21% | 16.35% | 17.02% | 17.24% | 17.19% | 17.62% | 17.06% | 16.27% | 16.91% | 17.48% | 16.62% | 17.42% | 17.65% | 17.64% | 18.06% | 17.44% | 16.55% | 17.2% | 17.69% | 16.8% | 17.57% | 17.81% | 17.76%
SA1 | Behind the meter battery | 5.687% | 5.66% | 5.605% | 5.508% | 5.397% | 5.277% | 5.213% | 5.127% | 5.112% | 5.053% | 5% | 5.029% | 5.052% | 5.07% | 5.034% | 4.932% | 4.835% | 4.806% | 4.768% | 4.695% | 4.669% | 4.629% | 4.617% | 4.53% | 4.463% | 4.307% | 4.204% | 4.066% | 3.949%
SA1 | Behind the meter battery pump | 4.83% | 4.807% | 4.762% | 4.678% | 4.587% | 4.484% | 4.428% | 4.353% | 4.343% | 4.291% | 4.248% | 4.272% | 4.294% | 4.307% | 4.275% | 4.192% | 4.108% | 4.082% | 4.048% | 3.987% | 3.967% | 3.931% | 3.922% | 3.847% | 3.791% | 3.659% | 3.572% | 3.452% | 3.352%
Region | Technology | 2021-22 | 2022-23 | 2023-24 | 2024-25 | 2025-26 | 2026-27 | 2027-28 | 2028-29 | 2029-30 | 2030-31 | 2031-32 | 2032-33 | 2033-34 | 2034-35 | 2035-36 | 2036-37 | 2037-38 | 2038-39 | 2039-40 | 2040-41 | 2041-42 | 2042-43 | 2043-44 | 2044-45 | 2045-46 | 2046-47 | 2047-48 | 2048-49 | 2049-50
TAS1 | Distributed PV | 13.53% | 13.51% | 13.87% | 13.97% | 13.44% | 14.35% | 14.32% | 13.94% | 13.92% | 14.18% | 13.97% | 14.36% | 14.35% | 13.77% | 14.6% | 14.69% | 14.16% | 14.29% | 14.59% | 14.39% | 14.79% | 14.72% | 14% | 14.86% | 14.85% | 14.38% | 14.42% | 14.77% | 14.52%
TAS1 | Behind the meter battery | 5.617% | 5.7% | 5.678% | 5.586% | 5.495% | 5.394% | 5.332% | 5.24% | 5.159% | 5.07% | 5.015% | 5.023% | 5.044% | 5.057% | 5.056% | 4.968% | 4.913% | 4.863% | 4.828% | 4.774% | 4.737% | 4.708% | 4.694% | 4.629% | 4.592% | 4.457% | 4.348% | 4.215% | 4.1%
TAS1 | Behind the meter battery pump | 4.769% | 4.843% | 4.822% | 4.745% | 4.669% | 4.584% | 4.532% | 4.451% | 4.382% | 4.306% | 4.257% | 4.269% | 4.285% | 4.296% | 4.297% | 4.219% | 4.174% | 4.13% | 4.099% | 4.057% | 4.023% | 3.998% | 3.987% | 3.93% | 3.901% | 3.787% | 3.692% | 3.579% | 3.48%

## BaseCase_Generation
Annual sent-out generation by technology (GWh) - BaseCase, Step Change Scenario
Explicitly modelled generation
Region | Technology | 2021-22 | 2022-23 | 2023-24 | 2024-25 | 2025-26 | 2026-27 | 2027-28 | 2028-29 | 2029-30 | 2030-31 | 2031-32 | 2032-33 | 2033-34 | 2034-35 | 2035-36 | 2036-37 | 2037-38 | 2038-39 | 2039-40 | 2040-41 | 2041-42 | 2042-43 | 2043-44 | 2044-45 | 2045-46 | 2046-47 | 2047-48 | 2048-49 | 2049-50
NEM | Black Coal | 77370.5332 | 69815.5856 | 66759.3054 | 62059.5385 | 54069.8745 | 50774.755 | 47993.4487 | 51555.0339 | 43793.147 | 42889.9192 | 39601.9306 | 29721.0049 | 30895.4837 | 27554.5012 | 22836.5615 | 22389.4776 | 23176.1711 | 22784.3527 | 21046.6209 | 20705.2258 | 15824.965 | 9803.7338 | 6723.9275 | 5729.5666 | 5359.8416 | 5464.0837 | 5392.5412 | 4951.3662 | 5063.528
NEM | Brown Coal | 26809.978 | 23000.8776 | 24316.2574 | 12590.6807 | 12306.9835 | 9797.4346 | 0.009369 | 0.006729 | 0.006233 | 0.0062761 | 0.005803 | 0.005826 | 0.0061262 | 0.0056764 | 0.0056062 | 0.0045838 | 0.0028121 | 0.0030519 | 0.0025887 | 0.0022964 | 0.0028305 | 0.0031295 | 0.0032671 | 0.0030093 | 0.0014015 | 0.0015742 | 0.00038766 | 0 | 0
NEM | CCGT | 2252.5066 | 2252.5066 | 1823.5014 | 3251.8401 | 3995.2439 | 3421.8293 | 3897.8873 | 4128.9841 | 3717.275 | 4267.436 | 5047.7985 | 5999.0299 | 6769.8938 | 6418.0983 | 5765.0332 | 4942.4071 | 4511.9653 | 4487.4203 | 3838.5821 | 3892.4191 | 4232.947 | 4756.2575 | 3069.8177 | 2866.7045 | 1378.5283 | 960.5241 | 963.1558 | 960.5241 | 960.5244
NEM | Gas - Steam | 709.4931 | 719.9155 | 726.054 | 273.5114 | 288.0387 | 294.7389 | 349.8021 | 426.9443 | 277.7336 | 356.1227 | 712.1166 | 1440.1273 | 1405.487 | 1882.6784 | 593.6397 | 542.0815 | 895.5285 | 1239.2397 | 162.5131 | 183.7164 | 238.0933 | 257.9681 | 228.4091 | 222.6263 | 194.0442 | 0 | 0 | 0 | 0
NEM | OCGT / Diesel | 59.8012 | 24.1133 | 104.6055 | 348.756 | 284.1231 | 289.4584 | 288.0994 | 462.6476 | 145.9606 | 433.8614 | 737.5761 | 1751.0205 | 1356.9124 | 2012.1902 | 1841.7912 | 2247.8769 | 4468.2051 | 4341.7338 | 7208.2613 | 8456.5032 | 8947.7337 | 11357.0537 | 14570.9208 | 10422.9098 | 10995.0869 | 16216.0994 | 16629.3558 | 18870.4873 | 20255.1458
NEM | Hydro | 13506.1535 | 14014.7701 | 13486.6598 | 15883.6445 | 16780.3266 | 16082.5371 | 16063.5663 | 17719.5892 | 15691.7499 | 14668.6726 | 13649.6377 | 13539.3564 | 14111.4177 | 13878.4582 | 13114.4079 | 12505.6215 | 14008.5378 | 12222.3338 | 11721.9331 | 10746.7137 | 10749.3617 | 11769.5281 | 11549.9627 | 11139.4135 | 11120.1611 | 13762.7671 | 11864.9628 | 11140.5601 | 10718.1206
NEM | Wind | 47652.5427 | 53858.397 | 54581.7577 | 68004.7885 | 74285.7891 | 78324.8585 | 90895.9691 | 92108.5246 | 95211.8988 | 96244.9409 | 101078.843 | 105321.6591 | 106486.973 | 114901.336 | 120813.3691 | 126651.8655 | 127142.4961 | 128337.8884 | 127791.1925 | 125212.8404 | 125845.0794 | 125863.5981 | 133451.7725 | 137747.0668 | 144413.0842 | 148397.8317 | 149372.1667 | 149372.0252 | 151897.0269
NEM | Solar PV | 14501.0457 | 17775.9038 | 18051.2018 | 17335.5433 | 17650.0731 | 18707.4208 | 19102.8556 | 17368.9369 | 25843.7143 | 27467.9739 | 28918.7131 | 35752.686 | 37457.5531 | 36863.5612 | 39149.9722 | 39154.653 | 45629.9891 | 47445.0075 | 51780.2094 | 57596.9163 | 66360.9451 | 76482.0412 | 76996.7195 | 79686.2365 | 79296.2326 | 81817.4906 | 82793.8416 | 82802.9378 | 82002.9242
NEM | Grid Battery | 138.2007 | 217.975 | 249.3249 | 286.5117 | 277.8752 | 286.4457 | 279.3877 | 267.6688 | 255.6721 | 257.9648 | 241.7072 | 555.7406 | 924.401 | 914.9739 | 1337.0655 | 1346.5307 | 1971.7618 | 1970.9716 | 2621.2387 | 2586.8693 | 4138.9038 | 4570.0213 | 4443.6206 | 6531.0812 | 6410.1535 | 7604.5038 | 7623.3975 | 8503.8171 | 8451.0164
NEM | Pumped Hydro | 298.7821 | 440.2825 | 565.3998 | 1279.7875 | 4816.0783 | 4694.353 | 5671.2286 | 6007.793 | 9789.7711 | 10500.6947 | 10520.3493 | 14719.6626 | 14614.1933 | 14527.853 | 16011.3877 | 15604.4586 | 17437.941 | 16983.0492 | 18443.7678 | 18489.3605 | 22063.4409 | 24348.4705 | 23169.8486 | 24651.6009 | 23520.1952 | 22234.5546 | 21610.771 | 21948.2765 | 21059.0558
NEM | VPP | 39.9965 | 132.9319 | 304.8605 | 608.0383 | 938.0011 | 1315.2466 | 1701.0122 | 2055.667 | 2463.6074 | 2829.8551 | 3184.9667 | 3618.9061 | 4006.8816 | 4363.3541 | 4997.0491 | 5167.1454 | 4993.7982 | 5188.7832 | 5507.6785 | 5668.4743 | 5999.2668 | 5955.8514 | 5387.3454 | 5876.0647 | 5763.4193 | 5373.5808 | 5219.3958 | 5013.0082 | 4820.758
Total excluding storage |  | 182862.0539 | 181462.0696 | 179849.3429 | 179748.3029 | 179660.4526 | 177693.0327 | 178591.638 | 183770.6675 | 184681.4855 | 186328.933 | 189746.6214 | 193524.89 | 198483.7268 | 203510.829 | 204114.7804 | 208433.9877 | 219832.8958 | 220857.9792 | 223549.3149 | 226794.3371 | 232199.1281 | 240290.1835 | 246591.5331 | 247814.5269 | 252756.9801 | 266618.7983 | 267016.0243 | 268097.9007 | 270897.2698
Region | Technology | 2021-22 | 2022-23 | 2023-24 | 2024-25 | 2025-26 | 2026-27 | 2027-28 | 2028-29 | 2029-30 | 2030-31 | 2031-32 | 2032-33 | 2033-34 | 2034-35 | 2035-36 | 2036-37 | 2037-38 | 2038-39 | 2039-40 | 2040-41 | 2041-42 | 2042-43 | 2043-44 | 2044-45 | 2045-46 | 2046-47 | 2047-48 | 2048-49 | 2049-50
NSW1 | Black Coal | 43226.9628 | 38108.9489 | 33621.2419 | 36266.3118 | 29598.2284 | 26502.0384 | 25799.8919 | 28047.3553 | 21486.262 | 21408.2803 | 19051.6721 | 8638.3341 | 10692.8178 | 9423.9368 | 5169.0891 | 6487.3259 | 7169.9035 | 6964.344 | 6480.1778 | 5666.4292 | 3249.4393 | 0 | 0 | 0 | 0 | 0 | 0 | 0 | 0
NSW1 | Brown Coal | 0 | 0 | 0 | 0 | 0 | 0 | 0 | 0 | 0 | 0 | 0 | 0 | 0 | 0 | 0 | 0 | 0 | 0 | 0 | 0 | 0 | 0 | 0 | 0 | 0 | 0 | 0 | 0 | 0
NSW1 | CCGT | 33.6489 | 33.6489 | 101.2233 | 257.3365 | 329.4705 | 180.9271 | 414.8065 | 646.3913 | 579.5439 | 644.1727 | 752.0823 | 1258.9756 | 1293.5764 | 1466.1891 | 1277.6194 | 1089.6415 | 1455.3796 | 1596.2124 | 1432.6596 | 1257.5183 | 1316.395 | 1530.4504 | 44.1158 | 0.000153 | 0.00015633 | 0.00016465 | 0.00016185 | 0.00015954 | 0.00015757
NSW1 | Gas - Steam | 0 | 0 | 0 | 0 | 0 | 0 | 0 | 0 | 0 | 0 | 0 | 0 | 0 | 0 | 0 | 0 | 0 | 0 | 0 | 0 | 0 | 0 | 0 | 0 | 0 | 0 | 0 | 0 | 0
NSW1 | OCGT / Diesel | 1.9316e-05 | 2.0231e-05 | 11.7459 | 61.2596 | 10.421 | 21.0261 | 16.6948 | 51.9263 | 0.6624 | 9.3737 | 23.7344 | 376.4942 | 162.1279 | 531.4082 | 439.0212 | 627.6482 | 1418.0546 | 1798.6741 | 2322.646 | 3173.1361 | 1899.5629 | 2893.3432 | 4740.8282 | 2678.2868 | 2465.5743 | 3539.25 | 4880.3382 | 5051.0902 | 4716.8264
NSW1 | Hydro | 2183.7087 | 2335.9674 | 2194.8354 | 2942.1201 | 2824.4135 | 2757.8747 | 3096.8044 | 4003.535 | 3183.3123 | 2947.9991 | 3042.3404 | 3088.5948 | 3545.5761 | 3821.1287 | 3806.2251 | 3620.7192 | 4557.9433 | 3758.5034 | 3688.5333 | 3382.3994 | 3112.8315 | 3745.0052 | 3678.2769 | 3821.4211 | 3783.7064 | 4601.1124 | 3694.1246 | 3259.7354 | 3020.9163
NSW1 | Wind | 10303.4097 | 11746.0512 | 16134.8439 | 20716.4292 | 23055.7647 | 25091.388 | 28266.3486 | 25305.2647 | 27772.7405 | 29650.2078 | 30745.0263 | 37961.4453 | 36419.0674 | 38342.6528 | 40519.9066 | 41520.7345 | 36071.2264 | 35447.0162 | 37634.4597 | 36694.4544 | 39702.905 | 39015.2114 | 39931.5717 | 41787.8246 | 46462.0803 | 45552.9616 | 45296.6457 | 46961.0311 | 48244.1912
NSW1 | Solar PV | 5342.8111 | 6499.5896 | 6543.0153 | 6299.1527 | 6667.245 | 7211.3009 | 7246.1384 | 7053.5037 | 14845.5642 | 15685.7338 | 15980.5191 | 17544.0884 | 19166.9501 | 18360.387 | 19851.6859 | 19886.4108 | 23765.4532 | 24679.4717 | 27785.4099 | 31070.4629 | 34725.5445 | 39576.2279 | 39251.8115 | 42204.5501 | 41746.1127 | 41242.3177 | 41193.2877 | 42525.9688 | 41595.4542
NSW1 | Grid Battery | 3.8708e-05 | 5.6112e-05 | 5.6648e-05 | 8.2681e-05 | 8.8763e-05 | 9.6112e-05 | 0.00013674 | 0.00015704 | 0.0005908 | 0.00063133 | 0.00063714 | 0.0011344 | 0.0011254 | 0.0011858 | 0.001852 | 0.0017975 | 0.0018819 | 0.001894 | 626.7281 | 621.4988 | 1925.2508 | 1907.8732 | 1845.2274 | 3683.6769 | 3619.1037 | 3548.698 | 3466.3946 | 3567.6126 | 3479.6743
NSW1 | Pumped Hydro | 74.6577 | 129.7643 | 175.4889 | 901.9862 | 4418.1054 | 4204.0232 | 5096.1771 | 5476.1352 | 9274.433 | 9947.2244 | 10007.5295 | 10078.8996 | 9708.9363 | 9836.801 | 10454.2833 | 9997.0833 | 10412.7195 | 9810.372 | 10706.3365 | 10669.54 | 12094.9921 | 11979.07 | 11610.8627 | 12402.6147 | 11928.1788 | 11793.0416 | 11059.2699 | 11620.2134 | 11240.3663
NSW1 | VPP | 7.5801 | 45.3017 | 94.5756 | 177.2322 | 285.4223 | 403.4061 | 512.2068 | 641.8552 | 775.057 | 908.2472 | 1010.4769 | 1198.0862 | 1357.5118 | 1474.4747 | 1693.3147 | 1749.3835 | 1743.608 | 1780.7923 | 1885.8138 | 1925.206 | 2045.998 | 2133.2944 | 1944.8246 | 2147.6127 | 2094.0468 | 2085.1726 | 1971.2263 | 1964.6301 | 1886.7697
Total excluding storage |  | 61090.5412 | 58724.206 | 58606.9058 | 66542.6098 | 62485.543 | 61764.5552 | 64840.6846 | 65107.9764 | 67868.0853 | 70345.7674 | 69595.3747 | 68867.9324 | 71280.1156 | 71945.7024 | 71063.5473 | 73232.48 | 74437.9606 | 74244.2218 | 79343.8863 | 81244.4003 | 84006.6781 | 86760.238 | 87646.6041 | 90492.0828 | 94457.4739 | 94935.6419 | 95064.3964 | 97797.8257 | 97577.3883
Region | Technology | 2021-22 | 2022-23 | 2023-24 | 2024-25 | 2025-26 | 2026-27 | 2027-28 | 2028-29 | 2029-30 | 2030-31 | 2031-32 | 2032-33 | 2033-34 | 2034-35 | 2035-36 | 2036-37 | 2037-38 | 2038-39 | 2039-40 | 2040-41 | 2041-42 | 2042-43 | 2043-44 | 2044-45 | 2045-46 | 2046-47 | 2047-48 | 2048-49 | 2049-50
QLD1 | Black Coal | 34143.5704 | 31706.6367 | 33138.0635 | 25793.2267 | 24471.646 | 24272.7166 | 22193.5568 | 23507.6786 | 22306.885 | 21481.639 | 20550.2585 | 21082.6708 | 20202.6659 | 18130.5644 | 17667.4724 | 15902.1517 | 16006.2676 | 15820.0087 | 14566.4431 | 15038.7966 | 12575.5258 | 9803.7338 | 6723.9275 | 5729.5666 | 5359.8416 | 5464.0837 | 5392.5412 | 4951.3662 | 5063.528
QLD1 | Brown Coal | 0 | 0 | 0 | 0 | 0 | 0 | 0 | 0 | 0 | 0 | 0 | 0 | 0 | 0 | 0 | 0 | 0 | 0 | 0 | 0 | 0 | 0 | 0 | 0 | 0 | 0 | 0 | 0 | 0
QLD1 | CCGT | 1104.025 | 1104.025 | 1232.2762 | 2243.3258 | 2689.2244 | 2328.6586 | 2796.043 | 2859.5914 | 2656.1749 | 2838.9354 | 3346.6938 | 3634.0658 | 4217.3898 | 3637.7217 | 3417.8124 | 2774.2545 | 3056.5855 | 2891.2076 | 2405.9222 | 2634.9005 | 2916.5517 | 3225.8068 | 3025.7016 | 2866.704 | 1378.5277 | 960.5236 | 963.1552 | 960.5235 | 960.5235
QLD1 | Gas - Steam | 37.1158 | 37.1158 | 73.7192 | 72.804 | 72.804 | 72.804 | 127.6123 | 151.9365 | 156.6777 | 113.6493 | 106.3669 | 131.3573 | 196.196 | 166.6204 | 150.3046 | 177.0016 | 205.5777 | 186.9735 | 162.5131 | 183.7164 | 238.0933 | 257.9681 | 228.4091 | 222.6263 | 194.0442 | 0 | 0 | 0 | 0
QLD1 | OCGT / Diesel | 3.2439e-05 | 3.3782e-05 | 3.6158e-05 | 109.7141 | 55.0888 | 66.0037 | 122.6839 | 204.944 | 108.3288 | 213.3466 | 421.3093 | 661.9589 | 651.57 | 460.4314 | 523.6821 | 781.2818 | 1156.188 | 706.0729 | 1510.3643 | 1728.0384 | 2127.7896 | 2570.7327 | 2216.423 | 2548.7658 | 2816.2218 | 5321.0981 | 4090.7716 | 4198.5283 | 3841.1501
QLD1 | Hydro | 698.9061 | 697.5974 | 700.3443 | 696.8527 | 695.6817 | 694.527 | 695.6374 | 691.2432 | 690.9655 | 670.2501 | 693.9129 | 685.6868 | 686.5825 | 676.0654 | 658.5505 | 656.4781 | 227.9122 | 228.3119 | 208.1236 | 211.2808 | 209.292 | 0 | 0 | 0 | 0 | 0 | 0 | 0 | 0
QLD1 | Wind | 16586.5466 | 17306.1088 | 16202.2881 | 18806.7667 | 22109.2575 | 21681.2699 | 23491.1433 | 25863.7345 | 25407.8414 | 26017.0064 | 25547.4545 | 25839.4038 | 26644.227 | 31070.9927 | 31268.2114 | 34588.3237 | 37404.443 | 37324.3585 | 37404.4305 | 33810.3057 | 34984.9813 | 35095.9115 | 40778.7152 | 41097.6165 | 44571.3086 | 47805.9794 | 47855.437 | 49015.0947 | 49241.7271
QLD1 | Solar PV | 5555.096 | 7538.3543 | 7676.8528 | 7343.9828 | 7448.1627 | 7800.5681 | 7893.2073 | 6593.1081 | 7142.0037 | 7427.2484 | 7845.4422 | 8782.4012 | 9468.6985 | 9543.1127 | 9929.4987 | 9655.9103 | 11678.919 | 12501.2441 | 13650.4297 | 16025.402 | 18226.7238 | 24041.8181 | 23225.7701 | 22776.8083 | 21979.1416 | 23063.1563 | 23922.23 | 23020.6305 | 22661.4651
QLD1 | Grid Battery | 2.7315e-05 | 22.8468 | 25.867 | 29.3661 | 28.9472 | 29.9184 | 29.6449 | 28.0314 | 27.5408 | 28.2074 | 27.5104 | 329.5355 | 735.1929 | 752.6924 | 750.7843 | 764.5055 | 1204.899 | 1220.5183 | 1211.8748 | 1201.4353 | 1221.7251 | 1727.2079 | 1718.9352 | 1708.2191 | 1655.2107 | 2996.1138 | 3122.9592 | 3883.8684 | 3731.373
QLD1 | Pumped Hydro | 224.1244 | 310.5183 | 389.9107 | 377.8011 | 397.9726 | 490.3294 | 575.0511 | 531.6572 | 515.3373 | 553.4692 | 512.8187 | 1467.1462 | 1907.5132 | 1873.6231 | 1961.3674 | 1980.7963 | 3383.6414 | 3539.8432 | 3788.3917 | 3978.9926 | 4622.7207 | 7277.0469 | 6772.562 | 6942.3683 | 6369.2548 | 5355.1908 | 5519.033 | 5040.2341 | 4780.6145
QLD1 | VPP | 10.5508 | 38.4782 | 81.6033 | 164.3554 | 248.8878 | 339.8164 | 442.9418 | 530.1713 | 630.8318 | 744.4788 | 850.6197 | 932.6882 | 1014.8321 | 1130.7372 | 1271.6829 | 1304.2279 | 1213.0582 | 1318.3423 | 1352.6134 | 1470.1502 | 1563.809 | 1464.6541 | 1332.9043 | 1348.0403 | 1244.0107 | 1003.1073 | 1075.4094 | 778.4338 | 823.0265
Total excluding storage |  | 58125.2599 | 58389.838 | 59023.5441 | 55066.6729 | 57541.8651 | 56916.5479 | 57319.884 | 59872.2364 | 58468.877 | 58762.0752 | 58511.4382 | 60817.5446 | 62067.3297 | 63685.5087 | 63615.5322 | 64535.4017 | 69735.8929 | 69658.1773 | 69908.2265 | 69632.4404 | 71278.9575 | 74995.971 | 76198.9464 | 75242.0874 | 76299.0855 | 82614.8411 | 82224.1351 | 82146.1433 | 81768.3938
Region | Technology | 2021-22 | 2022-23 | 2023-24 | 2024-25 | 2025-26 | 2026-27 | 2027-28 | 2028-29 | 2029-30 | 2030-31 | 2031-32 | 2032-33 | 2033-34 | 2034-35 | 2035-36 | 2036-37 | 2037-38 | 2038-39 | 2039-40 | 2040-41 | 2041-42 | 2042-43 | 2043-44 | 2044-45 | 2045-46 | 2046-47 | 2047-48 | 2048-49 | 2049-50
VIC1 | Black Coal | 0 | 0 | 0 | 0 | 0 | 0 | 0 | 0 | 0 | 0 | 0 | 0 | 0 | 0 | 0 | 0 | 0 | 0 | 0 | 0 | 0 | 0 | 0 | 0 | 0 | 0 | 0 | 0 | 0
VIC1 | Brown Coal | 26809.978 | 23000.8776 | 24316.2574 | 12590.6807 | 12306.9835 | 9797.4346 | 0.009369 | 0.006729 | 0.006233 | 0.0062761 | 0.005803 | 0.005826 | 0.0061262 | 0.0056764 | 0.0056062 | 0.0045838 | 0.0028121 | 0.0030519 | 0.0025887 | 0.0022964 | 0.0028305 | 0.0031295 | 0.0032671 | 0.0030093 | 0.0014015 | 0.0015742 | 0.00038766 | 0 | 0
VIC1 | CCGT | 2.15e-05 | 2.1156e-05 | 2.227e-05 | 3.8708e-05 | 3.9524e-05 | 3.9579e-05 | 4.1911e-05 | 4.7661e-05 | 4.6976e-05 | 5.0319e-05 | 5.5415e-05 | 7.837e-05 | 7.9046e-05 | 7.8404e-05 | 7.6408e-05 | 7.615e-05 | 0.00011303 | 0.00011428 | 0.00011344 | 0.00011224 | 0.00016482 | 0.00017141 | 0.00026984 | 0.00025497 | 0.00026259 | 0.00027626 | 0.00027255 | 0.00028416 | 0.00054999
VIC1 | Gas - Steam | 10.93 | 5.2123 | 9.5949 | 69.2958 | 65.2724 | 66.1562 | 100.5668 | 142.2147 | 39.4828 | 130.7042 | 385.0843 | 821.0574 | 667.7776 | 809.2053 | 443.3351 | 365.0799 | 689.9509 | 1052.2662 | 0 | 0 | 0 | 0 | 0 | 0 | 0 | 0 | 0 | 0 | 0
VIC1 | OCGT / Diesel | 11.0491 | 0.30924 | 9.3431 | 41.5314 | 28.0373 | 71.4911 | 61.5497 | 93.8141 | 14.2665 | 61.2883 | 96.4506 | 357.7992 | 202.7724 | 540.7601 | 466.1325 | 437.4701 | 942.5412 | 889.9475 | 2194.3501 | 2366.877 | 3719.7382 | 4501.7972 | 5833.7852 | 4423.1091 | 4919.1807 | 6560.2959 | 6919.7155 | 8646.015 | 10848.4423
VIC1 | Hydro | 2782.099 | 2809.5277 | 2555.3373 | 3150.7977 | 3233.6988 | 3062.9783 | 3095.9981 | 3900.8736 | 3237.4696 | 2775.2347 | 2799.1245 | 2524.5685 | 3113.5316 | 3212.941 | 3046.152 | 3066.1367 | 3873.0159 | 3219.0917 | 2769.2525 | 2767.6104 | 2512.2658 | 3091.0457 | 3200.9725 | 3024.0133 | 3047.839 | 3842.1782 | 3191.2013 | 2736.5091 | 2745.8003
VIC1 | Wind | 10715.0499 | 13592.3248 | 11498.4341 | 15220.8343 | 15938.4455 | 17314.451 | 24037.917 | 24099.9343 | 24880.9269 | 23553.1928 | 26213.6216 | 22695.2576 | 24624.141 | 26779.6619 | 28549.3857 | 29615.4294 | 33825.4032 | 34859.9662 | 32583.4616 | 33400.9312 | 30607.0243 | 30830.2293 | 31528.4033 | 32233.4146 | 30546.0175 | 30114.6287 | 30827.2937 | 29167.2844 | 28838.8177
VIC1 | Solar PV | 2656.0009 | 2636.7225 | 2731.4462 | 2624.9483 | 2493.1715 | 2629.2737 | 2864.2385 | 2677.1176 | 2766.8915 | 3256.06 | 3772.3967 | 8099.6969 | 7566.9469 | 7553.7652 | 7929.9097 | 8122.561 | 7396.7629 | 7510.4253 | 7634.5908 | 7720.062 | 10642.7421 | 10172.5408 | 11266.4744 | 11728.0211 | 12510.5036 | 14832.5922 | 15025.5556 | 14698.7352 | 14861.6794
VIC1 | Grid Battery | 51.3496 | 108.9536 | 121.5655 | 158.3772 | 155.9506 | 161.0158 | 156.9426 | 150.6489 | 144.099 | 145.7151 | 136.7558 | 145.5988 | 110.7731 | 103.0432 | 113.0384 | 113.4926 | 105.4321 | 100.4732 | 112.3332 | 108.1546 | 37.9686 | 0.0024292 | 0.0026222 | 214.8836 | 215.0459 | 215.3 | 214.3313 | 216.7394 | 436.3125
VIC1 | Pumped Hydro | 0 | 0 | 5.6042e-05 | 0.00011922 | 0.00011856 | 0.00022775 | 0.00022071 | 0.00038353 | 0.00043961 | 0.0007935 | 0.00083176 | 3173.6165 | 2997.7434 | 2817.4285 | 3595.7366 | 3626.5786 | 3641.5796 | 3632.8335 | 3949.039 | 3840.8274 | 5345.7275 | 5092.353 | 4786.4233 | 5306.617 | 5222.7607 | 5086.3213 | 5032.4673 | 5287.828 | 5038.074
VIC1 | VPP | 7.6491 | 20.0235 | 71.6072 | 183.9254 | 292.9128 | 429.0692 | 566.947 | 667.3043 | 802.1647 | 884.3601 | 1004.8633 | 1119.0456 | 1233.2233 | 1317.0876 | 1563.5348 | 1626.7585 | 1542.4779 | 1589.3836 | 1739.4955 | 1734.4947 | 1836.9526 | 1808.9699 | 1616.7239 | 1837.5217 | 1866.0528 | 1791.4149 | 1694.2696 | 1794.1997 | 1653.1628
Total excluding storage |  | 42985.1069 | 42044.9741 | 41120.413 | 33698.0883 | 34065.6091 | 32941.7849 | 30160.2794 | 30913.9612 | 30939.0435 | 29776.4863 | 33266.6837 | 34498.3855 | 36175.1757 | 38896.3393 | 40434.9205 | 41606.6818 | 46727.677 | 47531.7002 | 45181.6576 | 46255.4831 | 47481.7734 | 48595.6164 | 51829.639 | 51408.5614 | 51023.5425 | 55349.6969 | 55963.7667 | 55248.544 | 57294.7402
Region | Technology | 2021-22 | 2022-23 | 2023-24 | 2024-25 | 2025-26 | 2026-27 | 2027-28 | 2028-29 | 2029-30 | 2030-31 | 2031-32 | 2032-33 | 2033-34 | 2034-35 | 2035-36 | 2036-37 | 2037-38 | 2038-39 | 2039-40 | 2040-41 | 2041-42 | 2042-43 | 2043-44 | 2044-45 | 2045-46 | 2046-47 | 2047-48 | 2048-49 | 2049-50
SA1 | Black Coal | 0 | 0 | 0 | 0 | 0 | 0 | 0 | 0 | 0 | 0 | 0 | 0 | 0 | 0 | 0 | 0 | 0 | 0 | 0 | 0 | 0 | 0 | 0 | 0 | 0 | 0 | 0 | 0 | 0
SA1 | Brown Coal | 0 | 0 | 0 | 0 | 0 | 0 | 0 | 0 | 0 | 0 | 0 | 0 | 0 | 0 | 0 | 0 | 0 | 0 | 0 | 0 | 0 | 0 | 0 | 0 | 0 | 0 | 0 | 0 | 0
SA1 | CCGT | 1114.8326 | 1114.8326 | 490.0018 | 751.1777 | 976.549 | 912.2435 | 687.0378 | 623.0014 | 481.5562 | 784.3278 | 949.0223 | 1105.9884 | 1258.9276 | 1314.1875 | 1069.6013 | 1078.5111 | 9.1254e-05 | 9.1658e-05 | 9.121e-05 | 8.9846e-05 | 0.00010714 | 0.00011004 | 0.00011137 | 0.00010564 | 0.00010818 | 0.00011092 | 0.00010904 | 0.00010848 | 0.0001068
SA1 | Gas - Steam | 661.4474 | 677.5875 | 642.7399 | 131.4115 | 149.9622 | 155.7787 | 121.6231 | 132.7931 | 81.5731 | 111.7692 | 220.6654 | 487.7126 | 541.5134 | 906.8527 | 0 | 0 | 0 | 0 | 0 | 0 | 0 | 0 | 0 | 0 | 0 | 0 | 0 | 0 | 0
SA1 | OCGT / Diesel | 48.752 | 23.804 | 83.5164 | 136.2509 | 190.5761 | 130.9376 | 87.171 | 111.9632 | 22.703 | 149.8528 | 196.0817 | 354.6106 | 340.4421 | 479.5904 | 412.9554 | 401.4768 | 951.4214 | 947.0393 | 1180.9009 | 1188.2214 | 1200.4657 | 1391.1806 | 1779.8844 | 772.5189 | 794.1101 | 795.4554 | 738.5304 | 974.0715 | 848.727
SA1 | Hydro | 0 | 0 | 0 | 0 | 0 | 0 | 0 | 0 | 0 | 0 | 0 | 0 | 0 | 0 | 0 | 0 | 0 | 0 | 0 | 0 | 0 | 0 | 0 | 0 | 0 | 0 | 0 | 0 | 0
SA1 | Wind | 7009.2529 | 7774.2839 | 7067.1752 | 9599.8633 | 9340.4557 | 10349.522 | 10591.3581 | 12079.1976 | 11920.8086 | 11511.8826 | 11995.6881 | 12281.5119 | 11889.9073 | 11084.062 | 12433.4049 | 12237.4585 | 11473.9244 | 12036.1544 | 11693.8359 | 12092.4173 | 11796.6716 | 11995.9463 | 12145.7715 | 13638.9544 | 13450.1818 | 16026.6871 | 16448.8235 | 15793.7878 | 16546.0461
SA1 | Solar PV | 947.1377 | 1101.2375 | 1099.8875 | 1067.4595 | 1041.4939 | 1066.2782 | 1099.2715 | 1045.2075 | 1089.2549 | 1098.9317 | 1320.355 | 1326.4995 | 1254.9576 | 1406.2962 | 1438.8779 | 1489.7708 | 2788.8539 | 2753.8663 | 2709.779 | 2780.9891 | 2765.9346 | 2691.4542 | 3252.6634 | 2976.8568 | 3060.4745 | 2679.4243 | 2652.7681 | 2557.6031 | 2884.3253
SA1 | Grid Battery | 86.8509 | 86.1745 | 101.8923 | 98.7682 | 92.9773 | 95.5113 | 92.8 | 88.9883 | 84.0316 | 84.0416 | 77.4401 | 80.6051 | 78.4337 | 59.237 | 473.2407 | 468.5307 | 661.4286 | 649.978 | 670.3023 | 655.7803 | 953.9591 | 934.9375 | 879.4551 | 924.3012 | 920.7929 | 844.3916 | 819.712 | 835.5963 | 803.6562
SA1 | Pumped Hydro | 0 | 0 | 4.6817e-05 | 4.852e-05 | 4.771e-05 | 5.861e-05 | 5.9738e-05 | 6.2355e-05 | 6.5024e-05 | 7.5179e-05 | 7.6003e-05 | 0.00013256 | 0.00012991 | 0.00012905 | 0.0001625 | 0.00016237 | 0.00020996 | 0.0002101 | 0.00021642 | 0.00021669 | 0.00026547 | 0.00025476 | 0.0002568 | 0.00042217 | 0.00042054 | 0.00040781 | 0.00041483 | 0.00042258 | 0.00042811
SA1 | VPP | 13.8353 | 27.1989 | 53.8102 | 78.0639 | 103.5581 | 132.9638 | 164.1916 | 195.4851 | 228.594 | 258.6641 | 275.94 | 316.8747 | 339.5467 | 368.0818 | 386.2402 | 395.1791 | 396.5376 | 402.9612 | 426.8845 | 424.5611 | 436.269 | 433.0398 | 386.272 | 424.9521 | 432.1231 | 375.2092 | 361.4903 | 360.8882 | 345.0481
Total excluding storage |  | 9781.4227 | 10691.7455 | 9383.3207 | 11686.1629 | 11699.037 | 12614.7599 | 12586.4615 | 13992.1627 | 13595.8957 | 13656.7641 | 14681.8125 | 15556.3229 | 15285.7479 | 15190.9888 | 15354.8394 | 15207.2172 | 15214.1998 | 15737.06 | 15584.5159 | 16061.6279 | 15763.072 | 16078.5812 | 17178.3193 | 17388.3302 | 17304.7664 | 19501.567 | 19840.1221 | 19325.4625 | 20279.0985
Region | Technology | 2021-22 | 2022-23 | 2023-24 | 2024-25 | 2025-26 | 2026-27 | 2027-28 | 2028-29 | 2029-30 | 2030-31 | 2031-32 | 2032-33 | 2033-34 | 2034-35 | 2035-36 | 2036-37 | 2037-38 | 2038-39 | 2039-40 | 2040-41 | 2041-42 | 2042-43 | 2043-44 | 2044-45 | 2045-46 | 2046-47 | 2047-48 | 2048-49 | 2049-50
TAS1 | Black Coal | 0 | 0 | 0 | 0 | 0 | 0 | 0 | 0 | 0 | 0 | 0 | 0 | 0 | 0 | 0 | 0 | 0 | 0 | 0 | 0 | 0 | 0 | 0 | 0 | 0 | 0 | 0 | 0 | 0
TAS1 | Brown Coal | 0 | 0 | 0 | 0 | 0 | 0 | 0 | 0 | 0 | 0 | 0 | 0 | 0 | 0 | 0 | 0 | 0 | 0 | 0 | 0 | 0 | 0 | 0 | 0 | 0 | 0 | 0 | 0 | 0
TAS1 | CCGT | 1.6478e-05 | 1.614e-05 | 1.6482e-05 | 1.647e-05 | 1.6089e-05 | 1.6223e-05 | 1.62e-05 | 1.5866e-05 | 1.5944e-05 | 1.604e-05 | 1.6231e-05 | 1.7195e-05 | 1.7352e-05 | 1.7761e-05 | 1.8421e-05 | 1.8993e-05 | 1.978e-05 | 2.0437e-05 | 2.1805e-05 | 2.2073e-05 | 2.3202e-05 | 2.3889e-05 | 2.5058e-05 | 2.5882e-05 | 2.6739e-05 | 2.7785e-05 | 2.8902e-05 | 3.02e-05 | 3.0989e-05
TAS1 | Gas - Steam | 0 | 0 | 0 | 0 | 0 | 0 | 0 | 0 | 0 | 0 | 0 | 0 | 0 | 0 | 0 | 0 | 0 | 0 | 0 | 0 | 0 | 0 | 0 | 0 | 0 | 0 | 0 | 0 | 0
TAS1 | OCGT / Diesel | 1.283e-05 | 1.21e-05 | 1.309e-05 | 1.3327e-05 | 1.2309e-05 | 1.2945e-05 | 1.282e-05 | 1.2174e-05 | 1.2621e-05 | 1.3041e-05 | 1.3449e-05 | 0.15761 | 1.4392e-05 | 1.4777e-05 | 1.5276e-05 | 1.5692e-05 | 1.6397e-05 | 1.6705e-05 | 1.7488e-05 | 0.23039 | 0.17728 | 1.5704e-05 | 1.67e-05 | 0.22916 | 1.7434e-05 | 1.8195e-05 | 1.8835e-05 | 0.7822 | 2.0023e-05
TAS1 | Hydro | 7841.4396 | 8171.6776 | 8036.1428 | 9093.874 | 10026.5326 | 9567.1573 | 9175.1264 | 9123.9373 | 8580.0024 | 8275.1887 | 7114.2598 | 7240.5064 | 6765.7275 | 6168.3232 | 5603.4803 | 5162.2874 | 5349.6664 | 5016.4268 | 5056.0237 | 4385.423 | 4914.9724 | 4933.4772 | 4670.7133 | 4293.979 | 4288.6156 | 5319.4765 | 4979.637 | 5144.3157 | 4951.404
TAS1 | Wind | 3038.2836 | 3439.6283 | 3679.0164 | 3660.895 | 3841.8656 | 3888.2276 | 4509.202 | 4760.3934 | 5229.5814 | 5512.6512 | 6577.0525 | 6544.0404 | 6909.6304 | 7623.9666 | 8042.4605 | 8689.9194 | 8367.4991 | 8670.3931 | 8475.0048 | 9214.7319 | 8753.4972 | 8926.2995 | 9067.3108 | 8989.2567 | 9383.4961 | 8897.5748 | 8943.9668 | 8434.8272 | 9026.2448
TAS1 | Solar PV | 3.2091e-06 | 5.8632e-06 | 7.5749e-06 | 1.175e-05 | 9.5422e-06 | 1.5601e-05 | 2.6736e-05 | 2.2428e-05 | 3.1416e-05 | 3.4019e-05 | 3.2734e-05 | 3.2168e-05 | 3.2434e-05 | 2.8567e-05 | 3.0638e-05 | 2.9304e-05 | 3.0532e-05 | 3.9132e-05 | 6.8449e-05 | 0.00015234 | 0.00015441 | 0.0001573 | 0.00013899 | 0.00014796 | 0.00014108 | 0.00014446 | 0.0001518 | 0.00014913 | 0.00014476
TAS1 | Grid Battery | 2.6155e-05 | 3.776e-05 | 3.6989e-05 | 4.4266e-05 | 6.5188e-05 | 6.5431e-05 | 8.1445e-05 | 0.00010975 | 0.00012479 | 0.00013139 | 0.00014737 | 0.00017307 | 0.00017389 | 0.00017547 | 0.0001917 | 0.00019438 | 0.00022289 | 0.00022954 | 0.00028049 | 0.00028224 | 0.00029364 | 0.0002972 | 0.00031947 | 0.00034388 | 0.00035875 | 0.00037923 | 0.00039987 | 0.00043304 | 0.00045271
TAS1 | Pumped Hydro | 0 | 0 | 0.00010299 | 0.00010589 | 0.00012629 | 0.00013173 | 0.0001474 | 0.00017679 | 0.00018518 | 0.00019468 | 0.00020797 | 0.00024447 | 0.00024567 | 0.0002484 | 0.00026185 | 0.00027522 | 0.00029804 | 0.00030522 | 0.00035957 | 0.00036162 | 0.00037729 | 0.00037873 | 0.00040819 | 0.00043695 | 0.00044593 | 0.00046043 | 0.00048157 | 0.00053345 | 0.00053876
TAS1 | VPP | 0.3812 | 1.9296 | 3.2643 | 4.4614 | 7.2201 | 9.9912 | 14.7251 | 20.8511 | 26.9599 | 34.1049 | 43.0668 | 52.2114 | 61.7677 | 72.9727 | 82.2765 | 91.5964 | 98.1165 | 97.3038 | 102.8714 | 114.0623 | 116.2383 | 115.8932 | 106.6206 | 117.9379 | 127.1857 | 118.6768 | 117.0003 | 114.8564 | 112.7508
Total excluding storage |  | 10879.7232 | 11611.306 | 11715.1592 | 12754.7691 | 13868.3983 | 13455.3849 | 13684.3285 | 13884.3308 | 13809.5839 | 13787.84 | 13691.3123 | 13784.7045 | 13675.3579 | 13792.2898 | 13645.9409 | 13852.2069 | 13717.1655 | 13686.82 | 13531.0287 | 13600.3854 | 13668.6471 | 13859.7769 | 13738.0243 | 13283.465 | 13672.1119 | 14217.0515 | 13923.604 | 13579.9253 | 13977.649
Explicitly modelled pumping
Region | Technology | 2021-22 | 2022-23 | 2023-24 | 2024-25 | 2025-26 | 2026-27 | 2027-28 | 2028-29 | 2029-30 | 2030-31 | 2031-32 | 2032-33 | 2033-34 | 2034-35 | 2035-36 | 2036-37 | 2037-38 | 2038-39 | 2039-40 | 2040-41 | 2041-42 | 2042-43 | 2043-44 | 2044-45 | 2045-46 | 2046-47 | 2047-48 | 2048-49 | 2049-50
NEM | Grid Battery pump | 169.8534 | 269.9001 | 306.9146 | 354.6129 | 342.7456 | 353.0521 | 345.817 | 329.5613 | 315.9395 | 318.1799 | 299.0936 | 668.0573 | 1099.6402 | 1087.7307 | 1584.6828 | 1595.0021 | 2334.5868 | 2328.2468 | 3092.6362 | 3060.0666 | 4904.0367 | 5417.8378 | 5262.432 | 7771.5712 | 7642.3044 | 9023.1088 | 9058.8171 | 10077.2499 | 10020.0633
NEM | Pumped Hydro Pump | 687.7364 | 1166.6523 | 1459.8265 | 3067.8819 | 6580.5455 | 7005.4712 | 8978.9711 | 9142.6373 | 14115.0546 | 14650.6294 | 15515.6107 | 20533.7059 | 20885.9299 | 20385.0073 | 22715.165 | 22270.5105 | 24361.4106 | 23764.2324 | 25819.3582 | 26155.5956 | 29943.8987 | 33198.2696 | 31133.4001 | 33716.2186 | 32555.9398 | 30439.4364 | 29358.7567 | 29779.066 | 28212.2598
NEM | VPP pump | 48.0053 | 159.9102 | 365.5682 | 731.003 | 1126.0175 | 1577.1795 | 2045.4261 | 2463.4818 | 2957.4387 | 3395.9741 | 3832.1418 | 4336.7222 | 4806.8588 | 5242.1243 | 5993.5033 | 6201.0039 | 6003.9853 | 6231.0375 | 6596.6482 | 6821.4854 | 7182.5762 | 7159.8019 | 6458.0149 | 7051.4531 | 6933.6042 | 6435.978 | 6278.6915 | 6001.4586 | 5782.6215
Region | Technology | 2021-22 | 2022-23 | 2023-24 | 2024-25 | 2025-26 | 2026-27 | 2027-28 | 2028-29 | 2029-30 | 2030-31 | 2031-32 | 2032-33 | 2033-34 | 2034-35 | 2035-36 | 2036-37 | 2037-38 | 2038-39 | 2039-40 | 2040-41 | 2041-42 | 2042-43 | 2043-44 | 2044-45 | 2045-46 | 2046-47 | 2047-48 | 2048-49 | 2049-50
NSW1 | Grid Battery pump | 4.5953e-05 | 6.6601e-05 | 6.7172e-05 | 9.8137e-05 | 0.00010529 | 0.00011401 | 0.00016246 | 0.00018619 | 0.00070866 | 0.00075705 | 0.00076536 | 0.0013483 | 0.001337 | 0.0014113 | 0.0021921 | 0.0021297 | 0.0022339 | 0.0022442 | 737.3271 | 733.1848 | 2299.3018 | 2278.8007 | 2204.1491 | 4419.6438 | 4352.9012 | 4243.9546 | 4170.4494 | 4266.5731 | 4173.4102
NSW1 | Pumped Hydro Pump | 367.026 | 719.5912 | 900.2528 | 2522.5745 | 6007.7663 | 6303.9531 | 8152.5252 | 8378.5556 | 13374.4271 | 13855.1995 | 14775.434 | 14637.7356 | 14669.1485 | 14452.0009 | 15706.4911 | 15187.1817 | 15500.1238 | 14741.5396 | 16109.0583 | 16268.8568 | 17432.1294 | 17652.8068 | 16659.5916 | 18357.1284 | 17973.9028 | 17370.6766 | 16133.4659 | 16837.1124 | 15955.5013
NSW1 | VPP pump | 9.0979 | 54.5538 | 113.3322 | 213.237 | 342.0592 | 484.1822 | 616.3607 | 768.7879 | 930.2526 | 1090.1124 | 1216.2194 | 1434.5812 | 1629.3368 | 1774.1347 | 2027.9652 | 2099.6758 | 2098.7354 | 2137.6143 | 2257.193 | 2317.4629 | 2448.9255 | 2560.4746 | 2334.2372 | 2577.6456 | 2521.3411 | 2494.7159 | 2374.277 | 2349.6855 | 2264.5719
Region | Technology | 2021-22 | 2022-23 | 2023-24 | 2024-25 | 2025-26 | 2026-27 | 2027-28 | 2028-29 | 2029-30 | 2030-31 | 2031-32 | 2032-33 | 2033-34 | 2034-35 | 2035-36 | 2036-37 | 2037-38 | 2038-39 | 2039-40 | 2040-41 | 2041-42 | 2042-43 | 2043-44 | 2044-45 | 2045-46 | 2046-47 | 2047-48 | 2048-49 | 2049-50
QLD1 | Grid Battery pump | 3.2149e-05 | 28.1072 | 31.9345 | 36.2991 | 35.7913 | 36.8375 | 36.5986 | 34.6066 | 34.0009 | 34.8239 | 34.0622 | 389.1822 | 866.4244 | 887.348 | 885.1639 | 900.2983 | 1422.8729 | 1433.4978 | 1427.2463 | 1415.8157 | 1434.9612 | 2035.2644 | 2021.5352 | 2008.387 | 1946.0753 | 3533.7922 | 3665.1172 | 4573.8755 | 4385.232
QLD1 | Pumped Hydro Pump | 320.7104 | 447.0611 | 559.5735 | 545.3071 | 572.7788 | 701.5176 | 826.4454 | 764.081 | 740.6266 | 795.4285 | 740.1753 | 1928.9494 | 2458.0592 | 2414.5984 | 2522.1674 | 2549.8337 | 4308.8732 | 4461.0671 | 4795.2938 | 5060.3015 | 5855.0115 | 9168.349 | 8502.4502 | 8723.6175 | 8019.7855 | 6746.8567 | 6898.7052 | 6368.1677 | 5959.165
QLD1 | VPP pump | 12.6635 | 46.1829 | 97.9433 | 197.6418 | 299.0277 | 407.1811 | 531.6354 | 636.3315 | 757.1481 | 893.5514 | 1023.6009 | 1116.7924 | 1218.0398 | 1357.1588 | 1527.4842 | 1564.2156 | 1460.5769 | 1577.7053 | 1623.4574 | 1767.1405 | 1874.3314 | 1761.2654 | 1599.7166 | 1616.4913 | 1491.3388 | 1208.5667 | 1286.1473 | 937.7395 | 984.3936
Region | Technology | 2021-22 | 2022-23 | 2023-24 | 2024-25 | 2025-26 | 2026-27 | 2027-28 | 2028-29 | 2029-30 | 2030-31 | 2031-32 | 2032-33 | 2033-34 | 2034-35 | 2035-36 | 2036-37 | 2037-38 | 2038-39 | 2039-40 | 2040-41 | 2041-42 | 2042-43 | 2043-44 | 2044-45 | 2045-46 | 2046-47 | 2047-48 | 2048-49 | 2049-50
VIC1 | Grid Battery pump | 62.9349 | 135.0996 | 149.4919 | 196.1164 | 192.4283 | 198.2992 | 194.3453 | 185.3972 | 177.9 | 179.8951 | 169.4234 | 179.1624 | 136.7743 | 127.3434 | 139.4062 | 140.1142 | 130.163 | 124.5311 | 138.1926 | 133.9896 | 46.409 | 0.0028627 | 0.0030803 | 252.8043 | 253.7409 | 252.5485 | 252.9001 | 254.2418 | 513.3088
VIC1 | Pumped Hydro Pump | 0 | 0 | 7.0195e-05 | 0.00014927 | 0.00014808 | 0.00028442 | 0.0002771 | 0.0004782 | 0.00055123 | 0.00099057 | 0.001044 | 3967.0205 | 3758.7217 | 3518.4075 | 4486.506 | 4533.4946 | 4552.413 | 4561.625 | 4915.0054 | 4826.4365 | 6656.757 | 6377.113 | 5971.3574 | 6635.4717 | 6562.2505 | 6321.902 | 6326.5845 | 6573.7847 | 6297.5923
VIC1 | VPP pump | 9.1807 | 24.118 | 85.8606 | 220.9698 | 352.095 | 514.2394 | 682.1154 | 799.2795 | 962.7882 | 1061.4423 | 1209.4355 | 1341.1048 | 1478.9464 | 1581.2572 | 1876.0438 | 1952.4967 | 1851.3401 | 1913.7248 | 2081.7212 | 2088.3636 | 2198.2216 | 2178.2551 | 1933.3916 | 2205.4626 | 2247.5351 | 2142.2952 | 2041.5808 | 2145.4111 | 1984.1884
Region | Technology | 2021-22 | 2022-23 | 2023-24 | 2024-25 | 2025-26 | 2026-27 | 2027-28 | 2028-29 | 2029-30 | 2030-31 | 2031-32 | 2032-33 | 2033-34 | 2034-35 | 2035-36 | 2036-37 | 2037-38 | 2038-39 | 2039-40 | 2040-41 | 2041-42 | 2042-43 | 2043-44 | 2044-45 | 2045-46 | 2046-47 | 2047-48 | 2048-49 | 2049-50
SA1 | Grid Battery pump | 106.9184 | 106.6932 | 125.488 | 122.1972 | 114.5257 | 117.9152 | 114.8729 | 109.5571 | 104.0377 | 103.46 | 95.6071 | 99.7112 | 96.4399 | 73.0376 | 560.1103 | 554.5873 | 781.5484 | 770.2155 | 789.8699 | 777.0761 | 1123.3643 | 1103.7695 | 1036.7442 | 1090.7357 | 1089.5867 | 992.8131 | 970.3499 | 982.559 | 948.1117
SA1 | Pumped Hydro Pump | 0 | 0 | 5.8558e-05 | 6.0758e-05 | 5.9564e-05 | 7.3189e-05 | 7.4954e-05 | 7.7663e-05 | 8.1533e-05 | 9.384e-05 | 9.5081e-05 | 0.00016583 | 0.00016236 | 0.00016103 | 0.0002031 | 0.00020301 | 0.00026241 | 0.00026357 | 0.00026956 | 0.00027191 | 0.00033078 | 0.00031908 | 0.00032072 | 0.00052842 | 0.00052663 | 0.00050776 | 0.00052059 | 0.00052618 | 0.00053571
SA1 | VPP pump | 16.6057 | 32.7266 | 64.5036 | 93.7836 | 124.206 | 159.5881 | 197.5373 | 234.1602 | 274.8698 | 309.9558 | 331.1955 | 381.3274 | 406.5322 | 441.7856 | 463.58 | 474.3089 | 475.9394 | 485.1598 | 510.8522 | 511.1828 | 522.0178 | 520.2516 | 463.1172 | 510.3384 | 520.2148 | 448.481 | 435.7704 | 431.2554 | 414.1398
Region | Technology | 2021-22 | 2022-23 | 2023-24 | 2024-25 | 2025-26 | 2026-27 | 2027-28 | 2028-29 | 2029-30 | 2030-31 | 2031-32 | 2032-33 | 2033-34 | 2034-35 | 2035-36 | 2036-37 | 2037-38 | 2038-39 | 2039-40 | 2040-41 | 2041-42 | 2042-43 | 2043-44 | 2044-45 | 2045-46 | 2046-47 | 2047-48 | 2048-49 | 2049-50
TAS1 | Grid Battery pump | 3.0774e-05 | 4.4446e-05 | 4.3516e-05 | 5.2101e-05 | 7.6687e-05 | 7.6953e-05 | 9.5859e-05 | 0.00012912 | 0.00014682 | 0.00015457 | 0.0001734 | 0.00020364 | 0.00020457 | 0.00020645 | 0.00022549 | 0.00022874 | 0.0002622 | 0.00027004 | 0.00033002 | 0.00033208 | 0.00034538 | 0.00034974 | 0.00037584 | 0.0004045 | 0.00042227 | 0.000446 | 0.00047051 | 0.0005094 | 0.00053252
TAS1 | Pumped Hydro Pump | 0 | 0 | 0.00012918 | 0.00013252 | 0.00015774 | 0.00016435 | 0.00018465 | 0.00022096 | 0.00023157 | 0.00024331 | 0.00026007 | 0.00030574 | 0.00030702 | 0.00031062 | 0.00032718 | 0.00034429 | 0.00037248 | 0.00038146 | 0.00044952 | 0.00045254 | 0.00047141 | 0.00047369 | 0.00051003 | 0.00054589 | 0.0005583 | 0.00057476 | 0.00060255 | 0.00066646 | 0.00067306
TAS1 | VPP pump | 0.45753 | 2.3288 | 3.9284 | 5.3708 | 8.6295 | 11.9886 | 17.7773 | 24.9227 | 32.3799 | 40.9122 | 51.6904 | 62.9163 | 74.0036 | 87.788 | 98.4301 | 110.307 | 117.3936 | 116.8334 | 123.4245 | 137.3356 | 139.0799 | 139.5553 | 127.5523 | 141.5152 | 153.1744 | 141.919 | 140.916 | 137.3671 | 135.3278
Non-controllable capacity
Region | Technology | 2021-22 | 2022-23 | 2023-24 | 2024-25 | 2025-26 | 2026-27 | 2027-28 | 2028-29 | 2029-30 | 2030-31 | 2031-32 | 2032-33 | 2033-34 | 2034-35 | 2035-36 | 2036-37 | 2037-38 | 2038-39 | 2039-40 | 2040-41 | 2041-42 | 2042-43 | 2043-44 | 2044-45 | 2045-46 | 2046-47 | 2047-48 | 2048-49 | 2049-50
NEM | Distributed PV | 19609.8205 | 22593.0258 | 25795.4405 | 28515.648 | 30896.2689 | 36193.4827 | 39710.1446 | 38725.9847 | 43631.9906 | 48413.2512 | 52307.9381 | 56014.1823 | 58003.92 | 58926.4174 | 65866.1013 | 68092.0823 | 63807.3891 | 69181.1567 | 74209.0766 | 78074.279 | 80449.2601 | 80681.864 | 80496.3497 | 88733.6672 | 91059.096 | 84167.1603 | 90920.6539 | 97349.545 | 101355.0465
NEM | Behind the meter battery | 287.7369 | 515.4079 | 884.8341 | 1254.785 | 1593.4651 | 1866.0164 | 2141.7602 | 2361.8163 | 2552.4657 | 2810.5931 | 3083.7038 | 3382.2698 | 3716.9768 | 3982.8771 | 4236.6884 | 4189.6005 | 4164.955 | 4139.2711 | 4136.7707 | 4095.7536 | 4080.5612 | 4061.1181 | 4052.4214 | 4004.5176 | 3963.4952 | 3836.8522 | 3731.3041 | 3603.5117 | 3483.2237
NEM | Behind the meter battery pump | 244.3986 | 437.8351 | 751.5169 | 1066.2118 | 1353.536 | 1585.0054 | 1820.0295 | 2006.0316 | 2167.8279 | 2387.2175 | 2618.8193 | 2873.0493 | 3158.6308 | 3383.091 | 3598.8654 | 3557.9991 | 3537.7465 | 3515.3025 | 3513.335 | 3480.0644 | 3466.5363 | 3449.3864 | 3443.1291 | 3400.9047 | 3367.1337 | 3259.9544 | 3169.3736 | 3061.4143 | 2957.9155
Region | Technology | 2021-22 | 2022-23 | 2023-24 | 2024-25 | 2025-26 | 2026-27 | 2027-28 | 2028-29 | 2029-30 | 2030-31 | 2031-32 | 2032-33 | 2033-34 | 2034-35 | 2035-36 | 2036-37 | 2037-38 | 2038-39 | 2039-40 | 2040-41 | 2041-42 | 2042-43 | 2043-44 | 2044-45 | 2045-46 | 2046-47 | 2047-48 | 2048-49 | 2049-50
NSW1 | Distributed PV | 5840.3921 | 6848.5858 | 7568.6907 | 8523.6304 | 9260.6379 | 11220.5155 | 12200.0436 | 11840.5683 | 13148.0317 | 14967.8992 | 16704.4439 | 17428.9447 | 18411.5688 | 18706.4371 | 21549.8095 | 22022.3289 | 20511.7897 | 21846.138 | 23896.4876 | 25827.633 | 25866.634 | 26322.659 | 26189.1159 | 29655.9651 | 30038.8173 | 27505.5049 | 29065.9666 | 31621.8012 | 33685.242
NSW1 | Behind the meter battery | 100.5828 | 193.1589 | 291.1065 | 396.2139 | 501.9024 | 585.4025 | 672.7716 | 746.5753 | 809.2462 | 898.896 | 990.6531 | 1097.5089 | 1203.9572 | 1289.4711 | 1377.5795 | 1364.1938 | 1359.364 | 1353.4315 | 1358.2135 | 1347.5028 | 1347.9978 | 1344.7629 | 1341.927 | 1330.3631 | 1318.1665 | 1275.3935 | 1239.7392 | 1196.3678 | 1156.4912
NSW1 | Behind the meter battery pump | 85.4102 | 164.0693 | 247.2941 | 336.7731 | 426.5198 | 497.1838 | 571.8275 | 634.164 | 687.2431 | 763.5179 | 841.0694 | 932.0855 | 1022.9158 | 1095.5481 | 1169.7831 | 1158.6309 | 1154.2352 | 1150.0294 | 1153.2683 | 1144.4845 | 1145.249 | 1142.992 | 1140.5826 | 1129.4076 | 1119.8228 | 1083.9476 | 1053.3342 | 1016.4885 | 981.966
Region | Technology | 2021-22 | 2022-23 | 2023-24 | 2024-25 | 2025-26 | 2026-27 | 2027-28 | 2028-29 | 2029-30 | 2030-31 | 2031-32 | 2032-33 | 2033-34 | 2034-35 | 2035-36 | 2036-37 | 2037-38 | 2038-39 | 2039-40 | 2040-41 | 2041-42 | 2042-43 | 2043-44 | 2044-45 | 2045-46 | 2046-47 | 2047-48 | 2048-49 | 2049-50
QLD1 | Distributed PV | 5969.3902 | 6978.0984 | 7706.5945 | 8304.5519 | 9311.818 | 10739.5616 | 11742.373 | 10679.3756 | 12453.0504 | 13739.2205 | 15349.0657 | 16175.8153 | 16542.176 | 17496.4202 | 19379.2666 | 20059.1319 | 17627.6397 | 19804.641 | 21119.9603 | 22953.5995 | 23292.4845 | 23042.7006 | 23920.2706 | 26062.1174 | 26829.5403 | 23237.5707 | 26038.7774 | 27730.2825 | 29886.5732
QLD1 | Behind the meter battery | 56.2429 | 136.3704 | 221.914 | 314.5999 | 403.0595 | 466.6342 | 534.0653 | 596.5405 | 649.7529 | 718.3775 | 792.8814 | 877.5577 | 964.1894 | 1032.5602 | 1100.2361 | 1082.6175 | 1073.4901 | 1066.2727 | 1063.9109 | 1054.6444 | 1049.1513 | 1044.3508 | 1042.7963 | 1030.9949 | 1021.2672 | 990.0169 | 962.7603 | 929.6148 | 900.3601
QLD1 | Behind the meter battery pump | 47.7931 | 115.9103 | 188.4278 | 267.3671 | 342.2496 | 396.5032 | 453.7714 | 506.849 | 552.0817 | 610.4366 | 673.1948 | 745.045 | 819.4478 | 877.2391 | 934.6407 | 919.1283 | 912.2797 | 905.3095 | 903.5933 | 896.4187 | 891.5481 | 886.7666 | 886.3467 | 875.6415 | 867.7391 | 841.4509 | 817.5781 | 790.0297 | 765.082
Region | Technology | 2021-22 | 2022-23 | 2023-24 | 2024-25 | 2025-26 | 2026-27 | 2027-28 | 2028-29 | 2029-30 | 2030-31 | 2031-32 | 2032-33 | 2033-34 | 2034-35 | 2035-36 | 2036-37 | 2037-38 | 2038-39 | 2039-40 | 2040-41 | 2041-42 | 2042-43 | 2043-44 | 2044-45 | 2045-46 | 2046-47 | 2047-48 | 2048-49 | 2049-50
VIC1 | Distributed PV | 4714.66 | 5401.1119 | 6729.5042 | 7622.3593 | 8154.7271 | 9640.4109 | 10744.2174 | 11140.3779 | 12492.4051 | 13821.8775 | 14113.1505 | 15787.1113 | 16301.0662 | 16086.168 | 17792.7523 | 18477.3728 | 18243.1548 | 19618.15 | 20981.1462 | 20868.6867 | 22468.5097 | 22545.6732 | 21856.4398 | 23900.0028 | 24625.8936 | 24087.1674 | 25874.8846 | 27659.7182 | 27267.1666
VIC1 | Behind the meter battery | 63.7064 | 83.5354 | 232.4378 | 366.0526 | 485.6729 | 593.1814 | 693.2882 | 758.0454 | 813.3978 | 889.1338 | 969.7889 | 1045.6273 | 1156.3355 | 1246.6667 | 1327.5946 | 1319.5322 | 1315.5875 | 1305.8198 | 1303.9339 | 1288.8104 | 1281.5178 | 1274.0456 | 1271.6343 | 1255.1128 | 1242.4704 | 1204.1401 | 1172.0927 | 1134.3677 | 1095.5009
VIC1 | Behind the meter battery pump | 54.1148 | 70.9311 | 197.3953 | 310.9705 | 412.3845 | 503.6951 | 589.1782 | 643.6878 | 690.5779 | 754.9722 | 823.8716 | 888.712 | 982.688 | 1058.4572 | 1128.1485 | 1120.5529 | 1117.3368 | 1108.596 | 1107.7798 | 1095.3627 | 1088.3139 | 1081.6641 | 1079.7555 | 1066.324 | 1055.4157 | 1022.5106 | 995.367 | 963.5618 | 930.0131
Region | Technology | 2021-22 | 2022-23 | 2023-24 | 2024-25 | 2025-26 | 2026-27 | 2027-28 | 2028-29 | 2029-30 | 2030-31 | 2031-32 | 2032-33 | 2033-34 | 2034-35 | 2035-36 | 2036-37 | 2037-38 | 2038-39 | 2039-40 | 2040-41 | 2041-42 | 2042-43 | 2043-44 | 2044-45 | 2045-46 | 2046-47 | 2047-48 | 2048-49 | 2049-50
SA1 | Distributed PV | 2818.528 | 3066.2402 | 3432.4234 | 3643.8284 | 3713.1358 | 4061.5736 | 4431.6913 | 4443.6234 | 4871.0817 | 5157.1547 | 5377.2639 | 5776.2536 | 5841.5307 | 5728.6246 | 6131.655 | 6480.9677 | 6348.5892 | 6792.2712 | 7032.0584 | 7208.9999 | 7534.4854 | 7444.191 | 7224.9322 | 7683.426 | 8089.937 | 7867.091 | 8425.1674 | 8743.8601 | 8910.1288
SA1 | Behind the meter battery | 59.5294 | 88.2615 | 118.5347 | 149.731 | 168.2698 | 181.0611 | 196.5109 | 211.0845 | 226.6474 | 245.1138 | 265.3623 | 289.7239 | 313.5421 | 329.0828 | 340.6127 | 333.3447 | 326.7399 | 324.2493 | 321.2163 | 315.7562 | 313.1266 | 309.4997 | 307.612 | 300.7784 | 295.0978 | 283.6323 | 275.4745 | 264.9253 | 255.3804
SA1 | Behind the meter battery pump | 50.5634 | 74.9597 | 100.6999 | 127.1607 | 143.0143 | 153.8529 | 166.9048 | 179.2175 | 192.5553 | 208.1215 | 225.4916 | 246.1431 | 266.5028 | 279.5571 | 289.2326 | 283.333 | 277.6185 | 275.3506 | 272.7168 | 268.1355 | 266.0407 | 262.8422 | 261.3148 | 255.4385 | 250.682 | 240.9589 | 234.1101 | 224.8982 | 216.7686
Region | Technology | 2021-22 | 2022-23 | 2023-24 | 2024-25 | 2025-26 | 2026-27 | 2027-28 | 2028-29 | 2029-30 | 2030-31 | 2031-32 | 2032-33 | 2033-34 | 2034-35 | 2035-36 | 2036-37 | 2037-38 | 2038-39 | 2039-40 | 2040-41 | 2041-42 | 2042-43 | 2043-44 | 2044-45 | 2045-46 | 2046-47 | 2047-48 | 2048-49 | 2049-50
TAS1 | Distributed PV | 266.8502 | 298.9896 | 358.2278 | 421.278 | 455.9502 | 531.4211 | 591.8193 | 622.0396 | 667.4216 | 727.0993 | 764.0141 | 846.0573 | 907.5783 | 908.7675 | 1012.6179 | 1052.281 | 1076.2157 | 1119.9565 | 1179.4242 | 1215.3598 | 1287.1466 | 1326.6403 | 1305.5912 | 1432.1558 | 1474.9079 | 1469.8262 | 1515.858 | 1593.8831 | 1605.9359
TAS1 | Behind the meter battery | 7.6755 | 14.0817 | 20.8409 | 28.1876 | 34.5605 | 39.7372 | 45.1241 | 49.5707 | 53.4214 | 59.072 | 65.0181 | 71.8519 | 78.9526 | 85.0963 | 90.6655 | 89.9124 | 89.7735 | 89.4977 | 89.496 | 89.04 | 88.7677 | 88.4592 | 88.4516 | 87.2684 | 86.4931 | 83.6694 | 81.2375 | 78.2361 | 75.4911
TAS1 | Behind the meter battery pump | 6.5171 | 11.9647 | 17.6998 | 23.9403 | 29.3679 | 33.7704 | 38.3476 | 42.1132 | 45.3699 | 50.1692 | 55.1919 | 61.0637 | 67.0765 | 72.2895 | 77.0604 | 76.3541 | 76.2763 | 76.017 | 75.9769 | 75.6631 | 75.3847 | 75.1216 | 75.1294 | 74.0931 | 73.4741 | 71.0863 | 68.9842 | 66.4361 | 64.0858

## BaseCase_Capacity
Installed capacity by technology (MW) - BaseCase, Step Change Scenario
Capacity calculated on 1 July. In early study years some wind and solar projects enter later in the financial year and are therefore reflected in the following financial year's capacity.
Explicitly modelled generation
Region | Technology | 2021-22 | 2022-23 | 2023-24 | 2024-25 | 2025-26 | 2026-27 | 2027-28 | 2028-29 | 2029-30 | 2030-31 | 2031-32 | 2032-33 | 2033-34 | 2034-35 | 2035-36 | 2036-37 | 2037-38 | 2038-39 | 2039-40 | 2040-41 | 2041-42 | 2042-43 | 2043-44 | 2044-45 | 2045-46 | 2046-47 | 2047-48 | 2048-49 | 2049-50
NEM | Black Coal | 18366 | 17891 | 16416 | 11965.8263 | 9873.1369 | 9655.4354 | 9564.639 | 9564.6387 | 8387.489 | 8387.489 | 8237.4458 | 6040.7669 | 5510.1761 | 5510.1761 | 4885.5234 | 4519.6261 | 4498.4691 | 4498.4691 | 4498.4691 | 4438.0961 | 3432.1962 | 1998.1962 | 1463.0084 | 1285.7271 | 1285.7271 | 1285.7271 | 1265.9995 | 1265.9995 | 1265.9995
NEM | Brown Coal | 4790 | 4790 | 4790 | 2196.1484 | 2108.0656 | 1748.2526 | 0.001609 | 0.0010089 | 0.0010087 | 0.0010089 | 0.0010088 | 0.0010089 | 0.0010089 | 0.0010089 | 0.0010088 | 0.00083591 | 0.00056463 | 0.00056465 | 0.00056473 | 0.0005647 | 0.00056468 | 0.00056464 | 0.00056466 | 0.00056467 | 0.0001542 | 0.00015406 | 0 | 0 | 0
NEM | CCGT | 3054.9 | 3054.9 | 2874.9 | 2874.9 | 2874.9 | 2874.9 | 2874.9 | 2874.9 | 2874.9 | 2874.9 | 2874.9 | 2874.9 | 2874.9 | 2874.9 | 2874.9 | 2489.9 | 1960.9 | 1960.9 | 1817.5 | 1817.5 | 1817.5 | 1817.5 | 1377.5 | 1192.5 | 548 | 388 | 388 | 388 | 388
NEM | Gas - Steam | 1384 | 1384 | 1384 | 1384 | 1384 | 1384 | 1384 | 1384 | 1384 | 1384 | 1384 | 1384 | 1384 | 1384 | 584 | 584 | 584 | 584 | 84 | 84 | 84 | 84 | 84 | 84 | 84 | 0 | 0 | 0 | 0
NEM | OCGT / Diesel | 6863.14 | 6863.14 | 6863.14 | 6863.14 | 6863.14 | 6863.14 | 6863.14 | 6863.14 | 6863.14 | 6480.64 | 6480.64 | 6211.3 | 5749.3 | 5632.3 | 5548.4899 | 5548.4899 | 7328.512 | 7328.512 | 7812.7843 | 7692.7843 | 9078.585 | 9229.165 | 10983.0544 | 11108.9704 | 11108.9704 | 13045.3441 | 12461.3441 | 12985.1015 | 13684.4329
NEM | Hydro | 7365.3 | 7365.3 | 7365.3 | 7365.3 | 7365.3 | 7365.3 | 7365.3 | 7365.3 | 7365.3 | 7365.3 | 7365.3 | 7365.3 | 7365.3 | 7365.3 | 7365.3 | 7365.3 | 7278.9 | 7278.9 | 7278.9 | 7278.9 | 7278.9 | 7212.9 | 7212.9 | 7212.9 | 7212.9 | 7212.9 | 7212.9 | 7212.9 | 7212.9
NEM | Wind | 14690.7141 | 16595.1882 | 18535.9414 | 23592.6996 | 23663.3292 | 24266.7455 | 27687.2432 | 29884.851 | 31653.8241 | 31690.8376 | 32860.8658 | 36940.282 | 39025.5945 | 39577.9572 | 39857.8532 | 40474.5404 | 43698.7865 | 44360.037 | 44308.1093 | 44395.6808 | 46767.7216 | 48687.1836 | 48452.9788 | 48054.3647 | 48665.3129 | 52644.4737 | 52898.106 | 53649.2805 | 55142.7403
NEM | Solar PV | 5599.971 | 6959.156 | 6959.156 | 6959.156 | 7229.4378 | 7229.4378 | 7304.2728 | 7528.8339 | 10787.2153 | 10984.2786 | 11466.4266 | 14367.1643 | 15724.6933 | 15813.8933 | 15854.9748 | 15733.9748 | 21016.8974 | 21305.1277 | 22375.8847 | 25001.6177 | 28759.0949 | 34554.4855 | 36383.4786 | 35964.8586 | 36173.6589 | 41429.7398 | 41319.3398 | 40586.5398 | 39832.787
NEM | Grid Battery | 260.33 | 600.33 | 600.33 | 600.33 | 600.33 | 600.33 | 600.33 | 600.3303 | 600.3304 | 570.3305 | 570.3306 | 785.7669 | 1037.5038 | 1012.5038 | 1332.6254 | 1332.6254 | 1892.9326 | 1892.9326 | 2378.2486 | 2358.2486 | 3155.2819 | 3279.134 | 3279.134 | 4177.5638 | 4177.5638 | 5511.5848 | 5511.5847 | 6371.5261 | 6578.4054
NEM | Pumped Hydro | 810 | 810 | 810 | 810 | 2850 | 2850 | 2850 | 2850.0003 | 4850.0001 | 4850.0002 | 4850.0002 | 6544.5104 | 6816.9897 | 6816.9897 | 7144.3804 | 7144.3804 | 7996.556 | 7996.556 | 7996.5561 | 7996.5561 | 9453.012 | 10774.801 | 10774.801 | 10777.5417 | 10777.5417 | 10783.4096 | 10783.4096 | 10950.0004 | 10950.0004
NEM | VPP | 95.565 | 222.304 | 472.724 | 827.389 | 1275.464 | 1796.003 | 2438.396 | 3184.437 | 4042.566 | 4718.547 | 5463.892 | 6261.2279 | 7107.5971 | 7905.5149 | 8730.1272 | 9162.649 | 9618.3372 | 10079.154 | 10567.0661 | 11065.4949 | 11575.234 | 12098.7689 | 12640.3892 | 13204.0691 | 13783.8581 | 14380.3641 | 14988.5756 | 15603.098 | 16225.7479
Total excluding storage |  | 62114.0251 | 64902.6841 | 65188.4374 | 63201.1703 | 61361.3094 | 61387.2111 | 63043.4966 | 65465.6646 | 69315.8694 | 69167.4462 | 70669.5792 | 75183.7142 | 77633.9648 | 78158.5276 | 76971.0422 | 76715.832 | 86366.4655 | 87315.9463 | 88175.6479 | 90708.5795 | 97217.9983 | 103583.4308 | 105956.9208 | 104903.3213 | 105078.5695 | 116006.1849 | 115545.6894 | 116087.8212 | 117526.8596
Region | Technology | 2021-22 | 2022-23 | 2023-24 | 2024-25 | 2025-26 | 2026-27 | 2027-28 | 2028-29 | 2029-30 | 2030-31 | 2031-32 | 2032-33 | 2033-34 | 2034-35 | 2035-36 | 2036-37 | 2037-38 | 2038-39 | 2039-40 | 2040-41 | 2041-42 | 2042-43 | 2043-44 | 2044-45 | 2045-46 | 2046-47 | 2047-48 | 2048-49 | 2049-50
NSW1 | Black Coal | 10240 | 9765 | 8290 | 7374.2741 | 5281.5846 | 5281.5846 | 5281.5846 | 5281.5846 | 4321.3748 | 4321.3748 | 4171.3316 | 1974.6527 | 1974.6527 | 1974.6527 | 1350 | 1350 | 1350 | 1350 | 1350 | 1350 | 690 | 0 | 0 | 0 | 0 | 0 | 0 | 0 | 0
NSW1 | Brown Coal | 0 | 0 | 0 | 0 | 0 | 0 | 0 | 0 | 0 | 0 | 0 | 0 | 0 | 0 | 0 | 0 | 0 | 0 | 0 | 0 | 0 | 0 | 0 | 0 | 0 | 0 | 0 | 0 | 0
NSW1 | CCGT | 625 | 625 | 625 | 625 | 625 | 625 | 625 | 625 | 625 | 625 | 625 | 625 | 625 | 625 | 625 | 625 | 625 | 625 | 625 | 625 | 625 | 625 | 185 | 0 | 0 | 0 | 0 | 0 | 0
NSW1 | Gas - Steam | 0 | 0 | 0 | 0 | 0 | 0 | 0 | 0 | 0 | 0 | 0 | 0 | 0 | 0 | 0 | 0 | 0 | 0 | 0 | 0 | 0 | 0 | 0 | 0 | 0 | 0 | 0 | 0 | 0
NSW1 | OCGT / Diesel | 1438 | 1438 | 1438 | 1438 | 1438 | 1438 | 1438 | 1438 | 1438 | 1438 | 1438 | 1438 | 1438 | 1438 | 1388.0001 | 1388.0001 | 2446.8062 | 2446.8062 | 2446.8062 | 2446.8062 | 2446.8062 | 2446.8062 | 3189.7799 | 3103.4775 | 3103.4775 | 3103.4775 | 3103.4775 | 3103.4775 | 3103.4776
NSW1 | Hydro | 2585 | 2585 | 2585 | 2585 | 2585 | 2585 | 2585 | 2585 | 2585 | 2585 | 2585 | 2585 | 2585 | 2585 | 2585 | 2585 | 2585 | 2585 | 2585 | 2585 | 2585 | 2585 | 2585 | 2585 | 2585 | 2585 | 2585 | 2585 | 2585
NSW1 | Wind | 3520.7299 | 3741.0439 | 5452.4257 | 7209.5725 | 7209.5725 | 7584.4562 | 8660.207 | 8760.207 | 10482.7747 | 10482.7747 | 10482.7747 | 13096.6737 | 13096.6737 | 13096.6737 | 13096.6739 | 13355.6533 | 13085.6533 | 13983.1736 | 13983.1736 | 13622.6736 | 14392.9559 | 14892.9503 | 14597.9703 | 14597.9703 | 16225.9966 | 17820.3226 | 18313.9549 | 18471.17 | 18357.9801
NSW1 | Solar PV | 2130.363 | 2600.363 | 2600.363 | 2600.363 | 2870.6448 | 2870.6448 | 2870.6448 | 3095.2059 | 6353.5873 | 6353.5873 | 6353.5873 | 7030.717 | 7945.6269 | 7945.6269 | 7986.7084 | 7986.7084 | 10648.4367 | 10936.667 | 11627.6685 | 13324.7865 | 14714.4079 | 17561.65 | 18384.712 | 18384.712 | 18384.712 | 19990.8806 | 19990.8806 | 19940.8806 | 19319.3207
NSW1 | Grid Battery | 0 | 0 | 0 | 0 | 0 | 0 | 0 | 0 | 0.00019677 | 0.00019678 | 0.00019679 | 0.0005386 | 0.00053865 | 0.00053866 | 0.00085904 | 0.00085907 | 0.00088071 | 0.00088076 | 485.3169 | 485.3169 | 1055.8257 | 1055.8257 | 1055.8257 | 1774.1845 | 1774.1845 | 1774.1845 | 1774.1844 | 1774.1844 | 1774.1841
NSW1 | Pumped Hydro | 240 | 240 | 240 | 240 | 2280 | 2280 | 2280 | 2280 | 4279.9998 | 4279.9998 | 4279.9998 | 4279.9999 | 4279.9999 | 4279.9999 | 4279.9999 | 4279.9999 | 4279.9999 | 4279.9999 | 4280 | 4280 | 4880.0002 | 4880.0002 | 4880.0002 | 4880.0002 | 4880.0002 | 4880.0002 | 4880.0002 | 4880.0002 | 4880.0002
NSW1 | VPP | 33.809 | 82.709 | 156.761 | 263.89 | 405.048 | 567.059 | 769.634 | 1010.103 | 1287.846 | 1513.002 | 1757.995 | 2022.7529 | 2303.851 | 2570.3709 | 2845.8051 | 2993.4 | 3149.6021 | 3306.082 | 3472.6761 | 3642.4991 | 3815.654 | 3993.212 | 4175.7441 | 4364.7819 | 4557.4061 | 4750.5071 | 4944.2018 | 5141.238 | 5338.7148
Total excluding storage |  | 20539.0929 | 20754.4069 | 20990.7887 | 21832.2095 | 20009.8019 | 20384.6856 | 21460.4364 | 21784.9975 | 25805.7368 | 25805.7368 | 25655.6936 | 26750.0434 | 27664.9533 | 27664.9533 | 27031.3824 | 27290.3618 | 30740.8962 | 31926.6468 | 32617.6483 | 33954.2663 | 35454.17 | 38111.4065 | 38942.4622 | 38671.1598 | 40299.1861 | 43499.6807 | 43993.313 | 44100.5281 | 43365.7784
Region | Technology | 2021-22 | 2022-23 | 2023-24 | 2024-25 | 2025-26 | 2026-27 | 2027-28 | 2028-29 | 2029-30 | 2030-31 | 2031-32 | 2032-33 | 2033-34 | 2034-35 | 2035-36 | 2036-37 | 2037-38 | 2038-39 | 2039-40 | 2040-41 | 2041-42 | 2042-43 | 2043-44 | 2044-45 | 2045-46 | 2046-47 | 2047-48 | 2048-49 | 2049-50
QLD1 | Black Coal | 8126 | 8126 | 8126 | 4591.5523 | 4591.5523 | 4373.8507 | 4283.0544 | 4283.0541 | 4066.1142 | 4066.1142 | 4066.1142 | 4066.1142 | 3535.5234 | 3535.5234 | 3535.5234 | 3169.6261 | 3148.4691 | 3148.4691 | 3148.4691 | 3088.0961 | 2742.1962 | 1998.1962 | 1463.0084 | 1285.7271 | 1285.7271 | 1285.7271 | 1265.9995 | 1265.9995 | 1265.9995
QLD1 | Brown Coal | 0 | 0 | 0 | 0 | 0 | 0 | 0 | 0 | 0 | 0 | 0 | 0 | 0 | 0 | 0 | 0 | 0 | 0 | 0 | 0 | 0 | 0 | 0 | 0 | 0 | 0 | 0 | 0 | 0
QLD1 | CCGT | 1512.9 | 1512.9 | 1512.9 | 1512.9 | 1512.9 | 1512.9 | 1512.9 | 1512.9 | 1512.9 | 1512.9 | 1512.9 | 1512.9 | 1512.9 | 1512.9 | 1512.9 | 1127.9 | 1127.9 | 1127.9 | 984.5 | 984.5 | 984.5 | 984.5 | 984.5 | 984.5 | 340 | 180 | 180 | 180 | 180
QLD1 | Gas - Steam | 84 | 84 | 84 | 84 | 84 | 84 | 84 | 84 | 84 | 84 | 84 | 84 | 84 | 84 | 84 | 84 | 84 | 84 | 84 | 84 | 84 | 84 | 84 | 84 | 84 | 0 | 0 | 0 | 0
QLD1 | OCGT / Diesel | 1910 | 1910 | 1910 | 1910 | 1910 | 1910 | 1910 | 1910 | 1910 | 1910 | 1910 | 1910 | 1618 | 1501 | 1501 | 1501 | 1501 | 1501 | 2425.2723 | 2425.2723 | 2425.2723 | 2669.8523 | 2669.8523 | 2537.8523 | 2537.8523 | 4474.226 | 4474.226 | 4997.9834 | 4478.9834
QLD1 | Hydro | 152.4 | 152.4 | 152.4 | 152.4 | 152.4 | 152.4 | 152.4 | 152.4 | 152.4 | 152.4 | 152.4 | 152.4 | 152.4 | 152.4 | 152.4 | 152.4 | 66 | 66 | 66 | 66 | 66 | 0 | 0 | 0 | 0 | 0 | 0 | 0 | 0
QLD1 | Wind | 4413.5581 | 4913.5581 | 4913.5581 | 6276.6078 | 6347.2375 | 6347.2375 | 6387.8728 | 7176.6083 | 7176.6083 | 7176.6083 | 7476.6083 | 8040.41 | 9296.5907 | 9296.5907 | 9554.102 | 9760.551 | 10594.2305 | 10594.2305 | 10594.2305 | 10594.2305 | 11548.9004 | 12944.7814 | 12764.2634 | 12826.0487 | 13217.4177 | 14229.9781 | 14229.9781 | 14852.6374 | 17029.9779
QLD1 | Solar PV | 2017.635 | 2827.62 | 2827.62 | 2827.62 | 2827.62 | 2827.62 | 2827.62 | 2827.62 | 2827.62 | 2827.62 | 2958.6055 | 3327.6199 | 3770.2389 | 3770.2389 | 3770.2389 | 3649.2389 | 5320.5597 | 5320.5597 | 5665.2723 | 6593.887 | 7753.4323 | 10701.5807 | 10534.5807 | 10333.4807 | 10269.2727 | 11822.0452 | 11711.6452 | 11180.7452 | 11263.2662
QLD1 | Grid Battery | 0 | 20 | 20 | 20 | 20 | 20 | 20 | 20.0003 | 20.0003 | 20.0003 | 20.0003 | 234.2105 | 541.2773 | 541.2773 | 541.2773 | 541.2773 | 940.1368 | 940.1368 | 940.1368 | 920.1368 | 920.1368 | 1343.9889 | 1343.9889 | 1343.9889 | 1343.9889 | 2678.0098 | 2678.0098 | 3537.9512 | 3537.9512
QLD1 | Pumped Hydro | 570 | 570 | 570 | 570 | 570 | 570 | 570 | 570.0001 | 570.0001 | 570.0001 | 570.0001 | 944.8032 | 1217.2825 | 1217.2825 | 1217.2825 | 1217.2825 | 2023.0505 | 2023.0505 | 2023.0505 | 2023.0505 | 2175.7523 | 3497.5413 | 3497.5413 | 3497.5413 | 3497.5413 | 3503.4092 | 3503.4092 | 3670 | 3670
QLD1 | VPP | 18.792 | 56.93 | 116.312 | 203.741 | 316.675 | 441.512 | 598.097 | 788.338 | 1007.196 | 1181.6699 | 1375.488 | 1581.047 | 1799.564 | 2003.201 | 2215.979 | 2320.634 | 2431.5501 | 2543.859 | 2662.8169 | 2785.4379 | 2910.14 | 3039.4479 | 3174.298 | 3316.8311 | 3463.2379 | 3617.549 | 3775.5449 | 3934.3799 | 4096.485
Total excluding storage |  | 18216.4931 | 19526.4781 | 19526.4781 | 17355.08 | 17425.7097 | 17208.0082 | 17157.8472 | 17946.5824 | 17729.6425 | 17729.6425 | 18160.6281 | 19093.4442 | 19969.653 | 19852.653 | 20110.1643 | 19444.716 | 21842.1593 | 21842.1593 | 22967.7442 | 23835.986 | 25604.3012 | 29382.9106 | 28500.2048 | 28051.6089 | 27734.2699 | 31991.9764 | 31861.8488 | 32477.3655 | 34218.227
Region | Technology | 2021-22 | 2022-23 | 2023-24 | 2024-25 | 2025-26 | 2026-27 | 2027-28 | 2028-29 | 2029-30 | 2030-31 | 2031-32 | 2032-33 | 2033-34 | 2034-35 | 2035-36 | 2036-37 | 2037-38 | 2038-39 | 2039-40 | 2040-41 | 2041-42 | 2042-43 | 2043-44 | 2044-45 | 2045-46 | 2046-47 | 2047-48 | 2048-49 | 2049-50
VIC1 | Black Coal | 0 | 0 | 0 | 0 | 0 | 0 | 0 | 0 | 0 | 0 | 0 | 0 | 0 | 0 | 0 | 0 | 0 | 0 | 0 | 0 | 0 | 0 | 0 | 0 | 0 | 0 | 0 | 0 | 0
VIC1 | Brown Coal | 4790 | 4790 | 4790 | 2196.1484 | 2108.0656 | 1748.2526 | 0.001609 | 0.0010089 | 0.0010087 | 0.0010089 | 0.0010088 | 0.0010089 | 0.0010089 | 0.0010089 | 0.0010088 | 0.00083591 | 0.00056463 | 0.00056465 | 0.00056473 | 0.0005647 | 0.00056468 | 0.00056464 | 0.00056466 | 0.00056467 | 0.0001542 | 0.00015406 | 0 | 0 | 0
VIC1 | CCGT | 0 | 0 | 0 | 0 | 0 | 0 | 0 | 0 | 0 | 0 | 0 | 0 | 0 | 0 | 0 | 0 | 0 | 0 | 0 | 0 | 0 | 0 | 0 | 0 | 0 | 0 | 0 | 0 | 0
VIC1 | Gas - Steam | 500 | 500 | 500 | 500 | 500 | 500 | 500 | 500 | 500 | 500 | 500 | 500 | 500 | 500 | 500 | 500 | 500 | 500 | 0 | 0 | 0 | 0 | 0 | 0 | 0 | 0 | 0 | 0 | 0
VIC1 | OCGT / Diesel | 1900 | 1900 | 1900 | 1900 | 1900 | 1900 | 1900 | 1900 | 1900 | 1900 | 1900 | 1900 | 1730 | 1730 | 1730.0025 | 1730.0025 | 2122.8964 | 2122.8964 | 1682.8964 | 1682.8964 | 3033.5332 | 2939.5332 | 3731.8282 | 4414.0466 | 4414.0466 | 4414.0466 | 3830.0466 | 3830.0466 | 5048.378
VIC1 | Hydro | 2219 | 2219 | 2219 | 2219 | 2219 | 2219 | 2219 | 2219 | 2219 | 2219 | 2219 | 2219 | 2219 | 2219 | 2219 | 2219 | 2219 | 2219 | 2219 | 2219 | 2219 | 2219 | 2219 | 2219 | 2219 | 2219 | 2219 | 2219 | 2219
VIC1 | Wind | 3434.44 | 4322.2 | 4322.2 | 5572.2001 | 5572.2001 | 5800.7326 | 7845.9516 | 8395.9515 | 8395.9515 | 8395.9515 | 9124.1759 | 9124.1759 | 9909.4396 | 10319.2346 | 10319.2346 | 10512.7255 | 13030.7243 | 12610.7243 | 12418.7243 | 12758.0604 | 13028.0635 | 13051.65 | 12727.85 | 12415.85 | 11220.49 | 11220.49 | 10980.49 | 10951.79 | 10224.1
VIC1 | Solar PV | 1098.973 | 1098.973 | 1098.973 | 1098.973 | 1098.973 | 1098.973 | 1173.8078 | 1173.8078 | 1173.8078 | 1370.871 | 1624.3798 | 3478.9733 | 3478.9733 | 3478.9733 | 3478.9733 | 3478.9733 | 3550.7488 | 3550.7488 | 3550.7488 | 3550.7489 | 4759.0595 | 4759.0595 | 5497.7219 | 5390.2019 | 5663.2102 | 7760.35 | 7760.35 | 7608.45 | 7211
VIC1 | Grid Battery | 55.33 | 375.33 | 375.33 | 375.33 | 375.33 | 375.33 | 375.33 | 375.33 | 375.33 | 375.3301 | 375.3301 | 375.3312 | 320.0012 | 320.0012 | 320.0012 | 320.0012 | 320.0012 | 320.0012 | 320.0012 | 320.0012 | 300.0013 | 0.0012532 | 0.0012532 | 180.0723 | 180.0723 | 180.0723 | 180.0723 | 180.0723 | 386.9519
VIC1 | Pumped Hydro | 0 | 0 | 0 | 0 | 0 | 0 | 0 | 0.00014241 | 0.00016794 | 0.00029441 | 0.00031209 | 1319.7073 | 1319.7073 | 1319.7073 | 1647.098 | 1647.098 | 1693.5056 | 1693.5056 | 1693.5056 | 1693.5056 | 2397.2595 | 2397.2595 | 2397.2595 | 2400 | 2400 | 2400 | 2400 | 2400 | 2400
VIC1 | VPP | 21.325 | 39.333 | 124.653 | 240.512 | 387.463 | 568.474 | 786.961 | 1024.836 | 1297.201 | 1508.3761 | 1741.758 | 1990.8499 | 2255.0251 | 2511.472 | 2773.6561 | 2913.049 | 3058.5721 | 3207.3251 | 3364.194 | 3523.546 | 3687.863 | 3855.463 | 4029.35 | 4209.1151 | 4396.3961 | 4589.9351 | 4789.6219 | 4990.38 | 5195.402
Total excluding storage |  | 13942.413 | 14830.173 | 14830.173 | 13486.3215 | 13398.2386 | 13266.9581 | 13638.761 | 14188.7603 | 14188.7603 | 14385.8235 | 15367.5567 | 17222.1502 | 17837.4139 | 18247.209 | 18247.2114 | 18440.7022 | 21423.37 | 21003.37 | 19871.37 | 20210.7062 | 23039.6567 | 22969.2432 | 24176.4006 | 24439.099 | 23516.7469 | 25613.8867 | 24789.8865 | 24609.2865 | 24702.4779
Region | Technology | 2021-22 | 2022-23 | 2023-24 | 2024-25 | 2025-26 | 2026-27 | 2027-28 | 2028-29 | 2029-30 | 2030-31 | 2031-32 | 2032-33 | 2033-34 | 2034-35 | 2035-36 | 2036-37 | 2037-38 | 2038-39 | 2039-40 | 2040-41 | 2041-42 | 2042-43 | 2043-44 | 2044-45 | 2045-46 | 2046-47 | 2047-48 | 2048-49 | 2049-50
SA1 | Black Coal | 0 | 0 | 0 | 0 | 0 | 0 | 0 | 0 | 0 | 0 | 0 | 0 | 0 | 0 | 0 | 0 | 0 | 0 | 0 | 0 | 0 | 0 | 0 | 0 | 0 | 0 | 0 | 0 | 0
SA1 | Brown Coal | 0 | 0 | 0 | 0 | 0 | 0 | 0 | 0 | 0 | 0 | 0 | 0 | 0 | 0 | 0 | 0 | 0 | 0 | 0 | 0 | 0 | 0 | 0 | 0 | 0 | 0 | 0 | 0 | 0
SA1 | CCGT | 709 | 709 | 529 | 529 | 529 | 529 | 529 | 529 | 529 | 529 | 529 | 529 | 529 | 529 | 529 | 529 | 0 | 0 | 0 | 0 | 0 | 0 | 0 | 0 | 0 | 0 | 0 | 0 | 0
SA1 | Gas - Steam | 800 | 800 | 800 | 800 | 800 | 800 | 800 | 800 | 800 | 800 | 800 | 800 | 800 | 800 | 0 | 0 | 0 | 0 | 0 | 0 | 0 | 0 | 0 | 0 | 0 | 0 | 0 | 0 | 0
SA1 | OCGT / Diesel | 1437.14 | 1437.14 | 1437.14 | 1437.14 | 1437.14 | 1437.14 | 1437.14 | 1437.14 | 1437.14 | 1054.64 | 1054.64 | 785.3 | 785.3 | 785.3 | 751.4873 | 751.4873 | 1079.8095 | 1079.8095 | 1079.8095 | 1079.8095 | 1114.9733 | 1114.9733 | 1333.594 | 995.594 | 995.594 | 995.594 | 995.594 | 995.594 | 995.594
SA1 | Hydro | 0 | 0 | 0 | 0 | 0 | 0 | 0 | 0 | 0 | 0 | 0 | 0 | 0 | 0 | 0 | 0 | 0 | 0 | 0 | 0 | 0 | 0 | 0 | 0 | 0 | 0 | 0 | 0 | 0
SA1 | Wind | 2325.4911 | 2621.8911 | 2718.1484 | 3404.71 | 3404.71 | 3404.71 | 3526.4469 | 4148.1639 | 4057.4139 | 3953.0997 | 3953.0997 | 4712.2475 | 4613.5475 | 4613.5475 | 4493.3643 | 4308.5643 | 4308.5644 | 4349.5661 | 4341.9028 | 4302.9028 | 4679.9883 | 4679.9885 | 5245.0817 | 5245.0822 | 5031.9952 | 6404.2697 | 6404.2697 | 6404.2697 | 6561.2688
SA1 | Solar PV | 353 | 432.2 | 432.2 | 432.2 | 432.2 | 432.2 | 432.2002 | 432.2002 | 432.2002 | 432.2003 | 529.854 | 529.854 | 529.8541 | 619.0542 | 619.0542 | 619.0542 | 1497.1522 | 1497.1522 | 1532.1951 | 1532.1951 | 1532.1951 | 1532.1951 | 1966.4638 | 1856.4638 | 1856.4638 | 1856.4638 | 1856.4638 | 1856.4638 | 2039.1999
SA1 | Grid Battery | 205 | 205 | 205 | 205 | 205 | 205 | 205 | 205 | 205 | 175 | 175 | 176.2248 | 176.2248 | 151.2248 | 471.3461 | 471.3461 | 632.7938 | 632.7938 | 632.7938 | 632.7938 | 879.3181 | 879.3181 | 879.3181 | 879.3181 | 879.3181 | 879.3181 | 879.3181 | 879.3181 | 879.318
SA1 | Pumped Hydro | 0 | 0 | 0 | 0 | 0 | 0 | 0 | 0 | 0 | 0 | 0 | 0 | 0 | 0 | 0 | 0 | 0 | 0 | 0 | 0 | 0 | 0 | 0 | 0.00013665 | 0.00013665 | 0.00013667 | 0.00013668 | 0.00013669 | 0.00013672
SA1 | VPP | 19.108 | 37.433 | 64.042 | 100.939 | 139.006 | 181.29 | 233.207 | 295.748 | 367.725 | 418.77 | 476.54 | 537.83 | 602.483 | 656.359 | 712.614 | 743.766 | 776.579 | 809.532 | 844.201 | 879.819 | 916.083 | 953.688 | 992.261 | 1032.719 | 1074.202 | 1117.797 | 1162.581 | 1208.344 | 1254.282
Total excluding storage |  | 5624.6311 | 6000.2311 | 5916.4884 | 6603.05 | 6603.05 | 6603.05 | 6724.7871 | 7346.5041 | 7255.7541 | 6768.94 | 6866.5937 | 7356.4016 | 7257.7017 | 7346.9017 | 6392.9057 | 6208.1057 | 6885.526 | 6926.5277 | 6953.9074 | 6914.9074 | 7327.1567 | 7327.1569 | 8545.1395 | 8097.1401 | 7884.053 | 9256.3275 | 9256.3275 | 9256.3275 | 9596.0627
Region | Technology | 2021-22 | 2022-23 | 2023-24 | 2024-25 | 2025-26 | 2026-27 | 2027-28 | 2028-29 | 2029-30 | 2030-31 | 2031-32 | 2032-33 | 2033-34 | 2034-35 | 2035-36 | 2036-37 | 2037-38 | 2038-39 | 2039-40 | 2040-41 | 2041-42 | 2042-43 | 2043-44 | 2044-45 | 2045-46 | 2046-47 | 2047-48 | 2048-49 | 2049-50
TAS1 | Black Coal | 0 | 0 | 0 | 0 | 0 | 0 | 0 | 0 | 0 | 0 | 0 | 0 | 0 | 0 | 0 | 0 | 0 | 0 | 0 | 0 | 0 | 0 | 0 | 0 | 0 | 0 | 0 | 0 | 0
TAS1 | Brown Coal | 0 | 0 | 0 | 0 | 0 | 0 | 0 | 0 | 0 | 0 | 0 | 0 | 0 | 0 | 0 | 0 | 0 | 0 | 0 | 0 | 0 | 0 | 0 | 0 | 0 | 0 | 0 | 0 | 0
TAS1 | CCGT | 208 | 208 | 208 | 208 | 208 | 208 | 208 | 208 | 208 | 208 | 208 | 208 | 208 | 208 | 208 | 208 | 208 | 208 | 208 | 208 | 208 | 208 | 208 | 208 | 208 | 208 | 208 | 208 | 208
TAS1 | Gas - Steam | 0 | 0 | 0 | 0 | 0 | 0 | 0 | 0 | 0 | 0 | 0 | 0 | 0 | 0 | 0 | 0 | 0 | 0 | 0 | 0 | 0 | 0 | 0 | 0 | 0 | 0 | 0 | 0 | 0
TAS1 | OCGT / Diesel | 178 | 178 | 178 | 178 | 178 | 178 | 178 | 178 | 178 | 178 | 178 | 178 | 178 | 178 | 178 | 178 | 178 | 178 | 178 | 58 | 58 | 58 | 58 | 58 | 58 | 58 | 58 | 58 | 58
TAS1 | Hydro | 2408.9 | 2408.9 | 2408.9 | 2408.9 | 2408.9 | 2408.9 | 2408.9 | 2408.9 | 2408.9 | 2408.9 | 2408.9 | 2408.9 | 2408.9 | 2408.9 | 2408.9 | 2408.9 | 2408.9 | 2408.9 | 2408.9 | 2408.9 | 2408.9 | 2408.9 | 2408.9 | 2408.9 | 2408.9 | 2408.9 | 2408.9 | 2408.9 | 2408.9
TAS1 | Wind | 996.495 | 996.495 | 1129.6092 | 1129.6092 | 1129.6092 | 1129.6092 | 1266.7649 | 1403.9203 | 1541.0757 | 1682.4034 | 1824.2072 | 1966.7749 | 2109.3429 | 2251.9106 | 2394.4783 | 2537.0463 | 2679.614 | 2822.3425 | 2970.078 | 3117.8135 | 3117.8135 | 3117.8135 | 3117.8135 | 2969.4135 | 2969.4135 | 2969.4135 | 2969.4135 | 2969.4135 | 2969.4135
TAS1 | Solar PV | 0 | 0 | 0 | 0 | 0 | 0 | 0 | 0 | 0 | 0 | 0 | 0 | 0 | 0 | 0 | 0 | 0 | 0 | 0 | 0.00012368 | 0.00012368 | 0.00012368 | 0.00012368 | 0.00012368 | 0.00012372 | 0.00012368 | 0.00012368 | 0.00012369 | 0.00012369
TAS1 | Grid Battery | 0 | 0 | 0 | 0 | 0 | 0 | 0 | 0 | 0 | 0 | 0 | 0 | 0 | 0 | 0 | 0 | 0 | 0 | 0 | 0 | 0 | 0 | 0 | 0 | 0 | 0.00010106 | 0.0001065 | 0.00011618 | 0.00012063
TAS1 | Pumped Hydro | 0 | 0 | 0 | 0 | 0 | 0 | 0 | 0 | 0 | 0 | 0 | 0 | 0 | 0 | 0 | 0 | 0 | 0 | 0 | 0 | 0 | 0 | 0 | 0 | 0 | 0 | 0 | 0 | 0
TAS1 | VPP | 2.531 | 5.899 | 10.956 | 18.307 | 27.272 | 37.668 | 50.497 | 65.412 | 82.598 | 96.729 | 112.111 | 128.748 | 146.674 | 164.112 | 182.073 | 191.8 | 202.034 | 212.356 | 223.178 | 234.193 | 245.494 | 256.958 | 268.736 | 280.622 | 292.616 | 304.576 | 316.626 | 328.756 | 340.864
Total excluding storage |  | 3791.395 | 3791.395 | 3924.5092 | 3924.5092 | 3924.5092 | 3924.5092 | 4061.6649 | 4198.8203 | 4335.9757 | 4477.3034 | 4619.1072 | 4761.6749 | 4904.2429 | 5046.8106 | 5189.3783 | 5331.9463 | 5474.514 | 5617.2425 | 5764.978 | 5792.7136 | 5792.7136 | 5792.7136 | 5792.7136 | 5644.3136 | 5644.3136 | 5644.3136 | 5644.3136 | 5644.3136 | 5644.3136
Explicitly modelled pumping
Region | Technology | 2021-22 | 2022-23 | 2023-24 | 2024-25 | 2025-26 | 2026-27 | 2027-28 | 2028-29 | 2029-30 | 2030-31 | 2031-32 | 2032-33 | 2033-34 | 2034-35 | 2035-36 | 2036-37 | 2037-38 | 2038-39 | 2039-40 | 2040-41 | 2041-42 | 2042-43 | 2043-44 | 2044-45 | 2045-46 | 2046-47 | 2047-48 | 2048-49 | 2049-50
NEM | Grid Battery pump | 260.33 | 600.33 | 600.33 | 600.33 | 600.33 | 600.33 | 600.33 | 600.3303 | 600.3304 | 570.3305 | 570.3306 | 785.7669 | 1037.5038 | 1012.5038 | 1332.6254 | 1332.6254 | 1892.9326 | 1892.9326 | 2378.2486 | 2358.2486 | 3155.2819 | 3279.134 | 3279.134 | 4177.5638 | 4177.5638 | 5511.5848 | 5511.5847 | 6371.5261 | 6578.4054
NEM | Pumped Hydro Pump | 1330 | 1330 | 1330 | 1330 | 3370 | 3370 | 3370 | 3370.0003 | 5370.0001 | 5370.0002 | 5370.0002 | 7064.5104 | 7336.9897 | 7336.9897 | 7664.3804 | 7664.3804 | 8516.556 | 8516.556 | 8516.5561 | 8516.5561 | 9973.012 | 11294.801 | 11294.801 | 11297.5417 | 11297.5417 | 11303.4096 | 11303.4096 | 11470.0004 | 11470.0004
NEM | VPP pump | 95.565 | 222.304 | 472.724 | 827.389 | 1275.464 | 1796.003 | 2438.396 | 3184.437 | 4042.566 | 4718.547 | 5463.892 | 6261.2279 | 7107.5971 | 7905.5149 | 8730.1272 | 9162.649 | 9618.3372 | 10079.154 | 10567.0661 | 11065.4949 | 11575.234 | 12098.7689 | 12640.3892 | 13204.0691 | 13783.8581 | 14380.3641 | 14988.5756 | 15603.098 | 16225.7479
Region | Technology | 2021-22 | 2022-23 | 2023-24 | 2024-25 | 2025-26 | 2026-27 | 2027-28 | 2028-29 | 2029-30 | 2030-31 | 2031-32 | 2032-33 | 2033-34 | 2034-35 | 2035-36 | 2036-37 | 2037-38 | 2038-39 | 2039-40 | 2040-41 | 2041-42 | 2042-43 | 2043-44 | 2044-45 | 2045-46 | 2046-47 | 2047-48 | 2048-49 | 2049-50
NSW1 | Grid Battery pump | 0 | 0 | 0 | 0 | 0 | 0 | 0 | 0 | 0.00019677 | 0.00019678 | 0.00019679 | 0.0005386 | 0.00053865 | 0.00053866 | 0.00085904 | 0.00085907 | 0.00088071 | 0.00088076 | 485.3169 | 485.3169 | 1055.8257 | 1055.8257 | 1055.8257 | 1774.1845 | 1774.1845 | 1774.1845 | 1774.1844 | 1774.1844 | 1774.1841
NSW1 | Pumped Hydro Pump | 840 | 840 | 840 | 840 | 2880 | 2880 | 2880 | 2880 | 4879.9998 | 4879.9998 | 4879.9998 | 4879.9999 | 4879.9999 | 4879.9999 | 4879.9999 | 4879.9999 | 4879.9999 | 4879.9999 | 4880 | 4880 | 5480.0002 | 5480.0002 | 5480.0002 | 5480.0002 | 5480.0002 | 5480.0002 | 5480.0002 | 5480.0002 | 5480.0002
NSW1 | VPP pump | 33.809 | 82.709 | 156.761 | 263.89 | 405.048 | 567.059 | 769.634 | 1010.103 | 1287.846 | 1513.002 | 1757.995 | 2022.7529 | 2303.851 | 2570.3709 | 2845.8051 | 2993.4 | 3149.6021 | 3306.082 | 3472.6761 | 3642.4991 | 3815.654 | 3993.212 | 4175.7441 | 4364.7819 | 4557.4061 | 4750.5071 | 4944.2018 | 5141.238 | 5338.7148
Region | Technology | 2021-22 | 2022-23 | 2023-24 | 2024-25 | 2025-26 | 2026-27 | 2027-28 | 2028-29 | 2029-30 | 2030-31 | 2031-32 | 2032-33 | 2033-34 | 2034-35 | 2035-36 | 2036-37 | 2037-38 | 2038-39 | 2039-40 | 2040-41 | 2041-42 | 2042-43 | 2043-44 | 2044-45 | 2045-46 | 2046-47 | 2047-48 | 2048-49 | 2049-50
QLD1 | Grid Battery pump | 0 | 20 | 20 | 20 | 20 | 20 | 20 | 20.0003 | 20.0003 | 20.0003 | 20.0003 | 234.2105 | 541.2773 | 541.2773 | 541.2773 | 541.2773 | 940.1368 | 940.1368 | 940.1368 | 920.1368 | 920.1368 | 1343.9889 | 1343.9889 | 1343.9889 | 1343.9889 | 2678.0098 | 2678.0098 | 3537.9512 | 3537.9512
QLD1 | Pumped Hydro Pump | 490 | 490 | 490 | 490 | 490 | 490 | 490 | 490.0001 | 490.0001 | 490.0001 | 490.0001 | 864.8032 | 1137.2825 | 1137.2825 | 1137.2825 | 1137.2825 | 1943.0505 | 1943.0505 | 1943.0505 | 1943.0505 | 2095.7523 | 3417.5413 | 3417.5413 | 3417.5413 | 3417.5413 | 3423.4092 | 3423.4092 | 3590 | 3590
QLD1 | VPP pump | 18.792 | 56.93 | 116.312 | 203.741 | 316.675 | 441.512 | 598.097 | 788.338 | 1007.196 | 1181.6699 | 1375.488 | 1581.047 | 1799.564 | 2003.201 | 2215.979 | 2320.634 | 2431.5501 | 2543.859 | 2662.8169 | 2785.4379 | 2910.14 | 3039.4479 | 3174.298 | 3316.8311 | 3463.2379 | 3617.549 | 3775.5449 | 3934.3799 | 4096.485
Region | Technology | 2021-22 | 2022-23 | 2023-24 | 2024-25 | 2025-26 | 2026-27 | 2027-28 | 2028-29 | 2029-30 | 2030-31 | 2031-32 | 2032-33 | 2033-34 | 2034-35 | 2035-36 | 2036-37 | 2037-38 | 2038-39 | 2039-40 | 2040-41 | 2041-42 | 2042-43 | 2043-44 | 2044-45 | 2045-46 | 2046-47 | 2047-48 | 2048-49 | 2049-50
VIC1 | Grid Battery pump | 55.33 | 375.33 | 375.33 | 375.33 | 375.33 | 375.33 | 375.33 | 375.33 | 375.33 | 375.3301 | 375.3301 | 375.3312 | 320.0012 | 320.0012 | 320.0012 | 320.0012 | 320.0012 | 320.0012 | 320.0012 | 320.0012 | 300.0013 | 0.0012532 | 0.0012532 | 180.0723 | 180.0723 | 180.0723 | 180.0723 | 180.0723 | 386.9519
VIC1 | Pumped Hydro Pump | 0 | 0 | 0 | 0 | 0 | 0 | 0 | 0.00014241 | 0.00016794 | 0.00029441 | 0.00031209 | 1319.7073 | 1319.7073 | 1319.7073 | 1647.098 | 1647.098 | 1693.5056 | 1693.5056 | 1693.5056 | 1693.5056 | 2397.2595 | 2397.2595 | 2397.2595 | 2400 | 2400 | 2400 | 2400 | 2400 | 2400
VIC1 | VPP pump | 21.325 | 39.333 | 124.653 | 240.512 | 387.463 | 568.474 | 786.961 | 1024.836 | 1297.201 | 1508.3761 | 1741.758 | 1990.8499 | 2255.0251 | 2511.472 | 2773.6561 | 2913.049 | 3058.5721 | 3207.3251 | 3364.194 | 3523.546 | 3687.863 | 3855.463 | 4029.35 | 4209.1151 | 4396.3961 | 4589.9351 | 4789.6219 | 4990.38 | 5195.402
Region | Technology | 2021-22 | 2022-23 | 2023-24 | 2024-25 | 2025-26 | 2026-27 | 2027-28 | 2028-29 | 2029-30 | 2030-31 | 2031-32 | 2032-33 | 2033-34 | 2034-35 | 2035-36 | 2036-37 | 2037-38 | 2038-39 | 2039-40 | 2040-41 | 2041-42 | 2042-43 | 2043-44 | 2044-45 | 2045-46 | 2046-47 | 2047-48 | 2048-49 | 2049-50
SA1 | Grid Battery pump | 205 | 205 | 205 | 205 | 205 | 205 | 205 | 205 | 205 | 175 | 175 | 176.2248 | 176.2248 | 151.2248 | 471.3461 | 471.3461 | 632.7938 | 632.7938 | 632.7938 | 632.7938 | 879.3181 | 879.3181 | 879.3181 | 879.3181 | 879.3181 | 879.3181 | 879.3181 | 879.3181 | 879.318
SA1 | Pumped Hydro Pump | 0 | 0 | 0 | 0 | 0 | 0 | 0 | 0 | 0 | 0 | 0 | 0 | 0 | 0 | 0 | 0 | 0 | 0 | 0 | 0 | 0 | 0 | 0 | 0.00013665 | 0.00013665 | 0.00013667 | 0.00013668 | 0.00013669 | 0.00013672
SA1 | VPP pump | 19.108 | 37.433 | 64.042 | 100.939 | 139.006 | 181.29 | 233.207 | 295.748 | 367.725 | 418.77 | 476.54 | 537.83 | 602.483 | 656.359 | 712.614 | 743.766 | 776.579 | 809.532 | 844.201 | 879.819 | 916.083 | 953.688 | 992.261 | 1032.719 | 1074.202 | 1117.797 | 1162.581 | 1208.344 | 1254.282
Region | Technology | 2021-22 | 2022-23 | 2023-24 | 2024-25 | 2025-26 | 2026-27 | 2027-28 | 2028-29 | 2029-30 | 2030-31 | 2031-32 | 2032-33 | 2033-34 | 2034-35 | 2035-36 | 2036-37 | 2037-38 | 2038-39 | 2039-40 | 2040-41 | 2041-42 | 2042-43 | 2043-44 | 2044-45 | 2045-46 | 2046-47 | 2047-48 | 2048-49 | 2049-50
TAS1 | Grid Battery pump | 0 | 0 | 0 | 0 | 0 | 0 | 0 | 0 | 0 | 0 | 0 | 0 | 0 | 0 | 0 | 0 | 0 | 0 | 0 | 0 | 0 | 0 | 0 | 0 | 0 | 0.00010106 | 0.0001065 | 0.00011618 | 0.00012063
TAS1 | Pumped Hydro Pump | 0 | 0 | 0 | 0 | 0 | 0 | 0 | 0 | 0 | 0 | 0 | 0 | 0 | 0 | 0 | 0 | 0 | 0 | 0 | 0 | 0 | 0 | 0 | 0 | 0 | 0 | 0 | 0 | 0
TAS1 | VPP pump | 2.531 | 5.899 | 10.956 | 18.307 | 27.272 | 37.668 | 50.497 | 65.412 | 82.598 | 96.729 | 112.111 | 128.748 | 146.674 | 164.112 | 182.073 | 191.8 | 202.034 | 212.356 | 223.178 | 234.193 | 245.494 | 256.958 | 268.736 | 280.622 | 292.616 | 304.576 | 316.626 | 328.756 | 340.864
Non-controllable capacity
Region | Technology | 2021-22 | 2022-23 | 2023-24 | 2024-25 | 2025-26 | 2026-27 | 2027-28 | 2028-29 | 2029-30 | 2030-31 | 2031-32 | 2032-33 | 2033-34 | 2034-35 | 2035-36 | 2036-37 | 2037-38 | 2038-39 | 2039-40 | 2040-41 | 2041-42 | 2042-43 | 2043-44 | 2044-45 | 2045-46 | 2046-47 | 2047-48 | 2048-49 | 2049-50
NEM | Distributed PV | 14317.7356 | 16038.0317 | 18141.6625 | 20467.1628 | 22742.4627 | 24794.1362 | 27203.2648 | 29404.585 | 31633.6844 | 33722.4221 | 35881.7358 | 38229.6173 | 40526.8079 | 42201.4543 | 43959.2481 | 45343.5576 | 47243.3825 | 48591.0021 | 50017.1079 | 51711.9741 | 53139.0243 | 54708.8557 | 56320.0969 | 57968.8334 | 59644.968 | 61342.1586 | 63040.1897 | 64716.1891 | 66373.6366
NEM | Behind the meter battery | 579.5 | 1031.2 | 1768.4 | 2546.3 | 3286.9 | 3921.6 | 4557.8 | 5129.8 | 5641.2 | 6325.9 | 7040.3 | 7755.8 | 8465.7 | 9049.4 | 9600.4 | 9649.8 | 9702.8 | 9740.4 | 9784.1 | 9817.1 | 9839.6 | 9854 | 9863.4 | 9870 | 9868.3 | 9858.5 | 9836.4 | 9798.6 | 9747
NEM | Behind the meter battery pump | 579.5 | 1031.2 | 1768.4 | 2546.3 | 3286.9 | 3921.6 | 4557.8 | 5129.8 | 5641.2 | 6325.9 | 7040.3 | 7755.8 | 8465.7 | 9049.4 | 9600.4 | 9649.8 | 9702.8 | 9740.4 | 9784.1 | 9817.1 | 9839.6 | 9854 | 9863.4 | 9870 | 9868.3 | 9858.5 | 9836.4 | 9798.6 | 9747
Region | Technology | 2021-22 | 2022-23 | 2023-24 | 2024-25 | 2025-26 | 2026-27 | 2027-28 | 2028-29 | 2029-30 | 2030-31 | 2031-32 | 2032-33 | 2033-34 | 2034-35 | 2035-36 | 2036-37 | 2037-38 | 2038-39 | 2039-40 | 2040-41 | 2041-42 | 2042-43 | 2043-44 | 2044-45 | 2045-46 | 2046-47 | 2047-48 | 2048-49 | 2049-50
NSW1 | Distributed PV | 4241.3829 | 4711.3319 | 5343.9405 | 6062.9209 | 6807.486 | 7463.937 | 8257.1661 | 9003.6689 | 9768.9282 | 10504.7979 | 11253.5547 | 12077.6261 | 12885.6859 | 13472.8481 | 14095.5227 | 14591.8154 | 15270.2051 | 15752.2725 | 16264.251 | 16864 | 17367.3523 | 17918.0752 | 18480.2856 | 19049.0688 | 19615.7073 | 20164.0635 | 20698.4153 | 21227.7258 | 21742.5056
NSW1 | Behind the meter battery | 203.5 | 385.9 | 585 | 808.6 | 1038.8 | 1231.3 | 1430.2 | 1617.7 | 1786 | 2016.8 | 2252.5 | 2492.2 | 2729.7 | 2928.2 | 3115.2 | 3140.2 | 3166.7 | 3186.3 | 3208.5 | 3226.3 | 3239.8 | 3250 | 3257.1 | 3262.4 | 3263.8 | 3259 | 3248.1 | 3233.6 | 3213.2
NSW1 | Behind the meter battery pump | 203.5 | 385.9 | 585 | 808.6 | 1038.8 | 1231.3 | 1430.2 | 1617.7 | 1786 | 2016.8 | 2252.5 | 2492.2 | 2729.7 | 2928.2 | 3115.2 | 3140.2 | 3166.7 | 3186.3 | 3208.5 | 3226.3 | 3239.8 | 3250 | 3257.1 | 3262.4 | 3263.8 | 3259 | 3248.1 | 3233.6 | 3213.2
Region | Technology | 2021-22 | 2022-23 | 2023-24 | 2024-25 | 2025-26 | 2026-27 | 2027-28 | 2028-29 | 2029-30 | 2030-31 | 2031-32 | 2032-33 | 2033-34 | 2034-35 | 2035-36 | 2036-37 | 2037-38 | 2038-39 | 2039-40 | 2040-41 | 2041-42 | 2042-43 | 2043-44 | 2044-45 | 2045-46 | 2046-47 | 2047-48 | 2048-49 | 2049-50
QLD1 | Distributed PV | 4265.744 | 4680.9516 | 5183.1304 | 5787.5574 | 6389.4727 | 6895.2299 | 7516.7694 | 8113.269 | 8718.3391 | 9285.1582 | 9878.2021 | 10523.7462 | 11158.6323 | 11620.782 | 12106.7961 | 12479.3207 | 13012.871 | 13376.0881 | 13757.3877 | 14223.626 | 14602.6743 | 15026.6189 | 15462.7988 | 15914.6479 | 16374.3203 | 16853.6875 | 17335.3723 | 17808.1953 | 18279.0088
QLD1 | Behind the meter battery | 113 | 269.2 | 441.5 | 636.3 | 828.9 | 979.8 | 1137.4 | 1294.8 | 1435.4 | 1617.9 | 1809.9 | 1999.5 | 2187.6 | 2339.4 | 2485.7 | 2493.3 | 2502.5 | 2508.5 | 2516.2 | 2522.3 | 2525.3 | 2527.5 | 2529.3 | 2532.1 | 2532.5 | 2533.4 | 2531.3 | 2524.1 | 2514.1
QLD1 | Behind the meter battery pump | 113 | 269.2 | 441.5 | 636.3 | 828.9 | 979.8 | 1137.4 | 1294.8 | 1435.4 | 1617.9 | 1809.9 | 1999.5 | 2187.6 | 2339.4 | 2485.7 | 2493.3 | 2502.5 | 2508.5 | 2516.2 | 2522.3 | 2525.3 | 2527.5 | 2529.3 | 2532.1 | 2532.5 | 2533.4 | 2531.3 | 2524.1 | 2514.1
Region | Technology | 2021-22 | 2022-23 | 2023-24 | 2024-25 | 2025-26 | 2026-27 | 2027-28 | 2028-29 | 2029-30 | 2030-31 | 2031-32 | 2032-33 | 2033-34 | 2034-35 | 2035-36 | 2036-37 | 2037-38 | 2038-39 | 2039-40 | 2040-41 | 2041-42 | 2042-43 | 2043-44 | 2044-45 | 2045-46 | 2046-47 | 2047-48 | 2048-49 | 2049-50
VIC1 | Distributed PV | 3672.0127 | 4323.9168 | 5053.769 | 5790.9588 | 6520.7274 | 7238.1152 | 8018.1381 | 8676.475 | 9331.2351 | 9932.0548 | 10554.2346 | 11213.8539 | 11851.77 | 12333.99 | 12826.3418 | 13223.2949 | 13731.8735 | 14116.3628 | 14523.5542 | 14994.7249 | 15411.9817 | 15862.2058 | 16328.1182 | 16804.2859 | 17301.0591 | 17811.2415 | 18331.9211 | 18845.3174 | 19361.5083
VIC1 | Behind the meter battery | 127.9 | 169.9 | 458.6 | 733.5 | 991.5 | 1234.7 | 1463.3 | 1639.3 | 1795.5 | 2004.5 | 2224 | 2443.1 | 2661.2 | 2848.7 | 3022.4 | 3038.1 | 3053.6 | 3065.4 | 3078.7 | 3087.9 | 3095 | 3098.7 | 3101.4 | 3102.3 | 3102.2 | 3100.1 | 3095.6 | 3085.2 | 3071.3
VIC1 | Behind the meter battery pump | 127.9 | 169.9 | 458.6 | 733.5 | 991.5 | 1234.7 | 1463.3 | 1639.3 | 1795.5 | 2004.5 | 2224 | 2443.1 | 2661.2 | 2848.7 | 3022.4 | 3038.1 | 3053.6 | 3065.4 | 3078.7 | 3087.9 | 3095 | 3098.7 | 3101.4 | 3102.3 | 3102.2 | 3100.1 | 3095.6 | 3085.2 | 3071.3
Region | Technology | 2021-22 | 2022-23 | 2023-24 | 2024-25 | 2025-26 | 2026-27 | 2027-28 | 2028-29 | 2029-30 | 2030-31 | 2031-32 | 2032-33 | 2033-34 | 2034-35 | 2035-36 | 2036-37 | 2037-38 | 2038-39 | 2039-40 | 2040-41 | 2041-42 | 2042-43 | 2043-44 | 2044-45 | 2045-46 | 2046-47 | 2047-48 | 2048-49 | 2049-50
SA1 | Distributed PV | 1913.5206 | 2069.284 | 2265.9702 | 2481.53 | 2637.3888 | 2773.9861 | 2939.5508 | 3101.8464 | 3268.0304 | 3414.8693 | 3571.6486 | 3741.8128 | 3908.6521 | 4020.1996 | 4138.7558 | 4231.3834 | 4360.8052 | 4451.8956 | 4549.1459 | 4665.1984 | 4763.3252 | 4872.7831 | 4984.3777 | 5100.9014 | 5220.0138 | 5346.0237 | 5474.4639 | 5603.2782 | 5728.2809
SA1 | Behind the meter battery | 119.5 | 178 | 241.4 | 310.3 | 355.9 | 391.7 | 430.3 | 470 | 506.1 | 553.7 | 605.9 | 657.7 | 708.5 | 741 | 772.4 | 771.6 | 771.4 | 770.1 | 769.1 | 767.7 | 765.6 | 763.3 | 760.5 | 758 | 754.8 | 751.7 | 748.1 | 743.8 | 738.2
SA1 | Behind the meter battery pump | 119.5 | 178 | 241.4 | 310.3 | 355.9 | 391.7 | 430.3 | 470 | 506.1 | 553.7 | 605.9 | 657.7 | 708.5 | 741 | 772.4 | 771.6 | 771.4 | 770.1 | 769.1 | 767.7 | 765.6 | 763.3 | 760.5 | 758 | 754.8 | 751.7 | 748.1 | 743.8 | 738.2
Region | Technology | 2021-22 | 2022-23 | 2023-24 | 2024-25 | 2025-26 | 2026-27 | 2027-28 | 2028-29 | 2029-30 | 2030-31 | 2031-32 | 2032-33 | 2033-34 | 2034-35 | 2035-36 | 2036-37 | 2037-38 | 2038-39 | 2039-40 | 2040-41 | 2041-42 | 2042-43 | 2043-44 | 2044-45 | 2045-46 | 2046-47 | 2047-48 | 2048-49 | 2049-50
TAS1 | Distributed PV | 225.0754 | 252.5473 | 294.8524 | 344.1958 | 387.3879 | 422.8681 | 471.6404 | 509.3257 | 547.1516 | 585.5419 | 624.0958 | 672.5783 | 722.0675 | 753.6346 | 791.8317 | 817.7431 | 867.6277 | 894.3831 | 922.7691 | 964.4249 | 993.6908 | 1029.1726 | 1064.5165 | 1099.9293 | 1133.8675 | 1167.1424 | 1200.0171 | 1231.6724 | 1262.333
TAS1 | Behind the meter battery | 15.6 | 28.2 | 41.9 | 57.6 | 71.8 | 84.1 | 96.6 | 108 | 118.2 | 133 | 148 | 163.3 | 178.7 | 192.1 | 204.7 | 206.6 | 208.6 | 210.1 | 211.6 | 212.9 | 213.9 | 214.5 | 215.1 | 215.2 | 215 | 214.3 | 213.3 | 211.9 | 210.2
TAS1 | Behind the meter battery pump | 15.6 | 28.2 | 41.9 | 57.6 | 71.8 | 84.1 | 96.6 | 108 | 118.2 | 133 | 148 | 163.3 | 178.7 | 192.1 | 204.7 | 206.6 | 208.6 | 210.1 | 211.6 | 212.9 | 213.9 | 214.5 | 215.1 | 215.2 | 215 | 214.3 | 213.3 | 211.9 | 210.2

## BaseCase_VOM Cost
VOM cost by technology ($000s) - Base Case, Step Change Scenario
VOM | Real June 2020 dollars discounted to 1 July 2020
Explicitly modelled generation
Region | Technology | 2021-22 | 2022-23 | 2023-24 | 2024-25 | 2025-26 | 2026-27 | 2027-28 | 2028-29 | 2029-30 | 2030-31 | 2031-32 | 2032-33 | 2033-34 | 2034-35 | 2035-36 | 2036-37 | 2037-38 | 2038-39 | 2039-40 | 2040-41 | 2041-42 | 2042-43 | 2043-44 | 2044-45 | 2045-46 | 2046-47 | 2047-48 | 2048-49 | 2049-50
NEM | Black Coal | 307423.5438 | 264549.0085 | 241372.0758 | 214065.121 | 177924.5906 | 159485.5004 | 143865.7033 | 147335.7857 | 119446.5163 | 111633.7136 | 98328.489 | 70367.7408 | 69825.0541 | 59389.6359 | 46961.8518 | 43947.668 | 43431.13 | 40733.9135 | 35933.659 | 33667.7132 | 24547.85 | 14517.3172 | 9509.7956 | 7730.7568 | 6905.2377 | 6713.2482 | 6312.841 | 5534.4807 | 5394.2494
NEM | Brown Coal | 106555.4105 | 87152.6875 | 87912.2347 | 43462.3477 | 40546.9395 | 30775.7979 | 0.028016 | 0.019245 | 0.017002 | 0.016334 | 0.0144 | 0.013813 | 0.013852 | 0.012252 | 0.011541 | 0.0089958 | 0.0052954 | 0.0054544 | 0.0044289 | 0.0037506 | 0.0043889 | 0.0046427 | 0.0046241 | 0.0040577 | 0.0018043 | 0.0019362 | 0.00045455 | 0 | 0
NEM | CCGT | 15645.6527 | 14897.3183 | 11514.5142 | 19692.5114 | 22952.06 | 18801.5503 | 20360.8059 | 20671.7213 | 17707.7526 | 19390.5547 | 21823.4519 | 24811.0332 | 26727.7755 | 24190.363 | 20772.786 | 16972.5364 | 14781.665 | 14009.9612 | 11486.1877 | 11088.3863 | 11543.7151 | 12346.4015 | 7620.9373 | 6764.2588 | 3103.0536 | 2058.88 | 1968.2139 | 1872.9932 | 1784.6474
NEM | Gas - Steam | 1732.7119 | 1677.0999 | 1769.9863 | 828.8428 | 806.041 | 784.4242 | 1032.1288 | 1196.3328 | 928.6127 | 861.2202 | 1281.6083 | 2242.2212 | 2287.5919 | 2659.2645 | 1041.2988 | 1000.4605 | 1386.6964 | 1622.1415 | 484.375 | 522.1537 | 645.8975 | 668.0742 | 563.0892 | 525.3744 | 436.4424 | 0 | 0 | 0 | 0
NEM | OCGT / Diesel | 622.0003 | 243.5003 | 988.8175 | 3102.9298 | 2424.1369 | 2327.4921 | 2179.2096 | 3370.0344 | 1002.4851 | 2860.7046 | 4613.912 | 10369.0527 | 7794.1483 | 10873.568 | 9391.4036 | 10975.1823 | 16535.0766 | 14771.6635 | 20531.511 | 23022.2271 | 20432.0551 | 23307.9748 | 25668.2155 | 14535.9385 | 15436.8677 | 17704.1635 | 13685.952 | 15173.0577 | 15086.6404
NEM | Hydro | 91857.8596 | 90812.5722 | 83471.5972 | 93856.1824 | 94300.0189 | 86333.6621 | 82137.5044 | 86611.3401 | 73162.7879 | 65205.1626 | 57770.1023 | 54720.5256 | 54623.8849 | 51026.5349 | 46068.0174 | 41871.029 | 44869.6912 | 37337.7444 | 34150.9655 | 29811.7822 | 28522.1927 | 29859.2774 | 27863.4012 | 25671.7905 | 24443.6021 | 28910.6267 | 23782.2229 | 21257.9287 | 19483.8094
NEM | Wind | 66477.2753 | 77827.4528 | 65495.0051 | 63321.6158 | 63129.7644 | 62529.0718 | 58680.2276 | 49167.8866 | 46151.9561 | 42973.1331 | 44502.98 | 37145.4771 | 34420.8197 | 30981.2982 | 30795.7245 | 29847.5749 | 21771.6434 | 20364.7187 | 17036.8418 | 14092.9273 | 13456.3411 | 13213.0736 | 9604.8575 | 7724.697 | 5836.6903 | 4595.4228 | 4133.5039 | 3570.015 | 2492.9255
NEM | Solar PV | 13.5121 | 15.8206 | 15.3274 | 14.0481 | 18.3129 | 18.6016 | 19.1867 | 19.5051 | 67.7894 | 70.967 | 75.2986 | 108.6065 | 116.2581 | 109.352 | 110.8966 | 106.6772 | 138.7946 | 138.258 | 146.8477 | 162.0596 | 185.6969 | 216.4254 | 211.6338 | 211.1096 | 200.4784 | 203.6102 | 196.0199 | 190.3215 | 188.2004
NEM | Grid Battery | 0.12867 | 0.19455 | 0.21175 | 0.23218 | 0.21489 | 0.21139 | 0.19666 | 0.17966 | 0.16379 | 0.15773 | 0.14107 | 0.50813 | 0.93472 | 0.89818 | 1.2944 | 1.2441 | 1.7924 | 1.7102 | 2.1913 | 2.0806 | 3.2569 | 3.4544 | 3.2022 | 4.5107 | 4.2285 | 4.7808 | 4.5763 | 4.8638 | 4.6154
NEM | Pumped Hydro | 2028.9524 | 2864.0143 | 3501.3354 | 3387.7749 | 2837.0607 | 3478.7104 | 4160.8049 | 3625.4786 | 3369.517 | 3510.4441 | 3164.7034 | 3210.7316 | 2533.234 | 2025.2154 | 2152.9291 | 2060.6887 | 1616.0308 | 1551.1804 | 1636.8495 | 1597.1925 | 1638.388 | 1436.1944 | 1059.1902 | 1090.0455 | 1039.7016 | 850.2755 | 686.5373 | 584.396 | 550.8788
NEM | VPP | 0.3732 | 1.1844 | 2.5882 | 4.9262 | 7.2504 | 9.7026 | 11.9712 | 13.7972 | 15.7767 | 17.299 | 18.579 | 20.1404 | 21.2748 | 22.1055 | 24.1552 | 23.8366 | 21.9729 | 21.7933 | 22.0656 | 21.6777 | 21.8891 | 20.7336 | 17.8751 | 18.6155 | 17.4238 | 15.4951 | 14.3632 | 13.1551 | 12.0725
Total excluding storage |  | 590327.9663 | 537175.46 | 492539.5582 | 438343.5989 | 402101.8643 | 361056.1003 | 308274.7943 | 308372.6251 | 258467.9171 | 242995.4722 | 228395.8565 | 199764.6708 | 195795.5463 | 179230.0288 | 155141.9902 | 144721.1373 | 142914.7025 | 128978.4063 | 119770.3921 | 112367.2531 | 99333.7527 | 94128.5488 | 81041.9347 | 63163.9296 | 56362.374 | 60185.9532 | 50078.7541 | 47598.7969 | 44430.4726
Region | Technology | 2021-22 | 2022-23 | 2023-24 | 2024-25 | 2025-26 | 2026-27 | 2027-28 | 2028-29 | 2029-30 | 2030-31 | 2031-32 | 2032-33 | 2033-34 | 2034-35 | 2035-36 | 2036-37 | 2037-38 | 2038-39 | 2039-40 | 2040-41 | 2041-42 | 2042-43 | 2043-44 | 2044-45 | 2045-46 | 2046-47 | 2047-48 | 2048-49 | 2049-50
NSW1 | Black Coal | 171724.8305 | 144408.942 | 121561.381 | 125083.8923 | 97410.398 | 83244.2327 | 77321.9697 | 80154.229 | 58582.756 | 55718.7587 | 47275.3537 | 20456.7371 | 24159.0275 | 20317.3877 | 10602.759 | 12713.974 | 13434.8225 | 12452.7945 | 11066.7035 | 9195.1215 | 5045.9691 | 0 | 0 | 0 | 0 | 0 | 0 | 0 | 0
NSW1 | Brown Coal | 0 | 0 | 0 | 0 | 0 | 0 | 0 | 0 | 0 | 0 | 0 | 0 | 0 | 0 | 0 | 0 | 0 | 0 | 0 | 0 | 0 | 0 | 0 | 0 | 0 | 0 | 0 | 0 | 0
NSW1 | CCGT | 230.526 | 220.3598 | 641.1715 | 1583.8476 | 1887.1427 | 993.9613 | 2162.6398 | 3237.2299 | 2763.2469 | 2923.4696 | 3245.3729 | 5206.3029 | 5102.3208 | 5530.9821 | 4627.4373 | 3762.9416 | 4775.2273 | 4985.3678 | 4322.5319 | 3614.8123 | 3633.243 | 4002.5944 | 153.5987 | 0.00020257 | 0.00019744 | 0.00019849 | 0.00018613 | 0.00017507 | 0.00016491
NSW1 | Gas - Steam | 0 | 0 | 0 | 0 | 0 | 0 | 0 | 0 | 0 | 0 | 0 | 0 | 0 | 0 | 0 | 0 | 0 | 0 | 0 | 0 | 0 | 0 | 0 | 0 | 0 | 0 | 0 | 0 | 0
NSW1 | OCGT / Diesel | 0.0001336 | 0.00013353 | 106.2753 | 536.4934 | 84.6237 | 162.9352 | 123.7051 | 375.8815 | 4.6052 | 60.0488 | 144.6263 | 2196.8915 | 924.2682 | 2822.7538 | 2229.4058 | 3048.2581 | 4242.0216 | 5173.534 | 6076.9691 | 8380.9468 | 4716.287 | 7028.0413 | 9169.6489 | 2917.3694 | 2801.1545 | 3709.0468 | 5017.698 | 4891.4636 | 4604.883
NSW1 | Hydro | 14939.5404 | 15187.9786 | 13629.9531 | 17453.6375 | 15846.8815 | 14799.1667 | 15790.8696 | 19555.8957 | 14830.5073 | 13081.3499 | 12857.6485 | 12457.5446 | 13695.4441 | 14057.9732 | 13372.594 | 12125.5559 | 14580.7749 | 11478.1893 | 10744.0302 | 9393.7037 | 8250.9848 | 9480.2082 | 8871.9545 | 8795.6554 | 8313.2396 | 9656.4691 | 7394.955 | 6224.2262 | 5491.0777
NSW1 | Wind | 15622.0739 | 17309.1829 | 15183.9631 | 14314.1499 | 14458.7589 | 14389.4552 | 13157.7996 | 10464.6651 | 8806.9609 | 9025.8392 | 10070.2211 | 8770.0608 | 8228.132 | 7539.5326 | 7720.9582 | 7206.4488 | 4640.8254 | 3562.9375 | 3443.2415 | 2797.1857 | 2774.1995 | 2651.1134 | 1710.7852 | 1583.1124 | 1651.0085 | 950.1536 | 836.0141 | 777.768 | 752.2442
NSW1 | Solar PV | 4.9791 | 5.7841 | 5.5558 | 5.1042 | 9.8261 | 10.1236 | 9.6875 | 11.5811 | 59.8014 | 60.4642 | 59.1017 | 64.9846 | 71.7764 | 65.6777 | 67.7085 | 64.7292 | 81.125 | 81.9067 | 89.4408 | 97.7578 | 106.5513 | 119.9947 | 114.5517 | 117.5069 | 110.696 | 105.8529 | 100.4486 | 98.977 | 95.5466
NSW1 | Grid Battery | 7.892e-08 | 1.0916e-07 | 1.0509e-07 | 1.4646e-07 | 1.4999e-07 | 1.5495e-07 | 2.1062e-07 | 2.3044e-07 | 8.3258e-07 | 8.4896e-07 | 8.185e-07 | 1.3825e-06 | 1.308e-06 | 1.317e-06 | 1.9566e-06 | 1.8129e-06 | 1.8124e-06 | 1.7387e-06 | 0.54656 | 0.51787 | 1.5415 | 1.4579 | 1.344 | 2.5679 | 2.4108 | 2.2482 | 2.1022 | 2.0572 | 1.9186
NSW1 | Pumped Hydro | 508.2895 | 845.9654 | 1086.5332 | 1150.0541 | 596.4179 | 843.7956 | 1212.2981 | 1028.2911 | 965.0775 | 1046.7916 | 983.5416 | 1104.0183 | 1013.7082 | 663.8717 | 737.2765 | 711.2601 | 679.62 | 621.9067 | 624.4143 | 592.5852 | 522.0526 | 566.0023 | 411.2721 | 413.6447 | 461.2419 | 439.6804 | 340.363 | 321.26 | 291.7091
NSW1 | VPP | 0.070866 | 0.40356 | 0.8027 | 1.437 | 2.2052 | 2.9757 | 3.6046 | 4.3091 | 4.9639 | 5.5517 | 5.893 | 6.6668 | 7.2073 | 7.4697 | 8.1857 | 8.0689 | 7.6722 | 7.4792 | 7.5559 | 7.3615 | 7.4648 | 7.4277 | 6.449 | 6.8023 | 6.328 | 6.011 | 5.4232 | 5.155 | 4.7229
Total excluding storage |  | 202521.9501 | 177132.2476 | 151128.2998 | 158977.1249 | 129697.6309 | 113599.8746 | 108566.6712 | 113799.4823 | 85047.8778 | 80869.9304 | 73652.3242 | 49152.5215 | 52180.9691 | 50334.3071 | 38620.8627 | 38921.9077 | 41754.7967 | 37734.7298 | 35742.917 | 33479.528 | 24527.2347 | 23281.9519 | 20020.5389 | 13413.6443 | 12876.0987 | 14421.5226 | 13349.116 | 11992.435 | 10943.7517
Region | Technology | 2021-22 | 2022-23 | 2023-24 | 2024-25 | 2025-26 | 2026-27 | 2027-28 | 2028-29 | 2029-30 | 2030-31 | 2031-32 | 2032-33 | 2033-34 | 2034-35 | 2035-36 | 2036-37 | 2037-38 | 2038-39 | 2039-40 | 2040-41 | 2041-42 | 2042-43 | 2043-44 | 2044-45 | 2045-46 | 2046-47 | 2047-48 | 2048-49 | 2049-50
QLD1 | Black Coal | 135698.7133 | 120140.0665 | 119810.6948 | 88981.2287 | 80514.1926 | 76241.2678 | 66543.7335 | 67181.5566 | 60863.7603 | 55914.9549 | 51053.1353 | 49911.0036 | 45666.0266 | 39072.2482 | 36359.0928 | 31233.694 | 29996.3075 | 28281.119 | 24866.9555 | 24472.5917 | 19501.8809 | 14517.3172 | 9509.7956 | 7730.7568 | 6905.2377 | 6713.2482 | 6312.841 | 5534.4807 | 5394.2494
QLD1 | Brown Coal | 0 | 0 | 0 | 0 | 0 | 0 | 0 | 0 | 0 | 0 | 0 | 0 | 0 | 0 | 0 | 0 | 0 | 0 | 0 | 0 | 0 | 0 | 0 | 0 | 0 | 0 | 0 | 0 | 0
QLD1 | CCGT | 7670.9983 | 7312.5172 | 7773.6093 | 13563.49 | 15461.0625 | 12809.5658 | 14612.4334 | 14309.9551 | 12648.0989 | 12906.346 | 14477.2249 | 15042.5316 | 16651.2444 | 13716.7786 | 12307.2469 | 9518.523 | 10006.4373 | 9024.593 | 7163.6555 | 7473.5737 | 7910.4717 | 8343.8067 | 7467.338 | 6764.2581 | 3103.053 | 2058.8793 | 1968.2133 | 1872.9926 | 1784.6466
QLD1 | Gas - Steam | 255.2503 | 244.8388 | 462.4399 | 440.4995 | 417.7209 | 400.5844 | 666.6139 | 759.2614 | 746.5302 | 514.9265 | 458.475 | 542.2234 | 775.8302 | 627.9859 | 539.7664 | 606.5649 | 671.6539 | 583.0461 | 484.375 | 522.1537 | 645.8975 | 668.0742 | 563.0892 | 525.3744 | 436.4424 | 0 | 0 | 0 | 0
QLD1 | OCGT / Diesel | 0.00025307 | 0.00025146 | 0.00025659 | 949.6907 | 452.5058 | 516.9507 | 912.4461 | 1468.6799 | 734.5607 | 1377.4311 | 2591.7094 | 3880.51 | 3674.4423 | 2466.4446 | 2692.0314 | 3828.235 | 5387.5216 | 3140.3155 | 3466.189 | 3729.6448 | 4538.3516 | 4458.7911 | 3691.0394 | 4106.5119 | 4690.0021 | 4664.5724 | 3180.1269 | 3262.4109 | 2608.1644
QLD1 | Hydro | 4747.2063 | 4520.0359 | 4327.233 | 4109.2348 | 3912.9659 | 3731.3843 | 3565.5376 | 3380.472 | 3222.2498 | 2981.9002 | 2943.5371 | 2776.6476 | 2653.4214 | 2491.0198 | 2317.3992 | 2203.2287 | 731.6616 | 699.2271 | 608.1064 | 589.2828 | 556.4602 | 0 | 0 | 0 | 0 | 0 | 0 | 0 | 0
QLD1 | Wind | 5089.6622 | 7655.4086 | 7148.1282 | 6527.7579 | 7345.0892 | 6709.3985 | 6773.3938 | 6111.9631 | 5801.3029 | 5611.6281 | 4726.1142 | 4580.3284 | 3960.1365 | 4249.0778 | 3655.0694 | 3836.3737 | 3354.548 | 3315.9912 | 3024.003 | 2346.8533 | 2318.7855 | 1883.4169 | 1643.4026 | 787.2857 | 817.4014 | 767.9341 | 692.5172 | 583.5515 | 440.1678
QLD1 | Solar PV | 5.1758 | 6.7105 | 6.5189 | 5.9521 | 5.7564 | 5.7532 | 5.5568 | 4.4255 | 4.5781 | 4.5419 | 6.1498 | 10.511 | 15.2654 | 14.4115 | 14.0085 | 13.2799 | 26.9485 | 27.2089 | 29.5405 | 37.0342 | 42.9158 | 63.2153 | 58.4618 | 55.1538 | 50.432 | 54.1556 | 53.7739 | 51.7948 | 50.9658
QLD1 | Grid Battery | 5.5431e-08 | 0.020344 | 0.021974 | 0.023784 | 0.022375 | 0.022063 | 0.020861 | 0.018812 | 0.017638 | 0.017239 | 0.016046 | 0.38103 | 0.83319 | 0.81496 | 0.77469 | 0.75283 | 1.1428 | 1.1012 | 1.0443 | 1.0008 | 0.96901 | 1.3097 | 1.2421 | 1.1777 | 1.0885 | 1.8842 | 1.8688 | 2.221 | 2.034
QLD1 | Pumped Hydro | 1520.6629 | 2018.0489 | 2414.8022 | 2237.7208 | 2240.6428 | 2634.9148 | 2948.5068 | 2597.1875 | 2404.4395 | 2463.6525 | 2181.1618 | 2102.7354 | 1515.9357 | 1358.1304 | 1411.7427 | 1345.6601 | 932.8028 | 925.8301 | 1008.8817 | 1001.2896 | 1111.9546 | 866.1957 | 644.3428 | 672.6142 | 574.8917 | 407.3014 | 343.044 | 260.0194 | 256.3237
QLD1 | VPP | 0.098358 | 0.34232 | 0.69296 | 1.3307 | 1.9239 | 2.5062 | 3.1167 | 3.5583 | 4.0404 | 4.5505 | 4.9596 | 5.1889 | 5.3876 | 5.7284 | 6.1461 | 6.0162 | 5.336 | 5.5368 | 5.4173 | 5.6201 | 5.704 | 5.0956 | 4.4224 | 4.2716 | 3.7599 | 2.8946 | 2.9586 | 2.0421 | 2.0582
Total excluding storage |  | 153467.0064 | 139879.5778 | 139528.6243 | 114577.8536 | 108109.2932 | 100414.9046 | 93079.7152 | 93216.3138 | 84021.081 | 79311.7287 | 76256.3457 | 76743.7556 | 73396.3667 | 62637.9664 | 57884.6146 | 51239.8993 | 50175.0785 | 45071.5007 | 39642.8249 | 39171.1342 | 35514.7633 | 29934.6213 | 22933.1266 | 19969.3408 | 16002.5686 | 14258.7896 | 12207.4724 | 11305.2306 | 10278.194
Region | Technology | 2021-22 | 2022-23 | 2023-24 | 2024-25 | 2025-26 | 2026-27 | 2027-28 | 2028-29 | 2029-30 | 2030-31 | 2031-32 | 2032-33 | 2033-34 | 2034-35 | 2035-36 | 2036-37 | 2037-38 | 2038-39 | 2039-40 | 2040-41 | 2041-42 | 2042-43 | 2043-44 | 2044-45 | 2045-46 | 2046-47 | 2047-48 | 2048-49 | 2049-50
VIC1 | Black Coal | 0 | 0 | 0 | 0 | 0 | 0 | 0 | 0 | 0 | 0 | 0 | 0 | 0 | 0 | 0 | 0 | 0 | 0 | 0 | 0 | 0 | 0 | 0 | 0 | 0 | 0 | 0 | 0 | 0
VIC1 | Brown Coal | 106555.4105 | 87152.6875 | 87912.2347 | 43462.3477 | 40546.9395 | 30775.7979 | 0.028016 | 0.019245 | 0.017002 | 0.016334 | 0.0144 | 0.013813 | 0.013852 | 0.012252 | 0.011541 | 0.0089958 | 0.0052954 | 0.0054544 | 0.0044289 | 0.0037506 | 0.0043889 | 0.0046427 | 0.0046241 | 0.0040577 | 0.0018043 | 0.0019362 | 0.00045455 | 0 | 0
VIC1 | CCGT | 7.4155e-05 | 6.9618e-05 | 6.9931e-05 | 0.00011599 | 0.00011295 | 0.00010795 | 0.00010904 | 0.00011836 | 0.0001113 | 0.00011374 | 0.00011946 | 0.00016122 | 0.00015522 | 0.00014683 | 0.00013655 | 0.00012983 | 0.00018397 | 0.00017744 | 0.00016804 | 0.00015857 | 0.0002223 | 0.00022064 | 0.00033129 | 0.00029871 | 0.00029348 | 0.00029472 | 0.00027739 | 0.00027595 | 0.00050938
VIC1 | Gas - Steam | 23.8311 | 10.982 | 19.1525 | 133.7233 | 117.1748 | 113.2842 | 165.5113 | 226.2997 | 59.5008 | 186.8904 | 522.2452 | 1067.7702 | 832.166 | 955.3105 | 501.5324 | 393.8955 | 715.0425 | 1039.0954 | 0 | 0 | 0 | 0 | 0 | 0 | 0 | 0 | 0 | 0 | 0
VIC1 | OCGT / Diesel | 108.8661 | 2.925 | 84.0856 | 362.8396 | 228.5811 | 562.555 | 459.0032 | 675.1527 | 97.3875 | 396.1597 | 593.188 | 2091.1505 | 1153.2103 | 2881.5515 | 2370.5489 | 2131.4259 | 3514.8942 | 3129.0224 | 7389.1848 | 7414.7881 | 7875.0749 | 8181.8189 | 8995.8008 | 6684.5754 | 7170.8506 | 8579.4398 | 4845.0078 | 6154.0989 | 7147.7559
VIC1 | Hydro | 18890.1327 | 18174.9858 | 15844.0333 | 18610.5097 | 18121.799 | 16411.4092 | 15774.8735 | 19080.5706 | 15067.3396 | 12298.1823 | 11820.7106 | 10145.1854 | 12053.1595 | 11776.6434 | 10672.5689 | 10217.2331 | 12402.365 | 9813.7913 | 8038.4213 | 7663.8698 | 6658.355 | 7849.5258 | 7719.9203 | 6965.4266 | 6694.0231 | 8081.7568 | 6404.2786 | 5198.5294 | 4982.8471
VIC1 | Wind | 26978.4053 | 32707.7186 | 26354.4577 | 25605.4812 | 25270.4777 | 24884.1568 | 23383.5162 | 19557.7929 | 19318.7564 | 17506.6297 | 18813.5215 | 15095.6587 | 14282.4376 | 12473.2168 | 12879.3358 | 12881.639 | 9169.2349 | 9071.435 | 7437.6957 | 6432.7446 | 5905.7745 | 6106.1871 | 4610.5115 | 3793.8023 | 2209.1171 | 1931.0151 | 1693.4097 | 1384.6998 | 551.9557
VIC1 | Solar PV | 2.475 | 2.346 | 2.3188 | 2.1268 | 1.9257 | 1.9387 | 3.169 | 2.7968 | 2.7119 | 5.2891 | 8.1402 | 31.3443 | 27.6517 | 26.8887 | 26.8709 | 26.3529 | 22.5924 | 21.704 | 20.9864 | 20.4372 | 29.8241 | 27.1939 | 29.9366 | 30.2798 | 31.343 | 36.9901 | 35.6285 | 33.9197 | 34.9419
VIC1 | Grid Battery | 0.047666 | 0.097434 | 0.10328 | 0.12836 | 0.12065 | 0.11885 | 0.11051 | 0.10113 | 0.092332 | 0.089125 | 0.079848 | 0.08114 | 0.058859 | 0.052245 | 0.05469 | 0.05243 | 0.046434 | 0.042258 | 0.045047 | 0.041406 | 0.014054 | 1.8437e-06 | 1.8965e-06 | 0.1482 | 0.14179 | 0.13498 | 0.12862 | 0.12369 | 0.23815
VIC1 | Pumped Hydro | 0 | 0 | 1.0715e-07 | 2.1747e-07 | 2.062e-07 | 3.7782e-07 | 3.505e-07 | 5.7863e-07 | 6.3488e-07 | 1.091e-06 | 1.095e-06 | 3.9779 | 3.59 | 3.2133 | 3.9099 | 3.7685 | 3.608 | 3.4436 | 3.5534 | 3.3177 | 4.3809 | 3.9964 | 3.5754 | 3.7866 | 3.5679 | 3.2937 | 3.1302 | 3.1166 | 2.8459
VIC1 | VPP | 0.071405 | 0.17893 | 0.60801 | 1.4901 | 2.2643 | 3.1658 | 3.9907 | 4.478 | 5.1359 | 5.4066 | 5.8648 | 6.2304 | 6.5484 | 6.672 | 7.5578 | 7.5057 | 6.7881 | 6.6759 | 6.9699 | 6.6355 | 6.704 | 6.2987 | 5.3673 | 5.8218 | 5.6448 | 5.1656 | 4.6638 | 4.7092 | 4.1454
Total excluding storage |  | 152559.1208 | 138051.645 | 130216.2827 | 88177.0284 | 84286.8981 | 72749.1417 | 39786.1013 | 39542.632 | 34545.7134 | 30393.1677 | 31757.82 | 28431.1231 | 28348.6391 | 28113.6233 | 26450.8686 | 25650.5556 | 25824.1345 | 23075.0538 | 22886.2928 | 21531.8436 | 20469.0331 | 22164.7306 | 21356.1742 | 17474.0884 | 16105.3359 | 18629.2041 | 12978.3254 | 12771.2481 | 12717.5012
Region | Technology | 2021-22 | 2022-23 | 2023-24 | 2024-25 | 2025-26 | 2026-27 | 2027-28 | 2028-29 | 2029-30 | 2030-31 | 2031-32 | 2032-33 | 2033-34 | 2034-35 | 2035-36 | 2036-37 | 2037-38 | 2038-39 | 2039-40 | 2040-41 | 2041-42 | 2042-43 | 2043-44 | 2044-45 | 2045-46 | 2046-47 | 2047-48 | 2048-49 | 2049-50
SA1 | Black Coal | 0 | 0 | 0 | 0 | 0 | 0 | 0 | 0 | 0 | 0 | 0 | 0 | 0 | 0 | 0 | 0 | 0 | 0 | 0 | 0 | 0 | 0 | 0 | 0 | 0 | 0 | 0 | 0 | 0
SA1 | Brown Coal | 0 | 0 | 0 | 0 | 0 | 0 | 0 | 0 | 0 | 0 | 0 | 0 | 0 | 0 | 0 | 0 | 0 | 0 | 0 | 0 | 0 | 0 | 0 | 0 | 0 | 0 | 0 | 0 | 0
SA1 | CCGT | 7744.1283 | 7364.4411 | 3099.7333 | 4545.1736 | 5603.8546 | 4998.0231 | 3585.7326 | 3124.5361 | 2296.4066 | 3560.7389 | 4100.8539 | 4562.1986 | 4974.2101 | 4942.6021 | 3838.1016 | 3691.0716 | 0.00015002 | 0.00014374 | 0.00013647 | 0.00012821 | 0.00014595 | 0.00014307 | 0.0001381 | 0.000125 | 0.00012212 | 0.00011955 | 0.00011212 | 0.00010641 | 9.9918e-05
SA1 | Gas - Steam | 1453.6305 | 1421.279 | 1288.3938 | 254.62 | 271.1453 | 270.5556 | 200.0035 | 210.7717 | 122.5817 | 159.4033 | 300.8882 | 632.2276 | 679.5957 | 1075.9681 | 0 | 0 | 0 | 0 | 0 | 0 | 0 | 0 | 0 | 0 | 0 | 0 | 0 | 0 | 0
SA1 | OCGT / Diesel | 513.1337 | 240.5748 | 798.4563 | 1253.906 | 1658.4262 | 1085.0512 | 684.0552 | 850.3202 | 165.9316 | 1027.0649 | 1284.3882 | 2199.5471 | 2042.2276 | 2702.8181 | 2099.4175 | 1967.2631 | 3390.6391 | 3328.7915 | 3599.168 | 3495.8875 | 3301.666 | 3639.3235 | 3811.7265 | 826.7255 | 774.8605 | 751.1045 | 643.1192 | 862.8673 | 725.8371
SA1 | Hydro | 0 | 0 | 0 | 0 | 0 | 0 | 0 | 0 | 0 | 0 | 0 | 0 | 0 | 0 | 0 | 0 | 0 | 0 | 0 | 0 | 0 | 0 | 0 | 0 | 0 | 0 | 0 | 0 | 0
SA1 | Wind | 15428.3615 | 16281.333 | 13501.5928 | 13689.294 | 12812.7132 | 13393.307 | 12342.9701 | 10610.0723 | 9960.4952 | 8944.5765 | 8797.6155 | 6970.9307 | 6364.2301 | 5322.566 | 5316.1556 | 4738.9905 | 3837.8834 | 3642.0669 | 2546.36 | 1997.8858 | 1953.9793 | 2024.5211 | 1178.8662 | 1184.9305 | 761.2498 | 629.0048 | 573.8556 | 537.6175 | 445.5353
SA1 | Solar PV | 0.88216 | 0.97989 | 0.93384 | 0.86505 | 0.80469 | 0.78615 | 0.77343 | 0.70165 | 0.69789 | 0.67175 | 1.9069 | 1.7666 | 1.5646 | 2.3739 | 2.3086 | 2.3151 | 8.1287 | 7.4384 | 6.8801 | 6.8303 | 6.4057 | 6.0215 | 8.6837 | 8.1692 | 8.0073 | 6.6115 | 6.1688 | 5.63 | 6.746
SA1 | Grid Battery | 0.081006 | 0.076776 | 0.086496 | 0.080033 | 0.071865 | 0.07047 | 0.06529 | 0.059725 | 0.053821 | 0.051369 | 0.045178 | 0.045966 | 0.04267 | 0.030976 | 0.46502 | 0.43879 | 0.60316 | 0.56681 | 0.55537 | 0.52055 | 0.7324 | 0.68678 | 0.6161 | 0.61696 | 0.58736 | 0.51339 | 0.47663 | 0.46193 | 0.42461
SA1 | Pumped Hydro | 0 | 0 | 8.9441e-08 | 8.8506e-08 | 8.294e-08 | 9.7215e-08 | 9.4814e-08 | 9.4003e-08 | 9.39e-08 | 1.0335e-07 | 9.9856e-08 | 1.6617e-07 | 1.5525e-07 | 1.4712e-07 | 1.7686e-07 | 1.6868e-07 | 2.0795e-07 | 1.9906e-07 | 1.948e-07 | 1.8701e-07 | 2.1761e-07 | 1.9987e-07 | 1.92e-07 | 3.0148e-07 | 2.8669e-07 | 2.6429e-07 | 2.5768e-07 | 2.4935e-07 | 2.4184e-07
SA1 | VPP | 0.129 | 0.24225 | 0.45675 | 0.63239 | 0.8006 | 0.98107 | 1.1551 | 1.3117 | 1.4637 | 1.5814 | 1.6097 | 1.7635 | 1.8036 | 1.8646 | 1.8673 | 1.8229 | 1.7447 | 1.6923 | 1.7103 | 1.624 | 1.5919 | 1.5082 | 1.282 | 1.346 | 1.3063 | 1.0813 | 0.99532 | 0.94705 | 0.86334
Total excluding storage |  | 25140.1361 | 25308.6078 | 18689.1101 | 19743.8586 | 20346.944 | 19747.723 | 16813.5349 | 14796.4019 | 12546.113 | 13692.4554 | 14485.6526 | 14366.6706 | 14061.828 | 14046.3282 | 11255.9834 | 10399.6404 | 7236.6513 | 6978.2971 | 6152.4082 | 5500.6037 | 5262.0511 | 5669.8662 | 4999.2766 | 2019.8253 | 1544.1177 | 1386.7209 | 1223.1438 | 1406.1149 | 1178.1186
Region | Technology | 2021-22 | 2022-23 | 2023-24 | 2024-25 | 2025-26 | 2026-27 | 2027-28 | 2028-29 | 2029-30 | 2030-31 | 2031-32 | 2032-33 | 2033-34 | 2034-35 | 2035-36 | 2036-37 | 2037-38 | 2038-39 | 2039-40 | 2040-41 | 2041-42 | 2042-43 | 2043-44 | 2044-45 | 2045-46 | 2046-47 | 2047-48 | 2048-49 | 2049-50
TAS1 | Black Coal | 0 | 0 | 0 | 0 | 0 | 0 | 0 | 0 | 0 | 0 | 0 | 0 | 0 | 0 | 0 | 0 | 0 | 0 | 0 | 0 | 0 | 0 | 0 | 0 | 0 | 0 | 0 | 0 | 0
TAS1 | Brown Coal | 0 | 0 | 0 | 0 | 0 | 0 | 0 | 0 | 0 | 0 | 0 | 0 | 0 | 0 | 0 | 0 | 0 | 0 | 0 | 0 | 0 | 0 | 0 | 0 | 0 | 0 | 0 | 0 | 0
TAS1 | CCGT | 5.9671e-05 | 5.5757e-05 | 5.4343e-05 | 5.1825e-05 | 4.829e-05 | 4.6466e-05 | 4.428e-05 | 4.1373e-05 | 3.9673e-05 | 3.8084e-05 | 3.6769e-05 | 3.7167e-05 | 3.5789e-05 | 3.4954e-05 | 3.4591e-05 | 3.403e-05 | 3.3816e-05 | 3.3339e-05 | 3.3938e-05 | 3.2781e-05 | 3.2879e-05 | 3.2302e-05 | 3.2329e-05 | 3.186e-05 | 3.1408e-05 | 3.1142e-05 | 3.0908e-05 | 3.0815e-05 | 3.0171e-05
TAS1 | Gas - Steam | 0 | 0 | 0 | 0 | 0 | 0 | 0 | 0 | 0 | 0 | 0 | 0 | 0 | 0 | 0 | 0 | 0 | 0 | 0 | 0 | 0 | 0 | 0 | 0 | 0 | 0 | 0 | 0 | 0
TAS1 | OCGT / Diesel | 7.2861e-05 | 6.5543e-05 | 6.7988e-05 | 6.5964e-05 | 5.8184e-05 | 5.872e-05 | 5.4979e-05 | 5.0481e-05 | 5.0217e-05 | 4.9412e-05 | 4.846e-05 | 0.95353 | 4.7134e-05 | 4.6253e-05 | 4.563e-05 | 4.4619e-05 | 4.4588e-05 | 4.3069e-05 | 4.2946e-05 | 0.95991 | 0.67555 | 2.7655e-05 | 2.7826e-05 | 0.7563 | 2.6404e-05 | 2.6456e-05 | 2.6213e-05 | 2.217 | 2.5239e-05
TAS1 | Hydro | 53280.9803 | 52929.5719 | 49670.3779 | 53682.8005 | 56418.3725 | 51391.7019 | 47006.2237 | 44594.4018 | 40042.6912 | 36843.7302 | 30148.2061 | 29341.148 | 26221.8599 | 22700.8985 | 19705.4552 | 17325.0114 | 17154.8897 | 15346.5368 | 14760.4076 | 12164.9259 | 13056.3927 | 12529.5434 | 11271.5264 | 9910.7085 | 9436.3394 | 11172.4008 | 9982.9893 | 9835.1731 | 9009.8846
TAS1 | Wind | 3358.7725 | 3873.8098 | 3306.8633 | 3184.9328 | 3242.7254 | 3152.7543 | 3022.5479 | 2423.3932 | 2264.4407 | 1884.4597 | 2095.5078 | 1728.4984 | 1585.8835 | 1396.9051 | 1224.2055 | 1184.1229 | 769.1518 | 772.2881 | 585.5416 | 518.2578 | 503.6022 | 547.8353 | 461.2919 | 375.5661 | 397.9135 | 317.3151 | 337.7073 | 286.3782 | 303.0225
TAS1 | Solar PV | 2.9897e-08 | 5.2123e-08 | 6.4304e-08 | 9.5267e-08 | 7.3714e-08 | 1.1503e-07 | 1.8817e-07 | 1.5059e-07 | 2.0137e-07 | 2.0784e-07 | 1.9089e-07 | 1.7909e-07 | 1.7242e-07 | 1.4476e-07 | 1.4817e-07 | 1.3523e-07 | 1.3437e-07 | 1.644e-07 | 2.7409e-07 | 5.8217e-07 | 5.6338e-07 | 5.4809e-07 | 4.6159e-07 | 4.6895e-07 | 4.2675e-07 | 4.1685e-07 | 4.1823e-07 | 3.916e-07 | 3.6282e-07
TAS1 | Grid Battery | 5.3073e-08 | 7.3169e-08 | 6.8328e-08 | 7.7994e-08 | 1.0969e-07 | 1.0501e-07 | 1.2469e-07 | 1.6033e-07 | 1.7396e-07 | 1.7476e-07 | 1.8705e-07 | 2.0959e-07 | 2.0092e-07 | 1.9348e-07 | 2.0165e-07 | 1.9514e-07 | 2.1346e-07 | 2.0977e-07 | 2.446e-07 | 2.3486e-07 | 2.3309e-07 | 2.2515e-07 | 2.3092e-07 | 2.3714e-07 | 2.3614e-07 | 2.3808e-07 | 2.3959e-07 | 2.4752e-07 | 2.4694e-07
TAS1 | Pumped Hydro | 0 | 0 | 1.9709e-07 | 1.9282e-07 | 2.1968e-07 | 2.1842e-07 | 2.3351e-07 | 2.6698e-07 | 2.6692e-07 | 2.6768e-07 | 2.7294e-07 | 3.0612e-07 | 2.9341e-07 | 2.832e-07 | 2.847e-07 | 2.857e-07 | 2.9507e-07 | 2.8833e-07 | 3.2416e-07 | 3.1125e-07 | 3.0957e-07 | 2.9667e-07 | 3.0494e-07 | 3.1142e-07 | 3.0363e-07 | 2.9866e-07 | 2.9843e-07 | 3.1515e-07 | 3.0372e-07
TAS1 | VPP | 0.0035758 | 0.017319 | 0.027763 | 0.035977 | 0.056323 | 0.073943 | 0.1041 | 0.14016 | 0.17289 | 0.20882 | 0.25188 | 0.29081 | 0.32798 | 0.37072 | 0.39831 | 0.42285 | 0.43193 | 0.4091 | 0.41225 | 0.43661 | 0.42443 | 0.40344 | 0.35436 | 0.37373 | 0.3847 | 0.34251 | 0.32224 | 0.30174 | 0.28269
Total excluding storage |  | 56639.7528 | 56803.3818 | 52977.2413 | 56867.7334 | 59661.098 | 54544.4564 | 50028.7717 | 47017.7951 | 42307.132 | 38728.19 | 32243.714 | 31070.6 | 27807.7435 | 24097.8037 | 20929.6608 | 18509.1343 | 17924.0415 | 16118.825 | 15345.9492 | 12684.1436 | 13560.6705 | 13077.3788 | 11732.8184 | 10287.0309 | 9834.253 | 11489.7159 | 10320.6966 | 10123.7683 | 9312.9071
Explicitly modelled pumping
Region | Technology | 2021-22 | 2022-23 | 2023-24 | 2024-25 | 2025-26 | 2026-27 | 2027-28 | 2028-29 | 2029-30 | 2030-31 | 2031-32 | 2032-33 | 2033-34 | 2034-35 | 2035-36 | 2036-37 | 2037-38 | 2038-39 | 2039-40 | 2040-41 | 2041-42 | 2042-43 | 2043-44 | 2044-45 | 2045-46 | 2046-47 | 2047-48 | 2048-49 | 2049-50
NEM | Grid Battery pump | 0.15814 | 0.24089 | 0.26065 | 0.28736 | 0.26504 | 0.26054 | 0.24342 | 0.2212 | 0.20241 | 0.19456 | 0.17456 | 0.17302 | 0.13972 | 0.11658 | 0.11793 | 0.11307 | 0.10255 | 0.095363 | 0.098064 | 0.078529 | 0.042598 | 0.023083 | 0.019863 | 0.021626 | 0.020393 | 0.01625 | 0.016053 | 0.015314 | 0.014018
NEM | Pumped Hydro Pump | 4644.4447 | 7548.2604 | 8984.1238 | 10590.2747 | 6542.396 | 8702.9189 | 12157.7065 | 11050.9589 | 10304.3511 | 10762.511 | 11316.3068 | 12232.9754 | 10871.5052 | 10069.1291 | 10986.2574 | 9901.4549 | 9100.4769 | 8314.1605 | 9526.4257 | 8414.26 | 7820.1061 | 7458.5275 | 6097.6229 | 7037.1288 | 6799.5021 | 5922.959 | 4812.2632 | 4569.6808 | 3722.4692
NEM | VPP pump | 0.43909 | 1.3965 | 3.0422 | 5.8051 | 8.5312 | 11.4047 | 14.11 | 16.2071 | 18.565 | 20.3495 | 21.9113 | 23.657 | 25.0179 | 26.0323 | 28.399 | 28.0408 | 25.895 | 25.6516 | 25.9052 | 25.5704 | 25.6875 | 24.4318 | 21.0035 | 21.8978 | 20.5464 | 18.1909 | 16.936 | 15.437 | 14.1956
Region | Technology | 2021-22 | 2022-23 | 2023-24 | 2024-25 | 2025-26 | 2026-27 | 2027-28 | 2028-29 | 2029-30 | 2030-31 | 2031-32 | 2032-33 | 2033-34 | 2034-35 | 2035-36 | 2036-37 | 2037-38 | 2038-39 | 2039-40 | 2040-41 | 2041-42 | 2042-43 | 2043-44 | 2044-45 | 2045-46 | 2046-47 | 2047-48 | 2048-49 | 2049-50
NSW1 | Grid Battery pump | 0 | 0 | 0 | 0 | 0 | 0 | 0 | 0 | 0 | 0 | 0 | 0 | 0 | 0 | 0 | 0 | 0 | 0 | 0 | 0 | 0 | 0 | 0 | 0 | 0 | 0 | 0 | 0 | 0
NSW1 | Pumped Hydro Pump | 2481.2485 | 4659.9264 | 5539.039 | 7379.7415 | 3337.2388 | 4955.7247 | 7945.2435 | 7340.4029 | 6869.1641 | 7242.7355 | 8187.0413 | 9243.5729 | 8707.817 | 8128.3209 | 8974.9186 | 7981.2314 | 7762.224 | 7005.572 | 8089.4309 | 6979.5776 | 6236.7875 | 6235.034 | 5185.7689 | 6075.8443 | 5991.0945 | 5345.7855 | 4326.8306 | 4196.4261 | 3365.8265
NSW1 | VPP pump | 0.08338 | 0.47633 | 0.94285 | 1.6946 | 2.5905 | 3.5009 | 4.2516 | 5.0591 | 5.8402 | 6.5318 | 6.9523 | 7.8247 | 8.4796 | 8.8098 | 9.6093 | 9.4933 | 9.0518 | 8.7993 | 8.8647 | 8.6858 | 8.7578 | 8.739 | 7.5874 | 8.0032 | 7.4683 | 7.0491 | 6.4027 | 6.0431 | 5.5567
Region | Technology | 2021-22 | 2022-23 | 2023-24 | 2024-25 | 2025-26 | 2026-27 | 2027-28 | 2028-29 | 2029-30 | 2030-31 | 2031-32 | 2032-33 | 2033-34 | 2034-35 | 2035-36 | 2036-37 | 2037-38 | 2038-39 | 2039-40 | 2040-41 | 2041-42 | 2042-43 | 2043-44 | 2044-45 | 2045-46 | 2046-47 | 2047-48 | 2048-49 | 2049-50
QLD1 | Grid Battery pump | 0 | 0.025028 | 0.027129 | 0.0294 | 0.027664 | 0.027165 | 0.025755 | 0.023225 | 0.021775 | 0.021283 | 0.019866 | 0.018772 | 0.016832 | 0.015979 | 0.015992 | 0.015248 | 0.013465 | 0.013378 | 0.01287 | 0 | 0 | 0 | 0 | 0 | 0 | 0 | 0 | 0 | 0
QLD1 | Pumped Hydro Pump | 2163.1962 | 2888.334 | 3445.0848 | 3210.5332 | 3205.1572 | 3747.1942 | 4212.463 | 3710.556 | 3435.187 | 3519.7755 | 3129.2655 | 2989.4025 | 2163.6882 | 1940.8082 | 2011.3388 | 1920.2235 | 1338.2529 | 1308.5885 | 1436.9948 | 1434.6824 | 1583.3186 | 1223.4935 | 911.8539 | 961.2845 | 808.4076 | 577.1734 | 485.4326 | 373.2547 | 356.6427
QLD1 | VPP pump | 0.11572 | 0.40275 | 0.81527 | 1.5686 | 2.2657 | 2.9435 | 3.6668 | 4.1864 | 4.7536 | 5.3537 | 5.8499 | 6.09 | 6.3387 | 6.7397 | 7.2365 | 7.0729 | 6.2975 | 6.4948 | 6.3736 | 6.6218 | 6.7014 | 6.0063 | 5.2025 | 5.0208 | 4.4184 | 3.4185 | 3.4684 | 2.4115 | 2.4131
Region | Technology | 2021-22 | 2022-23 | 2023-24 | 2024-25 | 2025-26 | 2026-27 | 2027-28 | 2028-29 | 2029-30 | 2030-31 | 2031-32 | 2032-33 | 2033-34 | 2034-35 | 2035-36 | 2036-37 | 2037-38 | 2038-39 | 2039-40 | 2040-41 | 2041-42 | 2042-43 | 2043-44 | 2044-45 | 2045-46 | 2046-47 | 2047-48 | 2048-49 | 2049-50
VIC1 | Grid Battery pump | 0.05842 | 0.12081 | 0.127 | 0.15895 | 0.14886 | 0.14637 | 0.13685 | 0.12445 | 0.114 | 0.11004 | 0.098918 | 0.09984 | 0.072676 | 0.064565 | 0.067447 | 0.06473 | 0.057327 | 0.052373 | 0.055413 | 0.051293 | 0.017176 | 0 | 0 | 0 | 0 | 0 | 0 | 0 | 0
VIC1 | Pumped Hydro Pump | 0 | 0 | 0 | 0 | 0 | 0 | 0 | 0 | 0 | 0 | 0 | 0 | 0 | 0 | 0 | 0 | 0 | 0 | 0 | 0 | 0 | 0 | 0 | 0 | 0 | 0 | 0 | 0 | 0
VIC1 | VPP pump | 0.084013 | 0.21125 | 0.71463 | 1.7548 | 2.6679 | 3.719 | 4.7062 | 5.2574 | 6.0425 | 6.361 | 6.9189 | 7.3187 | 7.6979 | 7.852 | 8.8892 | 8.8307 | 7.9865 | 7.8789 | 8.1759 | 7.8309 | 7.8635 | 7.4342 | 6.2914 | 6.8496 | 6.6641 | 6.055 | 5.5084 | 5.5194 | 4.8774
Region | Technology | 2021-22 | 2022-23 | 2023-24 | 2024-25 | 2025-26 | 2026-27 | 2027-28 | 2028-29 | 2029-30 | 2030-31 | 2031-32 | 2032-33 | 2033-34 | 2034-35 | 2035-36 | 2036-37 | 2037-38 | 2038-39 | 2039-40 | 2040-41 | 2041-42 | 2042-43 | 2043-44 | 2044-45 | 2045-46 | 2046-47 | 2047-48 | 2048-49 | 2049-50
SA1 | Grid Battery pump | 0.099722 | 0.095055 | 0.10653 | 0.099017 | 0.08852 | 0.087004 | 0.080818 | 0.073529 | 0.066634 | 0.063237 | 0.05578 | 0.054406 | 0.050216 | 0.036032 | 0.034487 | 0.033091 | 0.031762 | 0.029612 | 0.029781 | 0.027236 | 0.025422 | 0.023083 | 0.019863 | 0.021626 | 0.020393 | 0.01625 | 0.016053 | 0.015314 | 0.014018
SA1 | Pumped Hydro Pump | 0 | 0 | 0 | 0 | 0 | 0 | 0 | 0 | 0 | 0 | 0 | 0 | 0 | 0 | 0 | 0 | 0 | 0 | 0 | 0 | 0 | 0 | 0 | 0 | 0 | 0 | 0 | 0 | 0
SA1 | VPP pump | 0.15177 | 0.28571 | 0.53668 | 0.74471 | 0.94123 | 1.1542 | 1.3622 | 1.54 | 1.7252 | 1.8575 | 1.8939 | 2.0802 | 2.1166 | 2.1938 | 2.1969 | 2.1447 | 2.0527 | 1.9971 | 2.0061 | 1.9166 | 1.867 | 1.7761 | 1.5067 | 1.5846 | 1.5414 | 1.2669 | 1.1761 | 1.1093 | 1.0158
Region | Technology | 2021-22 | 2022-23 | 2023-24 | 2024-25 | 2025-26 | 2026-27 | 2027-28 | 2028-29 | 2029-30 | 2030-31 | 2031-32 | 2032-33 | 2033-34 | 2034-35 | 2035-36 | 2036-37 | 2037-38 | 2038-39 | 2039-40 | 2040-41 | 2041-42 | 2042-43 | 2043-44 | 2044-45 | 2045-46 | 2046-47 | 2047-48 | 2048-49 | 2049-50
TAS1 | Grid Battery pump | 0 | 0 | 0 | 0 | 0 | 0 | 0 | 0 | 0 | 0 | 0 | 0 | 0 | 0 | 0 | 0 | 0 | 0 | 0 | 0 | 0 | 0 | 0 | 0 | 0 | 0 | 0 | 0 | 0
TAS1 | Pumped Hydro Pump | 0 | 0 | 0 | 0 | 0 | 0 | 0 | 0 | 0 | 0 | 0 | 0 | 0 | 0 | 0 | 0 | 0 | 0 | 0 | 0 | 0 | 0 | 0 | 0 | 0 | 0 | 0 | 0 | 0
TAS1 | VPP pump | 0.0042078 | 0.020487 | 0.032746 | 0.042446 | 0.065985 | 0.086974 | 0.12317 | 0.16421 | 0.20355 | 0.24555 | 0.29634 | 0.34348 | 0.38514 | 0.43712 | 0.46707 | 0.49913 | 0.50654 | 0.4815 | 0.48484 | 0.51528 | 0.49777 | 0.47618 | 0.41553 | 0.43958 | 0.45412 | 0.40147 | 0.38041 | 0.35372 | 0.3326

## BaseCase_FOM Cost
FOM cost by technology ($000s) - Base Case, Step Change Scenario
FOM | Real June 2020 dollars discounted to 1 July 2020. For new entrant capacity, the FOM is incurred annually in modelling. For existing capacity, FOM is considered to be a sunk cost, since the fixed retirement dates are assumed to be the same in the Base Case and the case with Marinus Link. As such, early retirements are presented as an annual FOM saving, or negative cost, that continues until the assumed fixed date retirement.
Explicitly modelled generation
Region | Technology | 2021-22 | 2022-23 | 2023-24 | 2024-25 | 2025-26 | 2026-27 | 2027-28 | 2028-29 | 2029-30 | 2030-31 | 2031-32 | 2032-33 | 2033-34 | 2034-35 | 2035-36 | 2036-37 | 2037-38 | 2038-39 | 2039-40 | 2040-41 | 2041-42 | 2042-43 | 2043-44 | 2044-45 | 2045-46 | 2046-47 | 2047-48 | 2048-49 | 2049-50
NEM | Black Coal | 0 | 0 | 0 | -189571.8932 | -78385.6294 | -262214.8632 | -148424.2024 | -217203.7512 | -202442.4849 | -193170.3101 | 194005.4588 | 292494.1923 | -20740.703 | -160046.1374 | -56358.2585 | -45521.1942 | -17304.6253 | -16512.0471 | -15797.922 | -16246.2484 | 147444.1395 | -21125.2938 | -23192.897 | -18939.7844 | -12267.0234 | -6165.7753 | -6185.559 | -5885.7466 | -5616.1704
NEM | Brown Coal | 0 | 0 | 0 | -308917.9615 | -304566.3466 | -328805.0739 | -468377.7146 | -445675.8615 | -391742.1112 | -341813.8997 | -294242.5123 | -248781.5297 | -237386.9557 | -226514.2706 | -216717.8154 | -206213.5683 | -196768.589 | -187756.3808 | -179636.1552 | -170929.2374 | -163100.4173 | -155630.1692 | -148899.3615 | -141682.2482 | -135192.9965 | -129000.9508 | -88405.2902 | 0 | 0
NEM | CCGT | 0.00018955 | 0.00018348 | 0.00019129 | 0.00023924 | 0.00022829 | 0.00021783 | 0.00021734 | 0.00021927 | 0.00020922 | 0.00021005 | 0.00022109 | 0.00030629 | 0.00029226 | 0.00027888 | 0.00027893 | 0.00026599 | 0.00035216 | 0.00033659 | 0.00034001 | 0.00032353 | 0.00036987 | 0.00036145 | 0.0004201 | 0.00040033 | 0.00038252 | 0.00036562 | 0.00035039 | 0.00034126 | 0.00044129
NEM | Gas - Steam | 0 | 0 | 0 | 0 | 0 | 0 | 0 | 0 | 0 | 0 | 0 | 0 | 0 | 0 | 0 | 0 | 0 | 0 | 0 | 0 | 0 | 0 | 0 | 0 | 0 | 0 | 0 | 0 | 0
NEM | OCGT / Diesel | 0.0007042 | 0.00069735 | 0.00068733 | 0.00065884 | 0.00062866 | 0.00059987 | 0.00057393 | 0.00056033 | 0.0005464 | 0.00055583 | 0.00058767 | 0.00099808 | 0.00095237 | 0.00090875 | 225.2589 | 214.3407 | 8626.0359 | 8230.9503 | 11833.1508 | 11259.6011 | 15781.0336 | 15965.6751 | 21421.3844 | 24597.3443 | 23470.7484 | 29900.7569 | 28607.5871 | 28687.3649 | 30508.4303
NEM | Hydro | 0 | 0 | 0 | 0 | 0 | 0 | 0 | 0 | 0 | 0 | 0 | 0 | 0 | 0 | 0 | 0 | 0 | 0 | 0 | 0 | 0 | 0 | 0 | 0 | 0 | 0 | 0 | 0 | 0
NEM | Wind | 143185.8405 | 142034.9624 | 183249.822 | 282824.7413 | 271296.8316 | 270735.4116 | 322619.1551 | 346094.9081 | 363053.1227 | 348776.8794 | 350961.8253 | 395715.4392 | 408113.9604 | 396494.435 | 385739.2744 | 377935.5405 | 400032.7407 | 400205.7415 | 387579.9597 | 376393.3539 | 383793.1031 | 385178.9944 | 374917.5948 | 361006.2337 | 364398.6355 | 383098.2386 | 370921.3702 | 358445.7093 | 357255.4739
NEM | Solar PV | 0.0011193 | 0.0018947 | 0.0020624 | 0.0056976 | 4228.1192 | 4034.4663 | 4762.2789 | 7583.0282 | 47006.0361 | 46911.5883 | 49846.9521 | 76340.1246 | 86849.4488 | 83631.3172 | 80417.4678 | 76519.6541 | 117204.5815 | 115564.3413 | 118881.3068 | 132038.2381 | 151393.5223 | 184244.9954 | 190076.4467 | 180863.4908 | 174151.2417 | 194538.5543 | 186125.0082 | 177103.5775 | 172724.4638
NEM | Grid Battery | 0.00086433 | 0.0012494 | 0.0011954 | 0.0016356 | 0.002235 | 0.0022618 | 0.0031233 | 0.0062973 | 0.011419 | 0.011603 | 0.011299 | 2409.2638 | 5576.6514 | 5321.2322 | 8035.7304 | 7646.2407 | 12173.4703 | 11615.9068 | 15253.505 | 14514.1716 | 24216.9372 | 26073.9085 | 24946.245 | 34685.7026 | 33097.0445 | 39319.3425 | 37618.8308 | 40336.6236 | 39463.3964
NEM | Pumped Hydro | 0 | 0 | 0.0017595 | 0.0022142 | 0.0021387 | 0.002637 | 0.0027834 | 0.0042326 | 22893.995 | 21845.4163 | 20900.63 | 35029.829 | 35873.5108 | 34230.4492 | 35259.6953 | 33550.667 | 38337.7379 | 36581.811 | 34999.6948 | 33303.2687 | 40692.0713 | 46613.9643 | 44597.9694 | 42450.0513 | 40505.7742 | 38679.1968 | 37006.3706 | 35953.1471 | 34306.4381
NEM | VPP | 0 | 0 | 0 | 0 | 0 | 0 | 0 | 0 | 0 | 0 | 0 | 0 | 0 | 0 | 0 | 0 | 0 | 0 | 0 | 0 | 0 | 0 | 0 | 0 | 0 | 0 | 0 | 0 | 0
Total excluding storage |  | 143185.8425 | 142034.9651 | 183249.8249 | -215665.1068 | -107427.0244 | -316250.0583 | -289420.4822 | -309201.6755 | -184125.4365 | -139295.7414 | 300571.7247 | 515768.2278 | 236835.7517 | 93565.3454 | 193305.9275 | 202934.773 | 311790.1441 | 319732.6056 | 322860.3406 | 332515.7075 | 535311.3816 | 408634.2024 | 414323.1678 | 405845.0366 | 414560.6061 | 472370.824 | 491063.1167 | 558350.9055 | 554872.1981
Region | Technology | 2021-22 | 2022-23 | 2023-24 | 2024-25 | 2025-26 | 2026-27 | 2027-28 | 2028-29 | 2029-30 | 2030-31 | 2031-32 | 2032-33 | 2033-34 | 2034-35 | 2035-36 | 2036-37 | 2037-38 | 2038-39 | 2039-40 | 2040-41 | 2041-42 | 2042-43 | 2043-44 | 2044-45 | 2045-46 | 2046-47 | 2047-48 | 2048-49 | 2049-50
NSW1 | Black Coal | 0 | 0 | 0 | -39008.797 | 65281.4031 | -116684.258 | -111637.8117 | -106226.756 | -89239.1333 | -85151.8448 | -86084.3184 | 229971.4371 | -59076.6143 | -56370.8151 | -0.00060633 | -0.00057695 | -0.00055052 | -0.00052531 | -0.00050259 | -0.00047823 | -12664.1493 | 0 | 0 | 0 | 0 | 0 | 0 | 0 | 0
NSW1 | Brown Coal | 0 | 0 | 0 | 0 | 0 | 0 | 0 | 0 | 0 | 0 | 0 | 0 | 0 | 0 | 0 | 0 | 0 | 0 | 0 | 0 | 0 | 0 | 0 | 0 | 0 | 0 | 0 | 0 | 0
NSW1 | CCGT | 4.1616e-05 | 4.1211e-05 | 4.2462e-05 | 5.1232e-05 | 4.8886e-05 | 4.6647e-05 | 4.8195e-05 | 4.7194e-05 | 4.5033e-05 | 4.3863e-05 | 4.4864e-05 | 7.8596e-05 | 7.4996e-05 | 7.1561e-05 | 7.2627e-05 | 6.9106e-05 | 0.0001041 | 9.9334e-05 | 9.5038e-05 | 9.0431e-05 | 9.9638e-05 | 9.5075e-05 | 0.00010757 | 0.00010235 | 9.7665e-05 | 9.3192e-05 | 8.9162e-05 | 8.484e-05 | 8.0954e-05
NSW1 | Gas - Steam | 0 | 0 | 0 | 0 | 0 | 0 | 0 | 0 | 0 | 0 | 0 | 0 | 0 | 0 | 0 | 0 | 0 | 0 | 0 | 0 | 0 | 0 | 0 | 0 | 0 | 0 | 0 | 0 | 0
NSW1 | OCGT / Diesel | 0.0001456 | 0.0001461 | 0.00014827 | 0.00014478 | 0.00013815 | 0.00013182 | 0.00012612 | 0.00012001 | 0.00011451 | 0.00011351 | 0.00011564 | 0.000236 | 0.00022519 | 0.00021488 | 0.00075244 | 0.00071597 | 5245.283 | 5005.0411 | 4788.5794 | 4556.4782 | 4347.7846 | 4148.6494 | 6754.466 | 8487.7681 | 8099.0154 | 7728.0681 | 7393.8389 | 7035.4615 | 6713.2267
NSW1 | Hydro | 0 | 0 | 0 | 0 | 0 | 0 | 0 | 0 | 0 | 0 | 0 | 0 | 0 | 0 | 0 | 0 | 0 | 0 | 0 | 0 | 0 | 0 | 0 | 0 | 0 | 0 | 0 | 0 | 0
NSW1 | Wind | 35486.5344 | 39268.4489 | 80003.0717 | 116416.2605 | 111084.2183 | 113622.9802 | 129647.3727 | 125362.9689 | 150062.9563 | 143189.8438 | 136997.0646 | 171452.4856 | 163599.6999 | 156106.5838 | 149355.1748 | 146656.7533 | 139939.6504 | 148417.6129 | 141998.7392 | 135116.0975 | 138551.4308 | 137814.6285 | 131854.3204 | 125463.3758 | 135582.2244 | 146205.9628 | 144274.3852 | 138511.5036 | 132167.4661
NSW1 | Solar PV | 0.00026618 | 0.00045058 | 0.00047668 | 0.001394 | 4228.1135 | 4034.4607 | 3859.976 | 6724.4593 | 46186.7909 | 44071.3653 | 42165.3346 | 47748.72 | 55395.2127 | 52858.0274 | 50975.0838 | 48504.3348 | 69995.9927 | 70517.9779 | 73088.2594 | 82161.7728 | 88660.4161 | 105381.2285 | 106864.5274 | 101684.8316 | 97027.511 | 102291.7076 | 97867.7208 | 93124.0979 | 88858.8723
NSW1 | Grid Battery | 0.00029893 | 0.00042923 | 0.00041067 | 0.00060514 | 0.00066518 | 0.00067988 | 0.0009797 | 0.0011085 | 0.006103 | 0.0059044 | 0.0057178 | 0.0087882 | 0.0083857 | 0.0080016 | 0.010953 | 0.010422 | 0.010238 | 0.0097691 | 4139.9806 | 3939.3169 | 12419.8075 | 11850.9613 | 11338.4222 | 20665.2871 | 19718.7854 | 18815.6349 | 18001.8826 | 17129.336 | 16344.7863
NSW1 | Pumped Hydro | 0 | 0 | 0.00050048 | 0.00060538 | 0.00057765 | 0.00055119 | 0.0007015 | 0.0006849 | 22893.9913 | 21845.4116 | 20900.6252 | 19887.578 | 18976.6965 | 18107.5349 | 17324.4073 | 16484.6978 | 15729.6735 | 15009.2304 | 14360.1009 | 13664.0706 | 16949.707 | 16173.3845 | 15473.9061 | 14723.8899 | 14049.5133 | 13406.0241 | 12826.2306 | 12204.5465 | 11645.5596
NSW1 | VPP | 0 | 0 | 0 | 0 | 0 | 0 | 0 | 0 | 0 | 0 | 0 | 0 | 0 | 0 | 0 | 0 | 0 | 0 | 0 | 0 | 0 | 0 | 0 | 0 | 0 | 0 | 0 | 0 | 0
Total excluding storage |  | 35486.5348 | 39268.4495 | 80003.0724 | 77407.465 | 180593.735 | 973.183 | 21869.5372 | 25860.6724 | 107010.614 | 102109.3645 | 93078.081 | 449172.643 | 159918.2986 | 152593.7964 | 200330.2589 | 195161.0883 | 215180.9257 | 223940.6314 | 219875.5775 | 221834.3482 | 218895.4822 | 247344.5065 | 245473.314 | 235635.9756 | 240708.7509 | 256225.7386 | 249535.945 | 238671.063 | 227739.5653
Region | Technology | 2021-22 | 2022-23 | 2023-24 | 2024-25 | 2025-26 | 2026-27 | 2027-28 | 2028-29 | 2029-30 | 2030-31 | 2031-32 | 2032-33 | 2033-34 | 2034-35 | 2035-36 | 2036-37 | 2037-38 | 2038-39 | 2039-40 | 2040-41 | 2041-42 | 2042-43 | 2043-44 | 2044-45 | 2045-46 | 2046-47 | 2047-48 | 2048-49 | 2049-50
QLD1 | Black Coal | 0 | 0 | 0 | -150563.0961 | -143667.0324 | -145530.6052 | -36786.3907 | -110976.9952 | -113203.3516 | -108018.4653 | 280089.7772 | 62522.7553 | 38335.9113 | -103675.3222 | -56358.2579 | -45521.1936 | -17304.6248 | -16512.0466 | -15797.9215 | -16246.248 | 160108.2888 | -21125.2938 | -23192.897 | -18939.7844 | -12267.0234 | -6165.7753 | -6185.559 | -5885.7466 | -5616.1704
QLD1 | Brown Coal | 0 | 0 | 0 | 0 | 0 | 0 | 0 | 0 | 0 | 0 | 0 | 0 | 0 | 0 | 0 | 0 | 0 | 0 | 0 | 0 | 0 | 0 | 0 | 0 | 0 | 0 | 0 | 0 | 0
QLD1 | CCGT | 4.3306e-05 | 4.2434e-05 | 4.3204e-05 | 5.6828e-05 | 5.4225e-05 | 5.1741e-05 | 5.1617e-05 | 5.3196e-05 | 5.076e-05 | 5.2343e-05 | 6.0711e-05 | 7.6267e-05 | 7.2773e-05 | 6.944e-05 | 6.6437e-05 | 6.3217e-05 | 6.7385e-05 | 6.4298e-05 | 7.8355e-05 | 7.4557e-05 | 7.1142e-05 | 7.5924e-05 | 7.264e-05 | 6.9119e-05 | 6.5953e-05 | 6.2933e-05 | 6.0211e-05 | 5.7293e-05 | 5.4668e-05
QLD1 | Gas - Steam | 0 | 0 | 0 | 0 | 0 | 0 | 0 | 0 | 0 | 0 | 0 | 0 | 0 | 0 | 0 | 0 | 0 | 0 | 0 | 0 | 0 | 0 | 0 | 0 | 0 | 0 | 0 | 0 | 0
QLD1 | OCGT / Diesel | 0.00014338 | 0.00014377 | 0.00014515 | 0.00013924 | 0.00013287 | 0.00012678 | 0.0001213 | 0.000122 | 0.00011814 | 0.00012214 | 0.00014624 | 0.00020539 | 0.00019599 | 0.00018701 | 0.00017892 | 0.00017025 | 0.00019542 | 0.00018647 | 3958.1788 | 3766.3269 | 3593.8234 | 4336.6577 | 4149.1027 | 3947.9968 | 3767.1725 | 11099.6349 | 10619.5898 | 11571.2411 | 11041.2606
QLD1 | Hydro | 0 | 0 | 0 | 0 | 0 | 0 | 0 | 0 | 0 | 0 | 0 | 0 | 0 | 0 | 0 | 0 | 0 | 0 | 0 | 0 | 0 | 0 | 0 | 0 | 0 | 0 | 0 | 0 | 0
QLD1 | Wind | 91016.1671 | 86847.4876 | 83091.444 | 107902.563 | 104386.3559 | 99605.3014 | 96046.4308 | 105223.3094 | 100403.9212 | 95805.2683 | 96244.9031 | 99775.6404 | 112629.8694 | 107471.2495 | 106084.1171 | 103429.7961 | 108277.6545 | 103318.3726 | 98849.9839 | 94058.7509 | 98848.8006 | 107014.9441 | 102386.6835 | 101684.82 | 100119.0924 | 103165.7827 | 98703.9933 | 98192.5775 | 107951.9788
QLD1 | Solar PV | 0.00034227 | 0.00059168 | 0.00062412 | 0.0013957 | 0.0013404 | 0.0012956 | 0.0012745 | 0.0015453 | 0.0014952 | 0.0016249 | 1359.9228 | 4939.5015 | 8885.6261 | 8478.6509 | 8111.96 | 7718.7754 | 20814.9485 | 19861.5921 | 21461.5317 | 26724.2903 | 33010.2389 | 50502.252 | 48318.0936 | 45976.1282 | 43870.3513 | 50096.8711 | 47930.2449 | 45607.0784 | 45884.4183
QLD1 | Grid Battery | 0.00014704 | 0.00020353 | 0.00019472 | 0.00027914 | 0.00044035 | 0.00042018 | 0.00070093 | 0.0033836 | 0.0032286 | 0.0030808 | 0.0029475 | 2396.3097 | 5564.2905 | 5309.4375 | 5079.8111 | 4833.594 | 8141.2754 | 7768.3925 | 7432.4194 | 7072.172 | 6748.2557 | 9405.3192 | 8998.5511 | 8562.3937 | 8170.223 | 15534.2074 | 14862.3726 | 18683.1649 | 17827.4475
QLD1 | Pumped Hydro | 0 | 0 | 0.00024053 | 0.00032134 | 0.0003091 | 0.00037541 | 0.0004017 | 0.0012717 | 0.0012135 | 0.0011579 | 0.0011078 | 3529.0726 | 5815.5371 | 5549.1766 | 5309.1817 | 5051.8471 | 10821.2088 | 10325.5809 | 9879.0126 | 9400.1795 | 9912.2601 | 17243.9155 | 16498.138 | 15698.4775 | 14979.4633 | 14322.0299 | 13702.6203 | 13778.9235 | 13147.8277
QLD1 | VPP | 0 | 0 | 0 | 0 | 0 | 0 | 0 | 0 | 0 | 0 | 0 | 0 | 0 | 0 | 0 | 0 | 0 | 0 | 0 | 0 | 0 | 0 | 0 | 0 | 0 | 0 | 0 | 0 | 0
Total excluding storage |  | 91016.1676 | 86847.4884 | 83091.4448 | -42660.5315 | -39280.675 | -45925.3023 | 59260.0415 | -5753.684 | -12799.4287 | -12213.1953 | 377694.6033 | 167237.8975 | 159851.4071 | 12274.5784 | 57837.8194 | 65627.3781 | 111787.9785 | 106667.9184 | 108471.7729 | 108303.1201 | 295561.1517 | 140728.5602 | 131660.9829 | 132669.1606 | 135489.5929 | 158196.5135 | 151068.269 | 149485.1505 | 159261.4873
Region | Technology | 2021-22 | 2022-23 | 2023-24 | 2024-25 | 2025-26 | 2026-27 | 2027-28 | 2028-29 | 2029-30 | 2030-31 | 2031-32 | 2032-33 | 2033-34 | 2034-35 | 2035-36 | 2036-37 | 2037-38 | 2038-39 | 2039-40 | 2040-41 | 2041-42 | 2042-43 | 2043-44 | 2044-45 | 2045-46 | 2046-47 | 2047-48 | 2048-49 | 2049-50
VIC1 | Black Coal | 0 | 0 | 0 | 0 | 0 | 0 | 0 | 0 | 0 | 0 | 0 | 0 | 0 | 0 | 0 | 0 | 0 | 0 | 0 | 0 | 0 | 0 | 0 | 0 | 0 | 0 | 0 | 0 | 0
VIC1 | Brown Coal | 0 | 0 | 0 | -308917.9615 | -304566.3466 | -328805.0739 | -468377.7146 | -445675.8615 | -391742.1112 | -341813.8997 | -294242.5123 | -248781.5297 | -237386.9557 | -226514.2706 | -216717.8154 | -206213.5683 | -196768.589 | -187756.3808 | -179636.1552 | -170929.2374 | -163100.4173 | -155630.1692 | -148899.3615 | -141682.2482 | -135192.9965 | -129000.9508 | -88405.2902 | 0 | 0
VIC1 | CCGT | 3.7425e-05 | 3.5711e-05 | 3.5728e-05 | 5.735e-05 | 5.4723e-05 | 5.2217e-05 | 5.3211e-05 | 5.7676e-05 | 5.5035e-05 | 5.5057e-05 | 5.8423e-05 | 7.7737e-05 | 7.4177e-05 | 7.0779e-05 | 6.7718e-05 | 6.4436e-05 | 8.9849e-05 | 8.5734e-05 | 8.2026e-05 | 7.805e-05 | 0.00010964 | 0.00010462 | 0.00015651 | 0.00014892 | 0.0001421 | 0.00013559 | 0.00012973 | 0.00013056 | 0.00023982
VIC1 | Gas - Steam | 0 | 0 | 0 | 0 | 0 | 0 | 0 | 0 | 0 | 0 | 0 | 0 | 0 | 0 | 0 | 0 | 0 | 0 | 0 | 0 | 0 | 0 | 0 | 0 | 0 | 0 | 0 | 0 | 0
VIC1 | OCGT / Diesel | 0.00013819 | 0.00013695 | 0.00013398 | 0.00012749 | 0.00012165 | 0.00011608 | 0.00011106 | 0.00010985 | 0.0001074 | 0.00011174 | 0.0001155 | 0.00023812 | 0.00022721 | 0.0002168 | 0.012017 | 0.011435 | 1722.4714 | 1643.5796 | 1572.4969 | 1496.2784 | 6335.8264 | 6045.6358 | 8412.607 | 10158.4097 | 9693.1391 | 9249.1785 | 8849.1632 | 8420.2466 | 11169.5769
VIC1 | Hydro | 0 | 0 | 0 | 0 | 0 | 0 | 0 | 0 | 0 | 0 | 0 | 0 | 0 | 0 | 0 | 0 | 0 | 0 | 0 | 0 | 0 | 0 | 0 | 0 | 0 | 0 | 0 | 0 | 0
VIC1 | Wind | 0.0042507 | 0.004077 | 0.0042246 | 25616.236 | 24442.9733 | 27561.2475 | 62654.6104 | 68902.6478 | 65746.8013 | 62735.4979 | 70582.4409 | 67161.3284 | 75243.4687 | 77018.2484 | 73687.3067 | 72294.5936 | 97197.0015 | 92745.2305 | 88734.1168 | 90584.5604 | 88960.7049 | 85547.7344 | 81847.9032 | 77880.7567 | 74313.6992 | 70910.0184 | 67843.25 | 64554.9053 | 61598.1923
VIC1 | Solar PV | 0.00011159 | 0.0001629 | 0.00017047 | 0.00096805 | 0.0014569 | 0.0014749 | 902.2961 | 858.5621 | 819.2386 | 2840.2147 | 5250.9729 | 22633.0784 | 21596.4488 | 20607.2985 | 19716.059 | 18760.4267 | 18451.5116 | 17606.4042 | 16844.9495 | 16028.48 | 22925.4485 | 21875.4279 | 25133.5801 | 23915.362 | 24391.5768 | 33694.0571 | 32236.8318 | 30674.321 | 29269.3902
VIC1 | Grid Battery | 0.00013692 | 0.00020295 | 0.00019418 | 0.0002686 | 0.00042306 | 0.00044364 | 0.00054423 | 0.00070139 | 0.00077562 | 0.0011565 | 0.0011766 | 0.012187 | 0.011629 | 0.011096 | 0.010617 | 0.010102 | 0.0096413 | 0.0091997 | 0.0088018 | 0.0083752 | 0.0086694 | 0.0082723 | 0.0079146 | 1072.1677 | 1023.0608 | 976.2031 | 933.9835 | 888.7136 | 1822.2608
VIC1 | Pumped Hydro | 0 | 0 | 0.00026424 | 0.00054975 | 0.00052457 | 0.00094965 | 0.00090858 | 0.0015112 | 0.0017006 | 0.0028452 | 0.0028857 | 11613.1774 | 11081.2762 | 10573.7368 | 12626.1053 | 12014.1212 | 11786.8545 | 11246.9986 | 10760.5802 | 10239.0176 | 13830.103 | 13196.6632 | 12625.9242 | 12027.6826 | 11476.7963 | 10951.1415 | 10477.5185 | 9969.6759 | 9513.0496
VIC1 | VPP | 0 | 0 | 0 | 0 | 0 | 0 | 0 | 0 | 0 | 0 | 0 | 0 | 0 | 0 | 0 | 0 | 0 | 0 | 0 | 0 | 0 | 0 | 0 | 0 | 0 | 0 | 0 | 0 | 0
Total excluding storage |  | 0.0045378 | 0.0044126 | 0.0045648 | -283301.7243 | -280123.3717 | -301243.8247 | -404820.8079 | -375914.6515 | -325176.0711 | -276238.1869 | -218409.0984 | -158987.1226 | -140547.0379 | -128888.7235 | -123314.4376 | -115158.5366 | -79397.6043 | -75761.1664 | -72484.5919 | -62819.9186 | -44878.4375 | -42161.3709 | -33505.271 | -29727.7197 | -26794.5813 | -15147.6967 | 20523.955 | 103649.473 | 102037.1596
Region | Technology | 2021-22 | 2022-23 | 2023-24 | 2024-25 | 2025-26 | 2026-27 | 2027-28 | 2028-29 | 2029-30 | 2030-31 | 2031-32 | 2032-33 | 2033-34 | 2034-35 | 2035-36 | 2036-37 | 2037-38 | 2038-39 | 2039-40 | 2040-41 | 2041-42 | 2042-43 | 2043-44 | 2044-45 | 2045-46 | 2046-47 | 2047-48 | 2048-49 | 2049-50
SA1 | Black Coal | 0 | 0 | 0 | 0 | 0 | 0 | 0 | 0 | 0 | 0 | 0 | 0 | 0 | 0 | 0 | 0 | 0 | 0 | 0 | 0 | 0 | 0 | 0 | 0 | 0 | 0 | 0 | 0 | 0
SA1 | Brown Coal | 0 | 0 | 0 | 0 | 0 | 0 | 0 | 0 | 0 | 0 | 0 | 0 | 0 | 0 | 0 | 0 | 0 | 0 | 0 | 0 | 0 | 0 | 0 | 0 | 0 | 0 | 0 | 0 | 0
SA1 | CCGT | 3.7055e-05 | 3.5358e-05 | 4.2376e-05 | 4.7648e-05 | 4.5466e-05 | 4.3383e-05 | 4.1507e-05 | 3.9495e-05 | 3.7686e-05 | 3.9021e-05 | 3.8188e-05 | 5.4488e-05 | 5.1993e-05 | 4.9611e-05 | 5.48e-05 | 5.2143e-05 | 7.3804e-05 | 7.0424e-05 | 6.7378e-05 | 6.4112e-05 | 7.2985e-05 | 6.9642e-05 | 6.7148e-05 | 6.3893e-05 | 6.0966e-05 | 5.8174e-05 | 5.5658e-05 | 5.296e-05 | 5.0535e-05
SA1 | Gas - Steam | 0 | 0 | 0 | 0 | 0 | 0 | 0 | 0 | 0 | 0 | 0 | 0 | 0 | 0 | 0 | 0 | 0 | 0 | 0 | 0 | 0 | 0 | 0 | 0 | 0 | 0 | 0 | 0 | 0
SA1 | OCGT / Diesel | 0.00013804 | 0.00013673 | 0.0001319 | 0.00012551 | 0.00011976 | 0.00011428 | 0.00010933 | 0.00010667 | 0.00010489 | 0.00010678 | 0.00010801 | 0.00020031 | 0.00019113 | 0.00018238 | 225.2459 | 214.3283 | 1658.2812 | 1582.3294 | 1513.8956 | 1440.5175 | 1503.5992 | 1434.7321 | 2105.2085 | 2003.1696 | 1911.4214 | 1823.8753 | 1744.995 | 1660.4156 | 1584.366
SA1 | Hydro | 0 | 0 | 0 | 0 | 0 | 0 | 0 | 0 | 0 | 0 | 0 | 0 | 0 | 0 | 0 | 0 | 0 | 0 | 0 | 0 | 0 | 0 | 0 | 0 | 0 | 0 | 0 | 0 | 0
SA1 | Wind | 6257.4507 | 5970.8499 | 7732.8914 | 21069.3821 | 20104.3722 | 19183.562 | 21365.7003 | 31844.6898 | 30386.1543 | 29124.0258 | 27864.4488 | 36953.4743 | 35260.9488 | 33645.9437 | 33551.0654 | 31924.854 | 30462.6477 | 31138.5418 | 32952.7596 | 31355.5479 | 33311.5587 | 31785.84 | 36808.2465 | 35024.1651 | 34390.1882 | 43738.7729 | 41847.1264 | 39818.8071 | 38965.398
SA1 | Solar PV | 0.00035537 | 0.00061542 | 0.00070356 | 0.0018197 | 0.0027431 | 0.002619 | 0.0053067 | 0.0050511 | 0.0048197 | 0.0062933 | 1070.7216 | 1018.8244 | 972.1608 | 1687.3401 | 1614.3648 | 1536.117 | 7942.1284 | 7578.3668 | 7486.5658 | 7123.694 | 6797.4181 | 6486.0862 | 9760.2448 | 9287.1683 | 8861.8018 | 8455.9178 | 8090.21 | 7698.0797 | 8711.7824
SA1 | Grid Battery | 0.00014172 | 0.00022058 | 0.00021104 | 0.000266 | 0.00040967 | 0.00043227 | 0.00056199 | 0.00071358 | 0.00088719 | 0.0010344 | 0.001002 | 12.9327 | 12.3403 | 11.7751 | 2955.8973 | 2812.6257 | 4032.1746 | 3847.4948 | 3681.0955 | 3502.6738 | 5048.8648 | 4817.6191 | 4609.2632 | 4385.8534 | 4184.9746 | 3993.2964 | 3820.5914 | 3635.4083 | 3468.9011
SA1 | Pumped Hydro | 0 | 0 | 0.00019718 | 0.00019956 | 0.00019042 | 0.00021777 | 0.00021624 | 0.00021279 | 0.0002129 | 0.00023409 | 0.00022638 | 0.00039291 | 0.00037491 | 0.00035774 | 0.00041685 | 0.00039665 | 0.00049649 | 0.00047375 | 0.00045326 | 0.00043129 | 0.00051219 | 0.00048873 | 0.00046759 | 0.00069056 | 0.00065893 | 0.00062875 | 0.00060156 | 0.0005724 | 0.00054618
SA1 | VPP | 0 | 0 | 0 | 0 | 0 | 0 | 0 | 0 | 0 | 0 | 0 | 0 | 0 | 0 | 0 | 0 | 0 | 0 | 0 | 0 | 0 | 0 | 0 | 0 | 0 | 0 | 0 | 0 | 0
Total excluding storage |  | 6257.4513 | 5970.8507 | 7732.8922 | 21069.3841 | 20104.3751 | 19183.5648 | 21365.7058 | 31844.695 | 30386.1593 | 29124.0323 | 28935.1705 | 37972.299 | 36233.1098 | 35333.284 | 35390.6761 | 33675.2992 | 40063.0573 | 40299.2381 | 41953.2211 | 39919.7595 | 41612.576 | 39706.6583 | 48673.6999 | 46314.5031 | 45163.4114 | 54018.5661 | 51682.3316 | 49177.3024 | 49261.5465
Region | Technology | 2021-22 | 2022-23 | 2023-24 | 2024-25 | 2025-26 | 2026-27 | 2027-28 | 2028-29 | 2029-30 | 2030-31 | 2031-32 | 2032-33 | 2033-34 | 2034-35 | 2035-36 | 2036-37 | 2037-38 | 2038-39 | 2039-40 | 2040-41 | 2041-42 | 2042-43 | 2043-44 | 2044-45 | 2045-46 | 2046-47 | 2047-48 | 2048-49 | 2049-50
TAS1 | Black Coal | 0 | 0 | 0 | 0 | 0 | 0 | 0 | 0 | 0 | 0 | 0 | 0 | 0 | 0 | 0 | 0 | 0 | 0 | 0 | 0 | 0 | 0 | 0 | 0 | 0 | 0 | 0 | 0 | 0
TAS1 | Brown Coal | 0 | 0 | 0 | 0 | 0 | 0 | 0 | 0 | 0 | 0 | 0 | 0 | 0 | 0 | 0 | 0 | 0 | 0 | 0 | 0 | 0 | 0 | 0 | 0 | 0 | 0 | 0 | 0 | 0
TAS1 | CCGT | 3.0144e-05 | 2.8764e-05 | 2.752e-05 | 2.6186e-05 | 2.4986e-05 | 2.3842e-05 | 2.2811e-05 | 2.1705e-05 | 2.0711e-05 | 1.9762e-05 | 1.8908e-05 | 1.9205e-05 | 1.8326e-05 | 1.7486e-05 | 1.7344e-05 | 1.7085e-05 | 1.7017e-05 | 1.6797e-05 | 1.7214e-05 | 1.638e-05 | 1.6468e-05 | 1.6199e-05 | 1.6239e-05 | 1.6048e-05 | 1.5834e-05 | 1.5726e-05 | 1.5636e-05 | 1.561e-05 | 1.5315e-05
TAS1 | Gas - Steam | 0 | 0 | 0 | 0 | 0 | 0 | 0 | 0 | 0 | 0 | 0 | 0 | 0 | 0 | 0 | 0 | 0 | 0 | 0 | 0 | 0 | 0 | 0 | 0 | 0 | 0 | 0 | 0 | 0
TAS1 | OCGT / Diesel | 0.00013899 | 0.00013381 | 0.00012802 | 0.00012182 | 0.00011624 | 0.00011091 | 0.00010612 | 0.00010181 | 0.00010146 | 0.00010166 | 0.0001023 | 0.00011827 | 0.00011285 | 0.00010768 | 0.00010431 | 0.00010245 | 0.00010458 | 0.00010305 | 0.00011871 | 0.00011295 | 0.00010865 | 0.00010458 | 0.00010426 | 0.00010755 | 0.00010468 | 0.00010482 | 0.00010522 | 0.00010638 | 0.00010585
TAS1 | Hydro | 0 | 0 | 0 | 0 | 0 | 0 | 0 | 0 | 0 | 0 | 0 | 0 | 0 | 0 | 0 | 0 | 0 | 0 | 0 | 0 | 0 | 0 | 0 | 0 | 0 | 0 | 0 | 0 | 0
TAS1 | Wind | 10425.6841 | 9948.1719 | 12422.4106 | 11820.2996 | 11278.9119 | 10762.3205 | 12905.0409 | 14761.2923 | 16453.2896 | 17922.2436 | 19272.968 | 20372.5106 | 21379.9736 | 22252.4097 | 23061.6103 | 23629.5436 | 24155.7865 | 24585.9837 | 25044.3603 | 25278.3973 | 24120.6081 | 23015.8474 | 22020.4412 | 20953.1161 | 19993.4314 | 19077.7017 | 18252.6153 | 17367.9158 | 16572.4387
TAS1 | Solar PV | 4.3888e-05 | 7.4102e-05 | 8.7578e-05 | 0.00012018 | 0.00011467 | 0.00015472 | 0.00025187 | 0.00024474 | 0.00030023 | 0.00031505 | 0.00030143 | 0.00028682 | 0.00027368 | 0.00026115 | 0.00024985 | 0.00023774 | 0.00023713 | 0.00027132 | 0.00044211 | 0.00089287 | 0.00085197 | 0.00081295 | 0.00077779 | 0.00074009 | 0.0007062 | 0.00067385 | 0.00064471 | 0.00061346 | 0.00058536
TAS1 | Grid Battery | 0.00013972 | 0.0001931 | 0.00018475 | 0.00021676 | 0.00029673 | 0.00028582 | 0.00033649 | 0.00039017 | 0.00042492 | 0.00042651 | 0.00045533 | 0.00051342 | 0.00048991 | 0.00046747 | 0.0004869 | 0.00046953 | 0.00051471 | 0.00050496 | 0.00059168 | 0.000563 | 0.00061691 | 0.00061808 | 0.00062875 | 0.00065511 | 0.00068376 | 0.00068595 | 0.00071057 | 0.0007537 | 0.00076176
TAS1 | Pumped Hydro | 0 | 0 | 0.0005571 | 0.00053817 | 0.000537 | 0.00054297 | 0.00055543 | 0.00055202 | 0.00055119 | 0.0005521 | 0.00055973 | 0.00063143 | 0.00060251 | 0.00057727 | 0.00057869 | 0.00057962 | 0.00059783 | 0.00058324 | 0.00065726 | 0.0006254 | 0.00062442 | 0.00059859 | 0.0006149 | 0.00062618 | 0.00061019 | 0.00060158 | 0.00060192 | 0.00063713 | 0.00061116
TAS1 | VPP | 0 | 0 | 0 | 0 | 0 | 0 | 0 | 0 | 0 | 0 | 0 | 0 | 0 | 0 | 0 | 0 | 0 | 0 | 0 | 0 | 0 | 0 | 0 | 0 | 0 | 0 | 0 | 0 | 0
Total excluding storage |  | 10425.6843 | 9948.1721 | 12422.4109 | 11820.2999 | 11278.9121 | 10762.3208 | 12905.0413 | 14761.2927 | 16453.29 | 17922.2441 | 19272.9684 | 20372.511 | 21379.974 | 22252.4101 | 23061.6107 | 23629.544 | 24155.7869 | 24585.9841 | 25044.3608 | 25278.3983 | 24120.6091 | 23015.8483 | 22020.4421 | 20953.117 | 19993.4322 | 19077.7025 | 18252.616 | 17367.9165 | 16572.4394

## BaseCase_Fuel Cost
Fuel cost by technology ($000s) - Base Case, Step Change Scenario
Fuel | Real June 2020 dollars discounted to 1 July 2020
Explicitly modelled generation
Region | Technology | 2021-22 | 2022-23 | 2023-24 | 2024-25 | 2025-26 | 2026-27 | 2027-28 | 2028-29 | 2029-30 | 2030-31 | 2031-32 | 2032-33 | 2033-34 | 2034-35 | 2035-36 | 2036-37 | 2037-38 | 2038-39 | 2039-40 | 2040-41 | 2041-42 | 2042-43 | 2043-44 | 2044-45 | 2045-46 | 2046-47 | 2047-48 | 2048-49 | 2049-50
NEM | Black Coal | 1487207.2729 | 1303623.2835 | 1211443.1122 | 1000327.8906 | 855752.1742 | 756263.4316 | 683021.739 | 707016.3063 | 558342.0324 | 524015.2039 | 459031.5509 | 306630.5337 | 301228.0588 | 256092.5095 | 193635.4402 | 179679.7586 | 178206.2939 | 166432.9934 | 149053.9192 | 138186.5389 | 100415.575 | 59401.0358 | 38066.0973 | 30323.536 | 27128.7295 | 26342.8757 | 24930.0021 | 22134.4003 | 21598.3812
NEM | Brown Coal | 207758.4189 | 172528.1391 | 172998.3105 | 82833.1435 | 77337.175 | 58937.3185 | 0.053819 | 0.037347 | 0.032964 | 0.031636 | 0.02794 | 0.026708 | 0.026757 | 0.023763 | 0.022423 | 0.017485 | 0.010284 | 0.010601 | 0.0086587 | 0.0073631 | 0.0085557 | 0.0090067 | 0.0089814 | 0.0079273 | 0.0034953 | 0.0037411 | 0.00086387 | 0 | 0
NEM | CCGT | 173881.0657 | 162734.8207 | 119594.5694 | 187826.0477 | 219271.2045 | 185948.4763 | 195359.2994 | 194475.5657 | 166431.4353 | 187426.9721 | 212254.4399 | 241424.9637 | 255843.3847 | 234632.3458 | 201140.3443 | 166533.048 | 138245.9185 | 131717.1419 | 110876.9119 | 105756.4794 | 109669.7779 | 116528.1328 | 69378.6975 | 61063.9446 | 29454.2542 | 21241.8846 | 20306.4656 | 19298.0091 | 18387.7602
NEM | Gas - Steam | 83423.2047 | 78243.9132 | 72509.1756 | 21917.5203 | 22096.8824 | 21793.1321 | 22998.5769 | 27036.0797 | 14598.8752 | 21160.7362 | 44405.4699 | 88397.9393 | 81201.3966 | 106044.8397 | 30083.6855 | 25188.5215 | 42539.562 | 58926.2355 | 3678.1518 | 3965.028 | 4898.1145 | 5059.49 | 4264.4125 | 3973.4415 | 3300.8428 | 0 | 0 | 0 | 0
NEM | OCGT / Diesel | 5202.4918 | 1846.6525 | 8402.6686 | 29406.5162 | 20442.5081 | 21852.3043 | 21294.7185 | 33274.141 | 9499.1881 | 26516.9463 | 45155.1925 | 106829.3601 | 75763.8585 | 114309.0738 | 103308.7914 | 118062.5488 | 235454.2693 | 218071.4075 | 351159.9848 | 394147.2089 | 401006.2224 | 489258.1608 | 613873.3519 | 418180.53 | 419080.4556 | 580450.8132 | 583582.3571 | 637454.6243 | 659575.8767
NEM | Hydro | 0 | 0 | 0 | 0 | 0 | 0 | 0 | 0 | 0 | 0 | 0 | 0 | 0 | 0 | 0 | 0 | 0 | 0 | 0 | 0 | 0 | 0 | 0 | 0 | 0 | 0 | 0 | 0 | 0
NEM | Wind | 0 | 0 | 0 | 0 | 0 | 0 | 0 | 0 | 0 | 0 | 0 | 0 | 0 | 0 | 0 | 0 | 0 | 0 | 0 | 0 | 0 | 0 | 0 | 0 | 0 | 0 | 0 | 0 | 0
NEM | Solar PV | 0 | 0 | 0 | 0 | 0 | 0 | 0 | 0 | 0 | 0 | 0 | 0 | 0 | 0 | 0 | 0 | 0 | 0 | 0 | 0 | 0 | 0 | 0 | 0 | 0 | 0 | 0 | 0 | 0
NEM | Grid Battery | 0 | 0 | 0 | 0 | 0 | 0 | 0 | 0 | 0 | 0 | 0 | 0 | 0 | 0 | 0 | 0 | 0 | 0 | 0 | 0 | 0 | 0 | 0 | 0 | 0 | 0 | 0 | 0 | 0
NEM | Pumped Hydro | 0 | 0 | 0 | 0 | 0 | 0 | 0 | 0 | 0 | 0 | 0 | 0 | 0 | 0 | 0 | 0 | 0 | 0 | 0 | 0 | 0 | 0 | 0 | 0 | 0 | 0 | 0 | 0 | 0
NEM | VPP | 0 | 0 | 0 | 0 | 0 | 0 | 0 | 0 | 0 | 0 | 0 | 0 | 0 | 0 | 0 | 0 | 0 | 0 | 0 | 0 | 0 | 0 | 0 | 0 | 0 | 0 | 0 | 0 | 0
Total excluding storage |  | 1957472.454 | 1718976.809 | 1584947.8362 | 1322311.1183 | 1194899.9443 | 1044794.6628 | 922674.3877 | 961802.13 | 748871.564 | 759119.8901 | 760846.6811 | 743282.8236 | 714036.7252 | 711078.7925 | 528168.2839 | 489463.8944 | 594446.0539 | 575147.7888 | 614768.9764 | 642055.2626 | 615989.6983 | 670246.8285 | 725582.5683 | 513541.46 | 478964.2855 | 628035.5772 | 628818.8257 | 678887.0338 | 699562.0181
Region | Technology | 2021-22 | 2022-23 | 2023-24 | 2024-25 | 2025-26 | 2026-27 | 2027-28 | 2028-29 | 2029-30 | 2030-31 | 2031-32 | 2032-33 | 2033-34 | 2034-35 | 2035-36 | 2036-37 | 2037-38 | 2038-39 | 2039-40 | 2040-41 | 2041-42 | 2042-43 | 2043-44 | 2044-45 | 2045-46 | 2046-47 | 2047-48 | 2048-49 | 2049-50
NSW1 | Black Coal | 857272.873 | 732009.515 | 653037.492 | 637702.2305 | 530988.7355 | 448552.5041 | 421007.6112 | 440961.9871 | 321078.8184 | 305531.7399 | 259629.6269 | 109919.5457 | 128742.0547 | 109084.7371 | 56000.9057 | 66402.7655 | 69828.4278 | 64453.425 | 57564.4876 | 48181.2685 | 26213.8791 | 0 | 0 | 0 | 0 | 0 | 0 | 0 | 0
NSW1 | Brown Coal | 0 | 0 | 0 | 0 | 0 | 0 | 0 | 0 | 0 | 0 | 0 | 0 | 0 | 0 | 0 | 0 | 0 | 0 | 0 | 0 | 0 | 0 | 0 | 0 | 0 | 0 | 0 | 0 | 0
NSW1 | CCGT | 2263.4016 | 2118.167 | 6121.0881 | 15284.4304 | 18351.9545 | 9760.2256 | 21466.0792 | 32371.9474 | 27829.6884 | 29675.664 | 33111.0305 | 53434.8061 | 52310.0533 | 56972.6508 | 48051.4 | 39103.8346 | 49284.0875 | 51330.4533 | 45310.1053 | 37840.5334 | 38346.922 | 41893.1219 | 2225.2133 | 0.0040031 | 0.0039019 | 0.0039193 | 0.0036752 | 0.0034567 | 0.0032563
NSW1 | Gas - Steam | 0 | 0 | 0 | 0 | 0 | 0 | 0 | 0 | 0 | 0 | 0 | 0 | 0 | 0 | 0 | 0 | 0 | 0 | 0 | 0 | 0 | 0 | 0 | 0 | 0 | 0 | 0 | 0 | 0
NSW1 | OCGT / Diesel | 0.0025031 | 0.0024555 | 1145.2526 | 5999.9584 | 936.5106 | 1811.3977 | 1394.7009 | 4253.2989 | 52.0001 | 691.7158 | 1654.2035 | 25521.5655 | 10746.4205 | 32866.4168 | 26086.7913 | 35606.06 | 80285.1702 | 95494.202 | 118421.7917 | 154110.6836 | 87778.9255 | 128685.5082 | 201853.6969 | 110836.573 | 96992.6246 | 133416.6237 | 175679.6862 | 172800.8644 | 153786.3175
NSW1 | Hydro | 0 | 0 | 0 | 0 | 0 | 0 | 0 | 0 | 0 | 0 | 0 | 0 | 0 | 0 | 0 | 0 | 0 | 0 | 0 | 0 | 0 | 0 | 0 | 0 | 0 | 0 | 0 | 0 | 0
NSW1 | Wind | 0 | 0 | 0 | 0 | 0 | 0 | 0 | 0 | 0 | 0 | 0 | 0 | 0 | 0 | 0 | 0 | 0 | 0 | 0 | 0 | 0 | 0 | 0 | 0 | 0 | 0 | 0 | 0 | 0
NSW1 | Solar PV | 0 | 0 | 0 | 0 | 0 | 0 | 0 | 0 | 0 | 0 | 0 | 0 | 0 | 0 | 0 | 0 | 0 | 0 | 0 | 0 | 0 | 0 | 0 | 0 | 0 | 0 | 0 | 0 | 0
NSW1 | Grid Battery | 0 | 0 | 0 | 0 | 0 | 0 | 0 | 0 | 0 | 0 | 0 | 0 | 0 | 0 | 0 | 0 | 0 | 0 | 0 | 0 | 0 | 0 | 0 | 0 | 0 | 0 | 0 | 0 | 0
NSW1 | Pumped Hydro | 0 | 0 | 0 | 0 | 0 | 0 | 0 | 0 | 0 | 0 | 0 | 0 | 0 | 0 | 0 | 0 | 0 | 0 | 0 | 0 | 0 | 0 | 0 | 0 | 0 | 0 | 0 | 0 | 0
NSW1 | VPP | 0 | 0 | 0 | 0 | 0 | 0 | 0 | 0 | 0 | 0 | 0 | 0 | 0 | 0 | 0 | 0 | 0 | 0 | 0 | 0 | 0 | 0 | 0 | 0 | 0 | 0 | 0 | 0 | 0
Total excluding storage |  | 859536.2771 | 734127.6845 | 660303.8326 | 658986.6193 | 550277.2006 | 460124.1274 | 443868.3913 | 477587.2334 | 348960.5069 | 335899.1196 | 294394.8608 | 188875.9174 | 191798.5285 | 198923.8047 | 130139.097 | 141112.66 | 199397.6855 | 211278.0804 | 221296.3846 | 240132.4855 | 152339.7265 | 170578.6301 | 204078.9101 | 110836.577 | 96992.6285 | 133416.6276 | 175679.6899 | 172800.8678 | 153786.3207
Region | Technology | 2021-22 | 2022-23 | 2023-24 | 2024-25 | 2025-26 | 2026-27 | 2027-28 | 2028-29 | 2029-30 | 2030-31 | 2031-32 | 2032-33 | 2033-34 | 2034-35 | 2035-36 | 2036-37 | 2037-38 | 2038-39 | 2039-40 | 2040-41 | 2041-42 | 2042-43 | 2043-44 | 2044-45 | 2045-46 | 2046-47 | 2047-48 | 2048-49 | 2049-50
QLD1 | Black Coal | 629934.3999 | 571613.7685 | 558405.6202 | 362625.6601 | 324763.4387 | 307710.9275 | 262014.1279 | 266054.3192 | 237263.214 | 218483.464 | 199401.924 | 196710.988 | 172486.0041 | 147007.7724 | 137634.5345 | 113276.9931 | 108377.8661 | 101979.5684 | 91489.4316 | 90005.2704 | 74201.6959 | 59401.0358 | 38066.0973 | 30323.536 | 27128.7295 | 26342.8757 | 24930.0021 | 22134.4003 | 21598.3812
QLD1 | Brown Coal | 0 | 0 | 0 | 0 | 0 | 0 | 0 | 0 | 0 | 0 | 0 | 0 | 0 | 0 | 0 | 0 | 0 | 0 | 0 | 0 | 0 | 0 | 0 | 0 | 0 | 0 | 0 | 0 | 0
QLD1 | CCGT | 82211.3596 | 78221.2694 | 80845.2587 | 123982.4074 | 139890.6563 | 121117.6612 | 134030.8387 | 127091.4328 | 112710.9337 | 117430.4868 | 132666.096 | 136418.9345 | 147451.6565 | 121837.0403 | 109702.9337 | 85741.5751 | 88961.8223 | 80386.6802 | 65566.7985 | 67915.9385 | 71322.8464 | 74635.0015 | 67153.4724 | 61063.9297 | 29454.2396 | 21241.8701 | 20306.452 | 19297.9958 | 18387.7417
QLD1 | Gas - Steam | 2073.3766 | 1988.8054 | 3746.9465 | 3640.915 | 3554.6885 | 3380.3188 | 5319.852 | 5742.3445 | 5676.453 | 4140.7728 | 3873.4932 | 4592.093 | 6365.1825 | 4986.0145 | 4219.6475 | 4686.2795 | 5134.458 | 4433.3555 | 3678.1518 | 3965.028 | 4898.1145 | 5059.49 | 4264.4125 | 3973.4415 | 3300.8428 | 0 | 0 | 0 | 0
QLD1 | OCGT / Diesel | 0.0041784 | 0.0040674 | 0.0040633 | 9355.3076 | 4186.6604 | 4876.0878 | 8865.6604 | 14374.7003 | 7013.5147 | 12990.9249 | 26419.7754 | 37886.9043 | 35126.3876 | 23637.6373 | 25805.7211 | 36757.1149 | 52228.1025 | 30118.5248 | 61632.5845 | 66984.6721 | 79161.6981 | 91150.17 | 75635.098 | 82032.1705 | 86539.2868 | 155598.084 | 114038.0784 | 111746.4827 | 97326.6195
QLD1 | Hydro | 0 | 0 | 0 | 0 | 0 | 0 | 0 | 0 | 0 | 0 | 0 | 0 | 0 | 0 | 0 | 0 | 0 | 0 | 0 | 0 | 0 | 0 | 0 | 0 | 0 | 0 | 0 | 0 | 0
QLD1 | Wind | 0 | 0 | 0 | 0 | 0 | 0 | 0 | 0 | 0 | 0 | 0 | 0 | 0 | 0 | 0 | 0 | 0 | 0 | 0 | 0 | 0 | 0 | 0 | 0 | 0 | 0 | 0 | 0 | 0
QLD1 | Solar PV | 0 | 0 | 0 | 0 | 0 | 0 | 0 | 0 | 0 | 0 | 0 | 0 | 0 | 0 | 0 | 0 | 0 | 0 | 0 | 0 | 0 | 0 | 0 | 0 | 0 | 0 | 0 | 0 | 0
QLD1 | Grid Battery | 0 | 0 | 0 | 0 | 0 | 0 | 0 | 0 | 0 | 0 | 0 | 0 | 0 | 0 | 0 | 0 | 0 | 0 | 0 | 0 | 0 | 0 | 0 | 0 | 0 | 0 | 0 | 0 | 0
QLD1 | Pumped Hydro | 0 | 0 | 0 | 0 | 0 | 0 | 0 | 0 | 0 | 0 | 0 | 0 | 0 | 0 | 0 | 0 | 0 | 0 | 0 | 0 | 0 | 0 | 0 | 0 | 0 | 0 | 0 | 0 | 0
QLD1 | VPP | 0 | 0 | 0 | 0 | 0 | 0 | 0 | 0 | 0 | 0 | 0 | 0 | 0 | 0 | 0 | 0 | 0 | 0 | 0 | 0 | 0 | 0 | 0 | 0 | 0 | 0 | 0 | 0 | 0
Total excluding storage |  | 714219.1402 | 651823.8474 | 642997.8295 | 499604.29 | 472395.4439 | 437084.9954 | 410230.479 | 413262.7968 | 362664.1155 | 353045.6485 | 362361.2887 | 375608.9199 | 361429.2307 | 297468.4646 | 277362.8368 | 240461.9626 | 254702.2489 | 216918.1288 | 222366.9664 | 228870.9089 | 229584.3549 | 230245.6973 | 185119.0802 | 177393.0778 | 146423.0987 | 203182.8297 | 159274.5325 | 153178.8789 | 137312.7425
Region | Technology | 2021-22 | 2022-23 | 2023-24 | 2024-25 | 2025-26 | 2026-27 | 2027-28 | 2028-29 | 2029-30 | 2030-31 | 2031-32 | 2032-33 | 2033-34 | 2034-35 | 2035-36 | 2036-37 | 2037-38 | 2038-39 | 2039-40 | 2040-41 | 2041-42 | 2042-43 | 2043-44 | 2044-45 | 2045-46 | 2046-47 | 2047-48 | 2048-49 | 2049-50
VIC1 | Black Coal | 0 | 0 | 0 | 0 | 0 | 0 | 0 | 0 | 0 | 0 | 0 | 0 | 0 | 0 | 0 | 0 | 0 | 0 | 0 | 0 | 0 | 0 | 0 | 0 | 0 | 0 | 0 | 0 | 0
VIC1 | Brown Coal | 207758.4189 | 172528.1391 | 172998.3105 | 82833.1435 | 77337.175 | 58937.3185 | 0.053819 | 0.037347 | 0.032964 | 0.031636 | 0.02794 | 0.026708 | 0.026757 | 0.023763 | 0.022423 | 0.017485 | 0.010284 | 0.010601 | 0.0086587 | 0.0073631 | 0.0085557 | 0.0090067 | 0.0089814 | 0.0079273 | 0.0034953 | 0.0037411 | 0.00086387 | 0 | 0
VIC1 | CCGT | 0.0015228 | 0.0014709 | 0.0015229 | 0.0025657 | 0.002505 | 0.0024003 | 0.0024287 | 0.0026454 | 0.0024981 | 0.0025595 | 0.0026906 | 0.0036494 | 0.0035523 | 0.0034107 | 0.0032137 | 0.0030829 | 0.0043894 | 0.0042437 | 0.0040223 | 0.0037955 | 0.0053209 | 0.0052769 | 0.0079233 | 0.007144 | 0.0070189 | 0.0070488 | 0.0066342 | 0.0065945 | 0.012173
VIC1 | Gas - Steam | 1065.7321 | 505.9728 | 910.8201 | 6464.3795 | 5679.738 | 5505.9765 | 8058.8245 | 11058.132 | 2920.487 | 9197.63 | 25724.578 | 52875.384 | 41680.38 | 48598.508 | 25864.038 | 20502.242 | 37405.104 | 54492.88 | 0 | 0 | 0 | 0 | 0 | 0 | 0 | 0 | 0 | 0 | 0
VIC1 | OCGT / Diesel | 1148.7596 | 30.6983 | 1017.8361 | 4351.3277 | 2565.5797 | 6494.933 | 5401.6702 | 7728.9568 | 1117.0861 | 4599.7443 | 6825.6187 | 24833.9984 | 13433.992 | 34655.381 | 30493.9983 | 27113.267 | 55894.6996 | 49643.5307 | 117707.0462 | 121600.9421 | 184402.8676 | 214551.2061 | 265980.3355 | 192105.6803 | 203316.9707 | 260826.4014 | 266764.3462 | 318504.4117 | 379083.4416
VIC1 | Hydro | 0 | 0 | 0 | 0 | 0 | 0 | 0 | 0 | 0 | 0 | 0 | 0 | 0 | 0 | 0 | 0 | 0 | 0 | 0 | 0 | 0 | 0 | 0 | 0 | 0 | 0 | 0 | 0 | 0
VIC1 | Wind | 0 | 0 | 0 | 0 | 0 | 0 | 0 | 0 | 0 | 0 | 0 | 0 | 0 | 0 | 0 | 0 | 0 | 0 | 0 | 0 | 0 | 0 | 0 | 0 | 0 | 0 | 0 | 0 | 0
VIC1 | Solar PV | 0 | 0 | 0 | 0 | 0 | 0 | 0 | 0 | 0 | 0 | 0 | 0 | 0 | 0 | 0 | 0 | 0 | 0 | 0 | 0 | 0 | 0 | 0 | 0 | 0 | 0 | 0 | 0 | 0
VIC1 | Grid Battery | 0 | 0 | 0 | 0 | 0 | 0 | 0 | 0 | 0 | 0 | 0 | 0 | 0 | 0 | 0 | 0 | 0 | 0 | 0 | 0 | 0 | 0 | 0 | 0 | 0 | 0 | 0 | 0 | 0
VIC1 | Pumped Hydro | 0 | 0 | 0 | 0 | 0 | 0 | 0 | 0 | 0 | 0 | 0 | 0 | 0 | 0 | 0 | 0 | 0 | 0 | 0 | 0 | 0 | 0 | 0 | 0 | 0 | 0 | 0 | 0 | 0
VIC1 | VPP | 0 | 0 | 0 | 0 | 0 | 0 | 0 | 0 | 0 | 0 | 0 | 0 | 0 | 0 | 0 | 0 | 0 | 0 | 0 | 0 | 0 | 0 | 0 | 0 | 0 | 0 | 0 | 0 | 0
Total excluding storage |  | 209972.9121 | 173064.8117 | 174926.9681 | 93648.8533 | 85582.4952 | 70938.2304 | 13460.5509 | 18787.1288 | 4037.6086 | 13797.4085 | 32550.2273 | 77709.4127 | 55114.4023 | 83253.9161 | 56358.0619 | 47615.5295 | 93299.8183 | 104136.4256 | 117707.0589 | 121600.9533 | 184402.8814 | 214551.2204 | 265980.3524 | 192105.6954 | 203316.9812 | 260826.4122 | 266764.3537 | 318504.4183 | 379083.4538
Region | Technology | 2021-22 | 2022-23 | 2023-24 | 2024-25 | 2025-26 | 2026-27 | 2027-28 | 2028-29 | 2029-30 | 2030-31 | 2031-32 | 2032-33 | 2033-34 | 2034-35 | 2035-36 | 2036-37 | 2037-38 | 2038-39 | 2039-40 | 2040-41 | 2041-42 | 2042-43 | 2043-44 | 2044-45 | 2045-46 | 2046-47 | 2047-48 | 2048-49 | 2049-50
SA1 | Black Coal | 0 | 0 | 0 | 0 | 0 | 0 | 0 | 0 | 0 | 0 | 0 | 0 | 0 | 0 | 0 | 0 | 0 | 0 | 0 | 0 | 0 | 0 | 0 | 0 | 0 | 0 | 0 | 0 | 0
SA1 | Brown Coal | 0 | 0 | 0 | 0 | 0 | 0 | 0 | 0 | 0 | 0 | 0 | 0 | 0 | 0 | 0 | 0 | 0 | 0 | 0 | 0 | 0 | 0 | 0 | 0 | 0 | 0 | 0 | 0 | 0
SA1 | CCGT | 89406.3016 | 82395.3815 | 32628.2198 | 48559.2061 | 61028.5901 | 55070.586 | 39862.3779 | 35012.1818 | 25890.8097 | 40320.8178 | 46477.3098 | 51571.2185 | 56081.6704 | 55822.6503 | 43386.0065 | 41687.6344 | 0.0033936 | 0.0032516 | 0.0030871 | 0.0029001 | 0.0033016 | 0.0032363 | 0.0031238 | 0.0028276 | 0.0027602 | 0.0027019 | 0.0025341 | 0.0024049 | 0.0022583
SA1 | Gas - Steam | 80284.096 | 75749.135 | 67851.409 | 11812.2258 | 12862.4559 | 12906.8368 | 9619.9004 | 10235.6032 | 6001.9352 | 7822.3334 | 14807.3987 | 30930.4623 | 33155.8341 | 52460.3172 | 0 | 0 | 0 | 0 | 0 | 0 | 0 | 0 | 0 | 0 | 0 | 0 | 0 | 0 | 0
SA1 | OCGT / Diesel | 4053.7239 | 1815.9461 | 6239.5743 | 9699.9209 | 12753.7561 | 8669.8844 | 5632.6857 | 6917.1838 | 1316.586 | 8234.5601 | 10255.5937 | 18572.9884 | 16457.0571 | 23149.6376 | 20922.2796 | 18586.1058 | 47046.2958 | 42815.1488 | 53398.5614 | 51435.5276 | 49651.9046 | 54871.2758 | 70404.2207 | 33193.9855 | 32231.5727 | 30609.7033 | 27100.2455 | 34367.3631 | 29379.4973
SA1 | Hydro | 0 | 0 | 0 | 0 | 0 | 0 | 0 | 0 | 0 | 0 | 0 | 0 | 0 | 0 | 0 | 0 | 0 | 0 | 0 | 0 | 0 | 0 | 0 | 0 | 0 | 0 | 0 | 0 | 0
SA1 | Wind | 0 | 0 | 0 | 0 | 0 | 0 | 0 | 0 | 0 | 0 | 0 | 0 | 0 | 0 | 0 | 0 | 0 | 0 | 0 | 0 | 0 | 0 | 0 | 0 | 0 | 0 | 0 | 0 | 0
SA1 | Solar PV | 0 | 0 | 0 | 0 | 0 | 0 | 0 | 0 | 0 | 0 | 0 | 0 | 0 | 0 | 0 | 0 | 0 | 0 | 0 | 0 | 0 | 0 | 0 | 0 | 0 | 0 | 0 | 0 | 0
SA1 | Grid Battery | 0 | 0 | 0 | 0 | 0 | 0 | 0 | 0 | 0 | 0 | 0 | 0 | 0 | 0 | 0 | 0 | 0 | 0 | 0 | 0 | 0 | 0 | 0 | 0 | 0 | 0 | 0 | 0 | 0
SA1 | Pumped Hydro | 0 | 0 | 0 | 0 | 0 | 0 | 0 | 0 | 0 | 0 | 0 | 0 | 0 | 0 | 0 | 0 | 0 | 0 | 0 | 0 | 0 | 0 | 0 | 0 | 0 | 0 | 0 | 0 | 0
SA1 | VPP | 0 | 0 | 0 | 0 | 0 | 0 | 0 | 0 | 0 | 0 | 0 | 0 | 0 | 0 | 0 | 0 | 0 | 0 | 0 | 0 | 0 | 0 | 0 | 0 | 0 | 0 | 0 | 0 | 0
Total excluding storage |  | 173744.1215 | 159960.4626 | 106719.2031 | 70071.3528 | 86644.802 | 76647.3071 | 55114.964 | 52164.9688 | 33209.3309 | 56377.7113 | 71540.3022 | 101074.6692 | 105694.5616 | 131432.6051 | 64308.2861 | 60273.7402 | 47046.2992 | 42815.1521 | 53398.5645 | 51435.5305 | 49651.9079 | 54871.279 | 70404.2239 | 33193.9883 | 32231.5755 | 30609.706 | 27100.248 | 34367.3655 | 29379.4995
Region | Technology | 2021-22 | 2022-23 | 2023-24 | 2024-25 | 2025-26 | 2026-27 | 2027-28 | 2028-29 | 2029-30 | 2030-31 | 2031-32 | 2032-33 | 2033-34 | 2034-35 | 2035-36 | 2036-37 | 2037-38 | 2038-39 | 2039-40 | 2040-41 | 2041-42 | 2042-43 | 2043-44 | 2044-45 | 2045-46 | 2046-47 | 2047-48 | 2048-49 | 2049-50
TAS1 | Black Coal | 0 | 0 | 0 | 0 | 0 | 0 | 0 | 0 | 0 | 0 | 0 | 0 | 0 | 0 | 0 | 0 | 0 | 0 | 0 | 0 | 0 | 0 | 0 | 0 | 0 | 0 | 0 | 0 | 0
TAS1 | Brown Coal | 0 | 0 | 0 | 0 | 0 | 0 | 0 | 0 | 0 | 0 | 0 | 0 | 0 | 0 | 0 | 0 | 0 | 0 | 0 | 0 | 0 | 0 | 0 | 0 | 0 | 0 | 0 | 0 | 0
TAS1 | CCGT | 0.0013972 | 0.0013289 | 0.0013189 | 0.001271 | 0.0011869 | 0.0011471 | 0.0010972 | 0.0010304 | 0.00099459 | 0.00095963 | 0.00092916 | 0.00094531 | 0.00091871 | 0.0009081 | 0.00090749 | 0.00089832 | 0.00089638 | 0.00088553 | 0.00090147 | 0.00087072 | 0.00087332 | 0.00085801 | 0.00085813 | 0.00084569 | 0.00083369 | 0.00082662 | 0.00082041 | 0.00081795 | 0.00080086
TAS1 | Gas - Steam | 0 | 0 | 0 | 0 | 0 | 0 | 0 | 0 | 0 | 0 | 0 | 0 | 0 | 0 | 0 | 0 | 0 | 0 | 0 | 0 | 0 | 0 | 0 | 0 | 0 | 0 | 0 | 0 | 0
TAS1 | OCGT / Diesel | 0.0016488 | 0.0015105 | 0.0015907 | 0.0015633 | 0.00138 | 0.0013916 | 0.0013204 | 0.0012034 | 0.001199 | 0.0011882 | 0.0011725 | 13.9035 | 0.0011607 | 0.0011516 | 0.0011473 | 0.0011313 | 0.0011333 | 0.0011034 | 0.0011019 | 15.3836 | 10.8266 | 0.00085396 | 0.00086567 | 12.1206 | 0.00082224 | 0.00081928 | 0.00080939 | 35.5025 | 0.00078297
TAS1 | Hydro | 0 | 0 | 0 | 0 | 0 | 0 | 0 | 0 | 0 | 0 | 0 | 0 | 0 | 0 | 0 | 0 | 0 | 0 | 0 | 0 | 0 | 0 | 0 | 0 | 0 | 0 | 0 | 0 | 0
TAS1 | Wind | 0 | 0 | 0 | 0 | 0 | 0 | 0 | 0 | 0 | 0 | 0 | 0 | 0 | 0 | 0 | 0 | 0 | 0 | 0 | 0 | 0 | 0 | 0 | 0 | 0 | 0 | 0 | 0 | 0
TAS1 | Solar PV | 0 | 0 | 0 | 0 | 0 | 0 | 0 | 0 | 0 | 0 | 0 | 0 | 0 | 0 | 0 | 0 | 0 | 0 | 0 | 0 | 0 | 0 | 0 | 0 | 0 | 0 | 0 | 0 | 0
TAS1 | Grid Battery | 0 | 0 | 0 | 0 | 0 | 0 | 0 | 0 | 0 | 0 | 0 | 0 | 0 | 0 | 0 | 0 | 0 | 0 | 0 | 0 | 0 | 0 | 0 | 0 | 0 | 0 | 0 | 0 | 0
TAS1 | Pumped Hydro | 0 | 0 | 0 | 0 | 0 | 0 | 0 | 0 | 0 | 0 | 0 | 0 | 0 | 0 | 0 | 0 | 0 | 0 | 0 | 0 | 0 | 0 | 0 | 0 | 0 | 0 | 0 | 0 | 0
TAS1 | VPP | 0 | 0 | 0 | 0 | 0 | 0 | 0 | 0 | 0 | 0 | 0 | 0 | 0 | 0 | 0 | 0 | 0 | 0 | 0 | 0 | 0 | 0 | 0 | 0 | 0 | 0 | 0 | 0 | 0
Total excluding storage |  | 0.0030459 | 0.0028394 | 0.0029096 | 0.0028343 | 0.002567 | 0.0025387 | 0.0024176 | 0.0022338 | 0.0021936 | 0.0021478 | 0.0021017 | 13.9045 | 0.0020794 | 0.0020597 | 0.0020548 | 0.0020296 | 0.0020297 | 0.0019889 | 0.0020034 | 15.3845 | 10.8275 | 0.001712 | 0.0017238 | 12.1215 | 0.0016559 | 0.0016459 | 0.0016298 | 35.5033 | 0.0015838

## BaseCase_Build Cost
New generation build cost (CAPEX) by technology ($000s) - Base Case, Step Change Scenario
CAPEX (Install) | Real June 2020 dollars discounted to 1 July 2020. The total capital costs are annualised for modelling purposes.
Explicitly modelled generation
Region | Technology | 2021-22 | 2022-23 | 2023-24 | 2024-25 | 2025-26 | 2026-27 | 2027-28 | 2028-29 | 2029-30 | 2030-31 | 2031-32 | 2032-33 | 2033-34 | 2034-35 | 2035-36 | 2036-37 | 2037-38 | 2038-39 | 2039-40 | 2040-41 | 2041-42 | 2042-43 | 2043-44 | 2044-45 | 2045-46 | 2046-47 | 2047-48 | 2048-49 | 2049-50
NEM | Black Coal | 0 | 0 | 0 | 0 | 0 | 0 | 0 | 0 | 0 | 0 | 0 | 0 | 0 | 0 | 0 | 0 | 0 | 0 | 0 | 0 | 0 | 0 | 0 | 0 | 0 | 0 | 0 | 0 | 0
NEM | Brown Coal | 0 | 0 | 0 | 0 | 0 | 0 | 0 | 0 | 0 | 0 | 0 | 0 | 0 | 0 | 0 | 0 | 0 | 0 | 0 | 0 | 0 | 0 | 0 | 0 | 0 | 0 | 0 | 0 | 0
NEM | CCGT | 0.0023318 | 0.0022562 | 0.0023533 | 0.0029427 | 0.0028079 | 0.0026793 | 0.0026712 | 0.0026943 | 0.0025709 | 0.00258 | 0.0027111 | 0.0037296 | 0.0035588 | 0.0033958 | 0.0033944 | 0.0032368 | 0.0042605 | 0.004072 | 0.0041077 | 0.0039086 | 0.0044628 | 0.0043583 | 0.005057 | 0.0048189 | 0.0046043 | 0.003679 | 0.003517 | 0.0033805 | 0.0043938
NEM | Gas - Steam | 0 | 0 | 0 | 0 | 0 | 0 | 0 | 0 | 0 | 0 | 0 | 0 | 0 | 0 | 0 | 0 | 0 | 0 | 0 | 0 | 0 | 0 | 0 | 0 | 0 | 0 | 0 | 0 | 0
NEM | OCGT / Diesel | 0.0057125 | 0.0056549 | 0.0055711 | 0.0053368 | 0.0050924 | 0.0048592 | 0.004649 | 0.004539 | 0.0044256 | 0.004502 | 0.0047485 | 0.0079032 | 0.0075412 | 0.0071958 | 1628.7632 | 1549.8175 | 59681.8629 | 56948.3425 | 81870.377 | 77902.1411 | 110217.0577 | 111415.8423 | 149043.119 | 170785.7891 | 162963.5392 | 206750.8817 | 197809.168 | 198204.9196 | 212054.7137
NEM | Hydro | 0 | 0 | 0 | 0 | 0 | 0 | 0 | 0 | 0 | 0 | 0 | 0 | 0 | 0 | 0 | 0 | 0 | 0 | 0 | 0 | 0 | 0 | 0 | 0 | 0 | 0 | 0 | 0 | 0
NEM | Wind | 713724.1001 | 707016.261 | 901426.4594 | 1390907.9503 | 1334257.2699 | 1330123.0631 | 1582539.7048 | 1696098.1555 | 1770022.0362 | 1700231.2418 | 1710371.1999 | 1909817.1398 | 1965449.3533 | 1908673.991 | 1855590.1327 | 1814408.6486 | 1915001.7587 | 1905492.8857 | 1844607.3326 | 1789972.7362 | 1814438.2324 | 1812665.6003 | 1763139.3933 | 1696022.8593 | 1698255.3088 | 1543796.5567 | 1486079.192 | 1367218.4966 | 1202800.0378
NEM | Solar PV | 0.0059009 | 0.009515 | 0.010207 | 0.0252 | 15770.3124 | 15048.0132 | 17943.4999 | 27602.3069 | 163092.0926 | 163251.0171 | 174041.6012 | 266183.4947 | 299412.775 | 288372.5533 | 277119.3407 | 263687.4383 | 381461.1025 | 374114.8046 | 380232.22 | 411732.795 | 460963.2786 | 543479.7052 | 556470.2679 | 529498.2988 | 509627.4672 | 561161.7002 | 536892.1664 | 510869.1424 | 497239.2915
NEM | Grid Battery | 0.006157 | 0.0085658 | 0.0081953 | 0.010408 | 0.013283 | 0.01328 | 0.016926 | 0.03042 | 0.048727 | 0.049537 | 0.048213 | 9725.4085 | 22286.291 | 21265.5448 | 32230.5195 | 30668.3146 | 47782.8872 | 45594.358 | 58174.5072 | 55354.804 | 85356.537 | 91958.0953 | 87981.0243 | 116402.6054 | 111071.1872 | 132413.0023 | 126686.3063 | 135764.5354 | 132951.6353
NEM | Pumped Hydro | 0 | 0 | 0.018984 | 0.024161 | 0.023281 | 0.029236 | 0.03063 | 0.047211 | 241735.9962 | 230664.1338 | 220688.2044 | 383337.9391 | 393262.7671 | 375250.7318 | 387749.6558 | 368955.5311 | 422639.4278 | 403281.8967 | 385840.4728 | 367138.8854 | 447237.4711 | 512844.7239 | 490664.8397 | 467037.2902 | 445646.2692 | 425549.5565 | 407145.0775 | 395512.4542 | 377397.3799
NEM | VPP | 0 | 0 | 0 | 0 | 0 | 0 | 0 | 0 | 0 | 0 | 0 | 0 | 0 | 0 | 0 | 0 | 0 | 0 | 0 | 0 | 0 | 0 | 0 | 0 | 0 | 0 | 0 | 0 | 0
Total excluding storage |  | 713724.114 | 707016.2784 | 901426.4775 | 1390907.9838 | 1350027.5902 | 1345171.0839 | 1600483.212 | 1723700.4696 | 1933114.1357 | 1863482.2661 | 1884412.8086 | 2176000.6461 | 2264862.1393 | 2197046.5548 | 2134338.24 | 2079645.9077 | 2356144.7284 | 2336556.0369 | 2306709.9338 | 2279607.6762 | 2385618.5731 | 2467561.1521 | 2468652.7853 | 2396306.9521 | 2370846.3198 | 2311709.1423 | 2220780.5298 | 2076292.562 | 1912094.0473
Region | Technology | 2021-22 | 2022-23 | 2023-24 | 2024-25 | 2025-26 | 2026-27 | 2027-28 | 2028-29 | 2029-30 | 2030-31 | 2031-32 | 2032-33 | 2033-34 | 2034-35 | 2035-36 | 2036-37 | 2037-38 | 2038-39 | 2039-40 | 2040-41 | 2041-42 | 2042-43 | 2043-44 | 2044-45 | 2045-46 | 2046-47 | 2047-48 | 2048-49 | 2049-50
NSW1 | Black Coal | 0 | 0 | 0 | 0 | 0 | 0 | 0 | 0 | 0 | 0 | 0 | 0 | 0 | 0 | 0 | 0 | 0 | 0 | 0 | 0 | 0 | 0 | 0 | 0 | 0 | 0 | 0 | 0 | 0
NSW1 | Brown Coal | 0 | 0 | 0 | 0 | 0 | 0 | 0 | 0 | 0 | 0 | 0 | 0 | 0 | 0 | 0 | 0 | 0 | 0 | 0 | 0 | 0 | 0 | 0 | 0 | 0 | 0 | 0 | 0 | 0
NSW1 | CCGT | 0.00049174 | 0.00048692 | 0.00050157 | 0.00060447 | 0.00057678 | 0.00055036 | 0.0005682 | 0.00055622 | 0.00053075 | 0.00051681 | 0.00052805 | 0.00091792 | 0.00087588 | 0.00083576 | 0.00084747 | 0.00080639 | 0.0012067 | 0.0011514 | 0.0011016 | 0.0010482 | 0.001152 | 0.0010992 | 0.0012398 | 0.0011797 | 0.0011257 | 0.00092197 | 0.0008766 | 0.00082309 | 0.00074602
NSW1 | Gas - Steam | 0 | 0 | 0 | 0 | 0 | 0 | 0 | 0 | 0 | 0 | 0 | 0 | 0 | 0 | 0 | 0 | 0 | 0 | 0 | 0 | 0 | 0 | 0 | 0 | 0 | 0 | 0 | 0 | 0
NSW1 | OCGT / Diesel | 0.0011362 | 0.0011399 | 0.0011557 | 0.0011274 | 0.0010758 | 0.0010265 | 0.00098211 | 0.00093451 | 0.00089171 | 0.00088486 | 0.00090107 | 0.0017901 | 0.0017081 | 0.0016299 | 0.0053706 | 0.0051103 | 35377.521 | 33757.1765 | 32297.2214 | 30731.7835 | 29324.221 | 27981.1269 | 45351.775 | 56873.2554 | 54268.3734 | 51782.7987 | 49543.2582 | 47141.9095 | 44982.7388
NSW1 | Hydro | 0 | 0 | 0 | 0 | 0 | 0 | 0 | 0 | 0 | 0 | 0 | 0 | 0 | 0 | 0 | 0 | 0 | 0 | 0 | 0 | 0 | 0 | 0 | 0 | 0 | 0 | 0 | 0 | 0
NSW1 | Wind | 169306.2832 | 187533.6114 | 379386.1266 | 550896.6829 | 525664.7749 | 537367.7252 | 611883.9175 | 591298.1629 | 704490.5376 | 672223.7951 | 643150.9683 | 795408.9147 | 758977.9718 | 724215.6216 | 692894.2262 | 678536.4247 | 647458.422 | 679368.7776 | 649986.9387 | 618482.242 | 629586.9966 | 623294.8254 | 596338.1138 | 567433.7606 | 603893.5284 | 589815.5211 | 573356.6275 | 488675.1415 | 407522.9552
NSW1 | Solar PV | 0.0013268 | 0.0021418 | 0.0022386 | 0.0057795 | 15770.2876 | 15047.989 | 14397.1845 | 24227.8792 | 159872.2185 | 152549.8268 | 145952.24 | 163445.0816 | 187174.4235 | 178601.5492 | 172095.7934 | 163754.3551 | 222963.3297 | 222876.4717 | 227912.412 | 249444.6152 | 263977.9341 | 304052.9905 | 305973.0105 | 291142.5783 | 277807.8036 | 289076.0748 | 276573.9005 | 263168.4355 | 251114.9189
NSW1 | Grid Battery | 0.0019804 | 0.0027346 | 0.0026163 | 0.0035424 | 0.0037665 | 0.0037845 | 0.0049643 | 0.0054071 | 0.023258 | 0.022514 | 0.02181 | 0.033707 | 0.032163 | 0.03069 | 0.041562 | 0.039548 | 0.038715 | 0.036942 | 14552.0824 | 13846.7467 | 39366.6259 | 37563.574 | 35938.997 | 62954.5058 | 60071.0932 | 57319.7453 | 54840.7384 | 52182.6218 | 49792.571
NSW1 | Pumped Hydro | 0 | 0 | 0.0049853 | 0.0060285 | 0.0057524 | 0.0054889 | 0.0069886 | 0.0068293 | 241735.9543 | 230664.0789 | 220688.1497 | 209991.4587 | 200373.5292 | 191196.1155 | 182927.1291 | 174060.6988 | 166088.4533 | 158481.3485 | 151627.2373 | 144277.9045 | 178135.2187 | 169976.3536 | 162625.0916 | 154742.6958 | 147655.244 | 140892.4083 | 134798.9902 | 128265.3182 | 122390.5707
NSW1 | VPP | 0 | 0 | 0 | 0 | 0 | 0 | 0 | 0 | 0 | 0 | 0 | 0 | 0 | 0 | 0 | 0 | 0 | 0 | 0 | 0 | 0 | 0 | 0 | 0 | 0 | 0 | 0 | 0 | 0
Total excluding storage |  | 169306.2861 | 187533.6151 | 379386.1305 | 550896.6904 | 541435.0641 | 552415.7158 | 626281.1036 | 615526.0436 | 864362.7575 | 824773.6233 | 789103.2098 | 958853.9991 | 946152.3979 | 902817.1733 | 864990.0258 | 842290.7857 | 905799.2739 | 936002.427 | 910196.5732 | 898658.6418 | 922889.1529 | 955328.944 | 947662.9007 | 915449.5955 | 935969.7066 | 930674.3955 | 899473.7872 | 798985.4874 | 703620.6138
Region | Technology | 2021-22 | 2022-23 | 2023-24 | 2024-25 | 2025-26 | 2026-27 | 2027-28 | 2028-29 | 2029-30 | 2030-31 | 2031-32 | 2032-33 | 2033-34 | 2034-35 | 2035-36 | 2036-37 | 2037-38 | 2038-39 | 2039-40 | 2040-41 | 2041-42 | 2042-43 | 2043-44 | 2044-45 | 2045-46 | 2046-47 | 2047-48 | 2048-49 | 2049-50
QLD1 | Black Coal | 0 | 0 | 0 | 0 | 0 | 0 | 0 | 0 | 0 | 0 | 0 | 0 | 0 | 0 | 0 | 0 | 0 | 0 | 0 | 0 | 0 | 0 | 0 | 0 | 0 | 0 | 0 | 0 | 0
QLD1 | Brown Coal | 0 | 0 | 0 | 0 | 0 | 0 | 0 | 0 | 0 | 0 | 0 | 0 | 0 | 0 | 0 | 0 | 0 | 0 | 0 | 0 | 0 | 0 | 0 | 0 | 0 | 0 | 0 | 0 | 0
QLD1 | CCGT | 0.00052809 | 0.00051744 | 0.0005267 | 0.00069173 | 0.00066004 | 0.00062981 | 0.00062804 | 0.0006467 | 0.00061708 | 0.00063567 | 0.00073533 | 0.00092058 | 0.00087842 | 0.00083818 | 0.00080193 | 0.00076306 | 0.00081163 | 0.00077445 | 0.00093928 | 0.00089375 | 0.00085282 | 0.00090793 | 0.00086866 | 0.00082656 | 0.0007887 | 0.00058914 | 0.00055947 | 0.00052258 | 0.00043968
QLD1 | Gas - Steam | 0 | 0 | 0 | 0 | 0 | 0 | 0 | 0 | 0 | 0 | 0 | 0 | 0 | 0 | 0 | 0 | 0 | 0 | 0 | 0 | 0 | 0 | 0 | 0 | 0 | 0 | 0 | 0 | 0
QLD1 | OCGT / Diesel | 0.0011534 | 0.0011563 | 0.0011664 | 0.0011179 | 0.0010667 | 0.0010178 | 0.00097378 | 0.00097948 | 0.00094866 | 0.00097975 | 0.0011654 | 0.0016192 | 0.0015451 | 0.0014743 | 0.0014105 | 0.0013422 | 0.0015378 | 0.0014674 | 27384.9793 | 26057.6364 | 24864.1569 | 29972.2347 | 28675.9735 | 27286.0565 | 26036.3135 | 76095.1334 | 72804.1153 | 79258.8291 | 75628.6537
QLD1 | Hydro | 0 | 0 | 0 | 0 | 0 | 0 | 0 | 0 | 0 | 0 | 0 | 0 | 0 | 0 | 0 | 0 | 0 | 0 | 0 | 0 | 0 | 0 | 0 | 0 | 0 | 0 | 0 | 0 | 0
QLD1 | Wind | 458744.5078 | 437733.3089 | 418801.8987 | 541038.8754 | 523313.495 | 499344.9378 | 481390.7886 | 524934.1433 | 500891.3579 | 477949.7688 | 478859.606 | 493963.5356 | 552240.6714 | 526947.2058 | 519192.168 | 505420.4901 | 525563.0593 | 501491.4686 | 479802.5979 | 456546.6908 | 475649.3209 | 509653.0232 | 487611.1761 | 482319.1425 | 473401.9607 | 342026.0665 | 327233.8724 | 329156.131 | 329007.7679
QLD1 | Solar PV | 0.0018116 | 0.0029798 | 0.0031076 | 0.006289 | 0.0060354 | 0.005823 | 0.0057028 | 0.0066547 | 0.0064251 | 0.006836 | 4785.2112 | 17143.1889 | 30563.5189 | 29163.6631 | 27902.3716 | 26549.9509 | 66030.1267 | 63005.8461 | 67200.2698 | 81294.3595 | 98061.275 | 145033.5179 | 138761.002 | 132035.2923 | 125987.8743 | 142185.0149 | 136035.6927 | 129442.078 | 129689.9086
QLD1 | Grid Battery | 0.0010567 | 0.0014118 | 0.0013508 | 0.0017858 | 0.0025588 | 0.0024416 | 0.0036711 | 0.015182 | 0.014486 | 0.013823 | 0.013225 | 9670.7281 | 22234.115 | 21215.7586 | 20298.2039 | 19314.3553 | 31661.1471 | 30211.0182 | 28904.4299 | 27503.4397 | 26243.7398 | 35552.7553 | 34015.1437 | 32366.4383 | 30884.0057 | 55898.5162 | 53480.9757 | 66107.4489 | 63079.627
QLD1 | Pumped Hydro | 0 | 0 | 0.0027469 | 0.0036682 | 0.0035284 | 0.0042812 | 0.0045783 | 0.01443 | 0.013769 | 0.013139 | 0.01257 | 39693.3591 | 65357.6337 | 62364.1543 | 59666.9836 | 56774.9404 | 121072.6712 | 115527.358 | 110530.9461 | 105173.5399 | 110795.9445 | 191812.7331 | 183517.0754 | 174622.0505 | 166624.0939 | 159307.0228 | 152417.1959 | 153131.1662 | 146117.525
QLD1 | VPP | 0 | 0 | 0 | 0 | 0 | 0 | 0 | 0 | 0 | 0 | 0 | 0 | 0 | 0 | 0 | 0 | 0 | 0 | 0 | 0 | 0 | 0 | 0 | 0 | 0 | 0 | 0 | 0 | 0
Total excluding storage |  | 458744.5113 | 437733.3135 | 418801.9035 | 541038.8835 | 523313.5028 | 499344.9453 | 481390.7959 | 524934.1516 | 500891.3659 | 477949.7773 | 483644.8191 | 511106.7271 | 582804.1928 | 556110.8712 | 547094.5418 | 531970.4432 | 591593.1883 | 564497.3169 | 574387.8478 | 563898.6876 | 598574.7537 | 684658.7767 | 655048.1525 | 641640.4922 | 625426.1493 | 560306.2154 | 536073.6809 | 537857.0386 | 534326.3307
Region | Technology | 2021-22 | 2022-23 | 2023-24 | 2024-25 | 2025-26 | 2026-27 | 2027-28 | 2028-29 | 2029-30 | 2030-31 | 2031-32 | 2032-33 | 2033-34 | 2034-35 | 2035-36 | 2036-37 | 2037-38 | 2038-39 | 2039-40 | 2040-41 | 2041-42 | 2042-43 | 2043-44 | 2044-45 | 2045-46 | 2046-47 | 2047-48 | 2048-49 | 2049-50
VIC1 | Black Coal | 0 | 0 | 0 | 0 | 0 | 0 | 0 | 0 | 0 | 0 | 0 | 0 | 0 | 0 | 0 | 0 | 0 | 0 | 0 | 0 | 0 | 0 | 0 | 0 | 0 | 0 | 0 | 0 | 0
VIC1 | Brown Coal | 0 | 0 | 0 | 0 | 0 | 0 | 0 | 0 | 0 | 0 | 0 | 0 | 0 | 0 | 0 | 0 | 0 | 0 | 0 | 0 | 0 | 0 | 0 | 0 | 0 | 0 | 0 | 0 | 0
VIC1 | CCGT | 0.00047329 | 0.00045161 | 0.00045175 | 0.00072345 | 0.00069031 | 0.00065869 | 0.00067085 | 0.00072623 | 0.00069297 | 0.00069284 | 0.00073415 | 0.00097279 | 0.00092823 | 0.00088572 | 0.00084741 | 0.00080634 | 0.0011172 | 0.001066 | 0.0010199 | 0.00097046 | 0.0013538 | 0.0012918 | 0.00192 | 0.0018269 | 0.0017432 | 0.0015169 | 0.0014513 | 0.0014604 | 0.0026836
VIC1 | Gas - Steam | 0 | 0 | 0 | 0 | 0 | 0 | 0 | 0 | 0 | 0 | 0 | 0 | 0 | 0 | 0 | 0 | 0 | 0 | 0 | 0 | 0 | 0 | 0 | 0 | 0 | 0 | 0 | 0 | 0
VIC1 | OCGT / Diesel | 0.0011494 | 0.0011391 | 0.0011152 | 0.0010612 | 0.0010126 | 0.00096621 | 0.00092442 | 0.00091426 | 0.00089336 | 0.0009292 | 0.00095992 | 0.0019217 | 0.0018337 | 0.0017497 | 0.086863 | 0.082653 | 12355.4215 | 11789.5244 | 11279.6425 | 10732.9212 | 45201.2383 | 43130.9526 | 59912.4437 | 72255.5854 | 68946.1692 | 65788.329 | 62943.0671 | 59892.233 | 80076.9586
VIC1 | Hydro | 0 | 0 | 0 | 0 | 0 | 0 | 0 | 0 | 0 | 0 | 0 | 0 | 0 | 0 | 0 | 0 | 0 | 0 | 0 | 0 | 0 | 0 | 0 | 0 | 0 | 0 | 0 | 0 | 0
VIC1 | Wind | 0.021564 | 0.020641 | 0.021381 | 130500.5564 | 124523.4316 | 140017.6785 | 315217.0052 | 346625.4909 | 330749.5141 | 315600.6835 | 353910.5652 | 336756.6123 | 374418.2943 | 381876.8398 | 365361.1503 | 358035.2559 | 474686.1609 | 452944.81 | 433355.5208 | 440630.8637 | 431975.3243 | 415188.5551 | 397232.1761 | 377978.4358 | 360666.4464 | 344147.3661 | 329263.4286 | 313304.1153 | 258566.9438
VIC1 | Solar PV | 0.00061557 | 0.00086461 | 0.00089445 | 0.0043355 | 0.0063498 | 0.0063997 | 3546.2871 | 3374.3995 | 3219.8468 | 10701.1575 | 19520.6095 | 81995.0693 | 78239.57 | 74656.0782 | 71427.2974 | 67965.2348 | 66580.9485 | 63531.4394 | 60783.7851 | 57837.6132 | 76828.4519 | 73309.5915 | 81930.149 | 77959.016 | 78769.3731 | 104077.695 | 99576.4665 | 94750.021 | 90410.3243
VIC1 | Grid Battery | 0.0010361 | 0.0014746 | 0.0014108 | 0.0018132 | 0.0025928 | 0.0026722 | 0.0031199 | 0.0038003 | 0.0040969 | 0.005727 | 0.0057804 | 0.052534 | 0.050128 | 0.047832 | 0.045764 | 0.043545 | 0.041559 | 0.039655 | 0.03794 | 0.036101 | 0.036595 | 0.034728 | 0.033226 | 3928.5675 | 3748.6327 | 3576.9396 | 3422.2413 | 3256.3658 | 6512.5495
VIC1 | Pumped Hydro | 0 | 0 | 0.0030877 | 0.0064187 | 0.0061247 | 0.011066 | 0.010588 | 0.017568 | 0.019755 | 0.032968 | 0.033427 | 133653.1092 | 127531.5927 | 121690.451 | 145155.531 | 138119.8802 | 135478.2897 | 129273.1772 | 123682.276 | 117687.4283 | 158306.2939 | 151055.6239 | 144522.6595 | 137672.527 | 131366.915 | 125350.1097 | 119928.8762 | 114115.9548 | 108889.2698
VIC1 | VPP | 0 | 0 | 0 | 0 | 0 | 0 | 0 | 0 | 0 | 0 | 0 | 0 | 0 | 0 | 0 | 0 | 0 | 0 | 0 | 0 | 0 | 0 | 0 | 0 | 0 | 0 | 0 | 0 | 0
Total excluding storage |  | 0.023802 | 0.023097 | 0.023842 | 130500.5625 | 124523.4397 | 140017.6866 | 318763.2939 | 349999.892 | 333969.3626 | 326301.8427 | 373431.1765 | 418751.6846 | 452657.8671 | 456532.9207 | 436788.5354 | 426000.5742 | 553622.5321 | 528265.7748 | 505418.9495 | 509201.399 | 554005.0158 | 531629.1005 | 539074.7707 | 528193.039 | 508381.9905 | 514013.3916 | 491782.9636 | 467946.3708 | 429054.2294
Region | Technology | 2021-22 | 2022-23 | 2023-24 | 2024-25 | 2025-26 | 2026-27 | 2027-28 | 2028-29 | 2029-30 | 2030-31 | 2031-32 | 2032-33 | 2033-34 | 2034-35 | 2035-36 | 2036-37 | 2037-38 | 2038-39 | 2039-40 | 2040-41 | 2041-42 | 2042-43 | 2043-44 | 2044-45 | 2045-46 | 2046-47 | 2047-48 | 2048-49 | 2049-50
SA1 | Black Coal | 0 | 0 | 0 | 0 | 0 | 0 | 0 | 0 | 0 | 0 | 0 | 0 | 0 | 0 | 0 | 0 | 0 | 0 | 0 | 0 | 0 | 0 | 0 | 0 | 0 | 0 | 0 | 0 | 0
SA1 | Brown Coal | 0 | 0 | 0 | 0 | 0 | 0 | 0 | 0 | 0 | 0 | 0 | 0 | 0 | 0 | 0 | 0 | 0 | 0 | 0 | 0 | 0 | 0 | 0 | 0 | 0 | 0 | 0 | 0 | 0
SA1 | CCGT | 0.00046862 | 0.00044716 | 0.0005355 | 0.00060166 | 0.0005741 | 0.0005478 | 0.00052411 | 0.00049871 | 0.00047587 | 0.00049212 | 0.00048144 | 0.00068288 | 0.00065161 | 0.00062176 | 0.00068515 | 0.00065194 | 0.00091698 | 0.00087498 | 0.00083714 | 0.00079656 | 0.00090378 | 0.00086238 | 0.00083136 | 0.00079106 | 0.00075483 | 0.00057523 | 0.00055035 | 0.00049045 | 0.00043948
SA1 | Gas - Steam | 0 | 0 | 0 | 0 | 0 | 0 | 0 | 0 | 0 | 0 | 0 | 0 | 0 | 0 | 0 | 0 | 0 | 0 | 0 | 0 | 0 | 0 | 0 | 0 | 0 | 0 | 0 | 0 | 0
SA1 | OCGT / Diesel | 0.0011511 | 0.0011402 | 0.0011011 | 0.0010477 | 0.00099973 | 0.00095394 | 0.00091268 | 0.00089031 | 0.00087481 | 0.00089008 | 0.00089961 | 0.0016267 | 0.0015522 | 0.0014811 | 1628.6688 | 1549.7276 | 11948.9181 | 11401.6394 | 10908.5329 | 10379.7991 | 10827.4405 | 10331.5272 | 15102.9259 | 14370.891 | 13712.6823 | 13084.6201 | 12518.7269 | 11911.9474 | 11366.362
SA1 | Hydro | 0 | 0 | 0 | 0 | 0 | 0 | 0 | 0 | 0 | 0 | 0 | 0 | 0 | 0 | 0 | 0 | 0 | 0 | 0 | 0 | 0 | 0 | 0 | 0 | 0 | 0 | 0 | 0 | 0
SA1 | Wind | 32763.1801 | 31262.5764 | 40324.9956 | 108607.8155 | 103633.4117 | 98886.8469 | 109253.9384 | 159623.5116 | 152312.511 | 145951.3468 | 139639.1369 | 183848.3083 | 175427.7752 | 167392.916 | 166377.4787 | 158313.2056 | 151062.2225 | 153793.2816 | 161786.7608 | 153944.9987 | 162371.685 | 154934.8211 | 177103.3697 | 168519.2359 | 165090.8117 | 193340.1082 | 184978.3935 | 172798.4717 | 147316.2668
SA1 | Solar PV | 0.001917 | 0.0031589 | 0.0035398 | 0.0082389 | 0.011918 | 0.011378 | 0.021545 | 0.020507 | 0.019568 | 0.024739 | 3783.5393 | 3600.1537 | 3435.2615 | 5951.2618 | 5693.8773 | 5417.8966 | 25886.6967 | 24701.0464 | 24335.7516 | 23156.2044 | 22095.6151 | 21083.6028 | 29806.104 | 28361.4099 | 27062.414 | 25822.9136 | 24706.1048 | 23508.6062 | 26024.138
SA1 | Grid Battery | 0.0010653 | 0.0015862 | 0.0015176 | 0.0018077 | 0.0025257 | 0.0026138 | 0.0031941 | 0.003844 | 0.0045748 | 0.0051796 | 0.0050083 | 54.5916 | 52.0912 | 49.7053 | 11932.2259 | 11353.874 | 16121.6574 | 15383.2608 | 14717.9543 | 14004.5789 | 19746.1324 | 18841.7292 | 18026.8482 | 17153.0916 | 16367.4535 | 15617.799 | 14942.3487 | 14218.0967 | 13566.8858
SA1 | Pumped Hydro | 0 | 0 | 0.0034415 | 0.0034828 | 0.0033233 | 0.0037975 | 0.0037699 | 0.003709 | 0.0037093 | 0.0040732 | 0.0039385 | 0.0067989 | 0.0064875 | 0.0061903 | 0.0071978 | 0.0068489 | 0.0085459 | 0.0081545 | 0.0078018 | 0.0074237 | 0.0087873 | 0.0083848 | 0.0080222 | 0.01177 | 0.011231 | 0.010716 | 0.010253 | 0.009756 | 0.0093091
SA1 | VPP | 0 | 0 | 0 | 0 | 0 | 0 | 0 | 0 | 0 | 0 | 0 | 0 | 0 | 0 | 0 | 0 | 0 | 0 | 0 | 0 | 0 | 0 | 0 | 0 | 0 | 0 | 0 | 0 | 0
Total excluding storage |  | 32763.1837 | 31262.5812 | 40325.0007 | 108607.8253 | 103633.4251 | 98886.8597 | 109253.9614 | 159623.5335 | 152312.532 | 145951.3729 | 143422.6776 | 187448.4643 | 178863.0389 | 173344.1799 | 173700.0255 | 165280.8304 | 188897.8381 | 189895.9682 | 197031.0462 | 187481.003 | 195294.7416 | 186349.952 | 222012.4005 | 211251.5376 | 205865.9088 | 232247.6425 | 222203.2257 | 208219.0258 | 184706.7673
Region | Technology | 2021-22 | 2022-23 | 2023-24 | 2024-25 | 2025-26 | 2026-27 | 2027-28 | 2028-29 | 2029-30 | 2030-31 | 2031-32 | 2032-33 | 2033-34 | 2034-35 | 2035-36 | 2036-37 | 2037-38 | 2038-39 | 2039-40 | 2040-41 | 2041-42 | 2042-43 | 2043-44 | 2044-45 | 2045-46 | 2046-47 | 2047-48 | 2048-49 | 2049-50
TAS1 | Black Coal | 0 | 0 | 0 | 0 | 0 | 0 | 0 | 0 | 0 | 0 | 0 | 0 | 0 | 0 | 0 | 0 | 0 | 0 | 0 | 0 | 0 | 0 | 0 | 0 | 0 | 0 | 0 | 0 | 0
TAS1 | Brown Coal | 0 | 0 | 0 | 0 | 0 | 0 | 0 | 0 | 0 | 0 | 0 | 0 | 0 | 0 | 0 | 0 | 0 | 0 | 0 | 0 | 0 | 0 | 0 | 0 | 0 | 0 | 0 | 0 | 0
TAS1 | CCGT | 0.00037003 | 0.00035308 | 0.00033781 | 0.00032144 | 0.00030671 | 0.00029267 | 0.00028001 | 0.00026644 | 0.00025423 | 0.00024259 | 0.0002321 | 0.00023544 | 0.00022465 | 0.00021436 | 0.00021243 | 0.00020907 | 0.00020799 | 0.00020512 | 0.0002098 | 0.00019963 | 0.00020039 | 0.00019693 | 0.00019713 | 0.00019458 | 0.00019177 | 7.5696e-05 | 7.9313e-05 | 8.3996e-05 | 8.5036e-05
TAS1 | Gas - Steam | 0 | 0 | 0 | 0 | 0 | 0 | 0 | 0 | 0 | 0 | 0 | 0 | 0 | 0 | 0 | 0 | 0 | 0 | 0 | 0 | 0 | 0 | 0 | 0 | 0 | 0 | 0 | 0 | 0
TAS1 | OCGT / Diesel | 0.0011223 | 0.0010794 | 0.0010327 | 0.00098266 | 0.00093766 | 0.00089471 | 0.00085602 | 0.00082043 | 0.00081705 | 0.00081808 | 0.00082253 | 0.00094544 | 0.00090214 | 0.00086082 | 0.00083503 | 0.00082047 | 0.00083596 | 0.00082349 | 0.00094222 | 0.00089655 | 0.00086319 | 0.00083154 | 0.00082893 | 0.00085256 | 0.00082982 | 0.00048241 | 0.000497 | 0.00052089 | 0.00053019
TAS1 | Hydro | 0 | 0 | 0 | 0 | 0 | 0 | 0 | 0 | 0 | 0 | 0 | 0 | 0 | 0 | 0 | 0 | 0 | 0 | 0 | 0 | 0 | 0 | 0 | 0 | 0 | 0 | 0 | 0 | 0
TAS1 | Wind | 52910.1074 | 50486.7437 | 62913.4172 | 59864.0202 | 57122.1566 | 54505.8746 | 64794.0551 | 73616.8468 | 81578.1155 | 88505.6476 | 94810.9235 | 99839.7688 | 104384.6405 | 108241.4077 | 111765.1095 | 114103.2722 | 116231.894 | 117894.5479 | 119675.5144 | 120367.9411 | 114854.9055 | 109594.3755 | 104854.5576 | 99772.2844 | 95202.5614 | 74467.4948 | 71246.87 | 63284.637 | 60386.104
TAS1 | Solar PV | 0.00022993 | 0.00036977 | 0.00042672 | 0.00055719 | 0.00053167 | 0.00068038 | 0.0010376 | 0.0010058 | 0.0011982 | 0.0012435 | 0.0011898 | 0.0011321 | 0.0010802 | 0.0010308 | 0.00098619 | 0.00093839 | 0.00092605 | 0.0010134 | 0.0014756 | 0.0026845 | 0.0025616 | 0.0024443 | 0.0023386 | 0.0022252 | 0.0021233 | 0.0019549 | 0.0018237 | 0.0017128 | 0.0015875
TAS1 | Grid Battery | 0.0010184 | 0.0013587 | 0.0012999 | 0.0014585 | 0.0018395 | 0.0017681 | 0.0019771 | 0.0021867 | 0.0023109 | 0.0022935 | 0.0023898 | 0.0026021 | 0.0024829 | 0.0023692 | 0.0024219 | 0.0023286 | 0.0024755 | 0.0024141 | 0.0027133 | 0.0025818 | 0.0023541 | 0.0022006 | 0.0022387 | 0.002244 | 0.0021711 | 0.0021827 | 0.0021628 | 0.0022022 | 0.0021568
TAS1 | Pumped Hydro | 0 | 0 | 0.0047222 | 0.0045633 | 0.0045522 | 0.0046021 | 0.0047049 | 0.0046742 | 0.0046652 | 0.0046707 | 0.0047318 | 0.0053273 | 0.0050833 | 0.0048702 | 0.0048788 | 0.0048832 | 0.0050292 | 0.0049048 | 0.005511 | 0.0052439 | 0.0052323 | 0.0050152 | 0.0051449 | 0.0052306 | 0.0050942 | 0.0050186 | 0.0050163 | 0.0052976 | 0.0050804
TAS1 | VPP | 0 | 0 | 0 | 0 | 0 | 0 | 0 | 0 | 0 | 0 | 0 | 0 | 0 | 0 | 0 | 0 | 0 | 0 | 0 | 0 | 0 | 0 | 0 | 0 | 0 | 0 | 0 | 0 | 0
Total excluding storage |  | 52910.1091 | 50486.7455 | 62913.4189 | 59864.022 | 57122.1584 | 54505.8765 | 64794.0573 | 73616.8489 | 81578.1177 | 88505.6499 | 94810.9258 | 99839.7711 | 104384.6427 | 108241.4098 | 111765.1115 | 114103.2742 | 116231.896 | 117894.55 | 119675.5171 | 120367.9448 | 114854.9092 | 109594.3789 | 104854.5609 | 99772.2877 | 95202.5646 | 74467.4973 | 71246.8724 | 63284.6393 | 60386.1062

## BaseCase_REHAB Cost
Rehabilition cost by technology ($000s) - Base Case, Step Change Scenario
REHAB | Real June 2020 dollars discounted to 1 July 2020
Explicitly modelled generation
Region | Technology | 2021-22 | 2022-23 | 2023-24 | 2024-25 | 2025-26 | 2026-27 | 2027-28 | 2028-29 | 2029-30 | 2030-31 | 2031-32 | 2032-33 | 2033-34 | 2034-35 | 2035-36 | 2036-37 | 2037-38 | 2038-39 | 2039-40 | 2040-41 | 2041-42 | 2042-43 | 2043-44 | 2044-45 | 2045-46 | 2046-47 | 2047-48 | 2048-49 | 2049-50
NEM | Black Coal | 0 | 0 | 0 | 214340.0701 | 97078.9269 | 2385.1823 | 2899.0675 | 0 | 19392.2007 | 0.00030092 | 666.2523 | 1.5834e-05 | 19350.2949 | 0 | 0 | 1281.454 | 0 | 0 | 0 | 1542.4078 | 9661.1206 | 0 | 2189.4973 | 0.00022475 | 2.4039e-05 | 0 | 154.0694 | 0 | 0
NEM | Brown Coal | 0 | 0 | 0 | 154968.305 | 7449.1042 | 28317.7733 | 125463.7821 | 0.040329 | 0.00020759 | 0 | 5.533e-06 | 0 | 0 | 0 | 0 | 0.0053268 | 0.0074117 | 0.0006432 | 0 | 0 | 0 | 0 | 0 | 3.8336e-06 | 0.0015211 | 2.8037e-07 | 9.8113e-06 | 0 | 0
NEM | CCGT | 0 | 0 | 0 | 0 | 0 | 0 | 0 | 0 | 0 | 0 | 0 | 0 | 0 | 0 | 0 | 0 | 0 | 0 | 0 | 0 | 0 | 0 | 0 | 0 | 0 | 0 | 0 | 0 | 0
NEM | Gas - Steam | 0 | 0 | 0 | 0 | 0 | 0 | 0 | 0 | 0 | 0 | 0 | 0 | 0 | 0 | 0 | 0 | 0 | 0 | 0 | 0 | 0 | 0 | 0 | 0 | 0 | 0 | 0 | 0 | 0
NEM | OCGT / Diesel | 0 | 0 | 0 | 0 | 0 | 0 | 0 | 0 | 0 | 0 | 0 | 0 | 0 | 0 | 0 | 0 | 0 | 0 | 0 | 0 | 0 | 0 | 0 | 0 | 0 | 0 | 0 | 0 | 0
NEM | Hydro | 0 | 0 | 0 | 0 | 0 | 0 | 0 | 0 | 0 | 0 | 0 | 0 | 0 | 0 | 0 | 0 | 0 | 0 | 0 | 0 | 0 | 0 | 0 | 0 | 0 | 0 | 0 | 0 | 0
NEM | Wind | 0 | 0 | 0 | 0 | 0 | 0 | 0 | 0 | 0 | 0 | 0 | 0 | 0 | 0 | 0 | 0 | 0 | 0 | 0 | 0 | 0 | 0 | 0 | 0 | 0 | 0 | 0 | 0 | 0
NEM | Solar PV | 0 | 0 | 0 | 0 | 0 | 0 | 0 | 0 | 0 | 0 | 0 | 0 | 0 | 0 | 0 | 0 | 0 | 0 | 0 | 0 | 0 | 0 | 0 | 0 | 0 | 0 | 0 | 0 | 0
NEM | Grid Battery | 0 | 0 | 0 | 0 | 0 | 0 | 0 | 0 | 0 | 0 | 0 | 0 | 0 | 0 | 0 | 0 | 0 | 0 | 0 | 0 | 0 | 0 | 0 | 0 | 0 | 0 | 0 | 0 | 0
NEM | Pumped Hydro | 0 | 0 | 0 | 0 | 0 | 0 | 0 | 0 | 0 | 0 | 0 | 0 | 0 | 0 | 0 | 0 | 0 | 0 | 0 | 0 | 0 | 0 | 0 | 0 | 0 | 0 | 0 | 0 | 0
NEM | VPP | 0 | 0 | 0 | 0 | 0 | 0 | 0 | 0 | 0 | 0 | 0 | 0 | 0 | 0 | 0 | 0 | 0 | 0 | 0 | 0 | 0 | 0 | 0 | 0 | 0 | 0 | 0 | 0 | 0
Total excluding storage |  | 0 | 0 | 0 | 369308.3751 | 104528.031 | 30702.9556 | 128362.8497 | 0.040329 | 19392.2009 | 0.00030092 | 666.2523 | 1.5834e-05 | 19350.2949 | 0 | 0 | 1281.4593 | 0.0074117 | 0.0006432 | 0 | 1542.4078 | 9661.1206 | 0 | 2189.4973 | 0.00022858 | 0.0015451 | 2.8037e-07 | 154.0694 | 0 | 0
Region | Technology | 2021-22 | 2022-23 | 2023-24 | 2024-25 | 2025-26 | 2026-27 | 2027-28 | 2028-29 | 2029-30 | 2030-31 | 2031-32 | 2032-33 | 2033-34 | 2034-35 | 2035-36 | 2036-37 | 2037-38 | 2038-39 | 2039-40 | 2040-41 | 2041-42 | 2042-43 | 2043-44 | 2044-45 | 2045-46 | 2046-47 | 2047-48 | 2048-49 | 2049-50
NSW1 | Black Coal | 0 | 0 | 0 | 29604.612 | 97078.9251 | 0 | 0 | 0 | 7436.7856 | 0 | 666.2523 | 0 | 0 | 0 | 0 | 0 | 0 | 0 | 0 | 0 | 1828.2079 | 0 | 0 | 0 | 0 | 0 | 0 | 0 | 0
NSW1 | Brown Coal | 0 | 0 | 0 | 0 | 0 | 0 | 0 | 0 | 0 | 0 | 0 | 0 | 0 | 0 | 0 | 0 | 0 | 0 | 0 | 0 | 0 | 0 | 0 | 0 | 0 | 0 | 0 | 0 | 0
NSW1 | CCGT | 0 | 0 | 0 | 0 | 0 | 0 | 0 | 0 | 0 | 0 | 0 | 0 | 0 | 0 | 0 | 0 | 0 | 0 | 0 | 0 | 0 | 0 | 0 | 0 | 0 | 0 | 0 | 0 | 0
NSW1 | Gas - Steam | 0 | 0 | 0 | 0 | 0 | 0 | 0 | 0 | 0 | 0 | 0 | 0 | 0 | 0 | 0 | 0 | 0 | 0 | 0 | 0 | 0 | 0 | 0 | 0 | 0 | 0 | 0 | 0 | 0
NSW1 | OCGT / Diesel | 0 | 0 | 0 | 0 | 0 | 0 | 0 | 0 | 0 | 0 | 0 | 0 | 0 | 0 | 0 | 0 | 0 | 0 | 0 | 0 | 0 | 0 | 0 | 0 | 0 | 0 | 0 | 0 | 0
NSW1 | Hydro | 0 | 0 | 0 | 0 | 0 | 0 | 0 | 0 | 0 | 0 | 0 | 0 | 0 | 0 | 0 | 0 | 0 | 0 | 0 | 0 | 0 | 0 | 0 | 0 | 0 | 0 | 0 | 0 | 0
NSW1 | Wind | 0 | 0 | 0 | 0 | 0 | 0 | 0 | 0 | 0 | 0 | 0 | 0 | 0 | 0 | 0 | 0 | 0 | 0 | 0 | 0 | 0 | 0 | 0 | 0 | 0 | 0 | 0 | 0 | 0
NSW1 | Solar PV | 0 | 0 | 0 | 0 | 0 | 0 | 0 | 0 | 0 | 0 | 0 | 0 | 0 | 0 | 0 | 0 | 0 | 0 | 0 | 0 | 0 | 0 | 0 | 0 | 0 | 0 | 0 | 0 | 0
NSW1 | Grid Battery | 0 | 0 | 0 | 0 | 0 | 0 | 0 | 0 | 0 | 0 | 0 | 0 | 0 | 0 | 0 | 0 | 0 | 0 | 0 | 0 | 0 | 0 | 0 | 0 | 0 | 0 | 0 | 0 | 0
NSW1 | Pumped Hydro | 0 | 0 | 0 | 0 | 0 | 0 | 0 | 0 | 0 | 0 | 0 | 0 | 0 | 0 | 0 | 0 | 0 | 0 | 0 | 0 | 0 | 0 | 0 | 0 | 0 | 0 | 0 | 0 | 0
NSW1 | VPP | 0 | 0 | 0 | 0 | 0 | 0 | 0 | 0 | 0 | 0 | 0 | 0 | 0 | 0 | 0 | 0 | 0 | 0 | 0 | 0 | 0 | 0 | 0 | 0 | 0 | 0 | 0 | 0 | 0
Total excluding storage |  | 0 | 0 | 0 | 29604.612 | 97078.9251 | 0 | 0 | 0 | 7436.7856 | 0 | 666.2523 | 0 | 0 | 0 | 0 | 0 | 0 | 0 | 0 | 0 | 1828.2079 | 0 | 0 | 0 | 0 | 0 | 0 | 0 | 0
Region | Technology | 2021-22 | 2022-23 | 2023-24 | 2024-25 | 2025-26 | 2026-27 | 2027-28 | 2028-29 | 2029-30 | 2030-31 | 2031-32 | 2032-33 | 2033-34 | 2034-35 | 2035-36 | 2036-37 | 2037-38 | 2038-39 | 2039-40 | 2040-41 | 2041-42 | 2042-43 | 2043-44 | 2044-45 | 2045-46 | 2046-47 | 2047-48 | 2048-49 | 2049-50
QLD1 | Black Coal | 0 | 0 | 0 | 184735.458 | 0.0017464 | 2385.1823 | 2899.0675 | 0 | 11955.4151 | 0.00030092 | 7.6269e-06 | 1.5834e-05 | 19350.2949 | 0 | 0 | 1281.454 | 0 | 0 | 0 | 1542.4078 | 7832.9127 | 0 | 2189.4973 | 0.00022475 | 2.4039e-05 | 0 | 154.0694 | 0 | 0
QLD1 | Brown Coal | 0 | 0 | 0 | 0 | 0 | 0 | 0 | 0 | 0 | 0 | 0 | 0 | 0 | 0 | 0 | 0 | 0 | 0 | 0 | 0 | 0 | 0 | 0 | 0 | 0 | 0 | 0 | 0 | 0
QLD1 | CCGT | 0 | 0 | 0 | 0 | 0 | 0 | 0 | 0 | 0 | 0 | 0 | 0 | 0 | 0 | 0 | 0 | 0 | 0 | 0 | 0 | 0 | 0 | 0 | 0 | 0 | 0 | 0 | 0 | 0
QLD1 | Gas - Steam | 0 | 0 | 0 | 0 | 0 | 0 | 0 | 0 | 0 | 0 | 0 | 0 | 0 | 0 | 0 | 0 | 0 | 0 | 0 | 0 | 0 | 0 | 0 | 0 | 0 | 0 | 0 | 0 | 0
QLD1 | OCGT / Diesel | 0 | 0 | 0 | 0 | 0 | 0 | 0 | 0 | 0 | 0 | 0 | 0 | 0 | 0 | 0 | 0 | 0 | 0 | 0 | 0 | 0 | 0 | 0 | 0 | 0 | 0 | 0 | 0 | 0
QLD1 | Hydro | 0 | 0 | 0 | 0 | 0 | 0 | 0 | 0 | 0 | 0 | 0 | 0 | 0 | 0 | 0 | 0 | 0 | 0 | 0 | 0 | 0 | 0 | 0 | 0 | 0 | 0 | 0 | 0 | 0
QLD1 | Wind | 0 | 0 | 0 | 0 | 0 | 0 | 0 | 0 | 0 | 0 | 0 | 0 | 0 | 0 | 0 | 0 | 0 | 0 | 0 | 0 | 0 | 0 | 0 | 0 | 0 | 0 | 0 | 0 | 0
QLD1 | Solar PV | 0 | 0 | 0 | 0 | 0 | 0 | 0 | 0 | 0 | 0 | 0 | 0 | 0 | 0 | 0 | 0 | 0 | 0 | 0 | 0 | 0 | 0 | 0 | 0 | 0 | 0 | 0 | 0 | 0
QLD1 | Grid Battery | 0 | 0 | 0 | 0 | 0 | 0 | 0 | 0 | 0 | 0 | 0 | 0 | 0 | 0 | 0 | 0 | 0 | 0 | 0 | 0 | 0 | 0 | 0 | 0 | 0 | 0 | 0 | 0 | 0
QLD1 | Pumped Hydro | 0 | 0 | 0 | 0 | 0 | 0 | 0 | 0 | 0 | 0 | 0 | 0 | 0 | 0 | 0 | 0 | 0 | 0 | 0 | 0 | 0 | 0 | 0 | 0 | 0 | 0 | 0 | 0 | 0
QLD1 | VPP | 0 | 0 | 0 | 0 | 0 | 0 | 0 | 0 | 0 | 0 | 0 | 0 | 0 | 0 | 0 | 0 | 0 | 0 | 0 | 0 | 0 | 0 | 0 | 0 | 0 | 0 | 0 | 0 | 0
Total excluding storage |  | 0 | 0 | 0 | 184735.458 | 0.0017464 | 2385.1823 | 2899.0675 | 0 | 11955.4151 | 0.00030092 | 7.6269e-06 | 1.5834e-05 | 19350.2949 | 0 | 0 | 1281.454 | 0 | 0 | 0 | 1542.4078 | 7832.9127 | 0 | 2189.4973 | 0.00022475 | 2.4039e-05 | 0 | 154.0694 | 0 | 0
Region | Technology | 2021-22 | 2022-23 | 2023-24 | 2024-25 | 2025-26 | 2026-27 | 2027-28 | 2028-29 | 2029-30 | 2030-31 | 2031-32 | 2032-33 | 2033-34 | 2034-35 | 2035-36 | 2036-37 | 2037-38 | 2038-39 | 2039-40 | 2040-41 | 2041-42 | 2042-43 | 2043-44 | 2044-45 | 2045-46 | 2046-47 | 2047-48 | 2048-49 | 2049-50
VIC1 | Black Coal | 0 | 0 | 0 | 0 | 0 | 0 | 0 | 0 | 0 | 0 | 0 | 0 | 0 | 0 | 0 | 0 | 0 | 0 | 0 | 0 | 0 | 0 | 0 | 0 | 0 | 0 | 0 | 0 | 0
VIC1 | Brown Coal | 0 | 0 | 0 | 154968.305 | 7449.1042 | 28317.7733 | 125463.7821 | 0.040329 | 0.00020759 | 0 | 5.533e-06 | 0 | 0 | 0 | 0 | 0.0053268 | 0.0074117 | 0.0006432 | 0 | 0 | 0 | 0 | 0 | 3.8336e-06 | 0.0015211 | 2.8037e-07 | 9.8113e-06 | 0 | 0
VIC1 | CCGT | 0 | 0 | 0 | 0 | 0 | 0 | 0 | 0 | 0 | 0 | 0 | 0 | 0 | 0 | 0 | 0 | 0 | 0 | 0 | 0 | 0 | 0 | 0 | 0 | 0 | 0 | 0 | 0 | 0
VIC1 | Gas - Steam | 0 | 0 | 0 | 0 | 0 | 0 | 0 | 0 | 0 | 0 | 0 | 0 | 0 | 0 | 0 | 0 | 0 | 0 | 0 | 0 | 0 | 0 | 0 | 0 | 0 | 0 | 0 | 0 | 0
VIC1 | OCGT / Diesel | 0 | 0 | 0 | 0 | 0 | 0 | 0 | 0 | 0 | 0 | 0 | 0 | 0 | 0 | 0 | 0 | 0 | 0 | 0 | 0 | 0 | 0 | 0 | 0 | 0 | 0 | 0 | 0 | 0
VIC1 | Hydro | 0 | 0 | 0 | 0 | 0 | 0 | 0 | 0 | 0 | 0 | 0 | 0 | 0 | 0 | 0 | 0 | 0 | 0 | 0 | 0 | 0 | 0 | 0 | 0 | 0 | 0 | 0 | 0 | 0
VIC1 | Wind | 0 | 0 | 0 | 0 | 0 | 0 | 0 | 0 | 0 | 0 | 0 | 0 | 0 | 0 | 0 | 0 | 0 | 0 | 0 | 0 | 0 | 0 | 0 | 0 | 0 | 0 | 0 | 0 | 0
VIC1 | Solar PV | 0 | 0 | 0 | 0 | 0 | 0 | 0 | 0 | 0 | 0 | 0 | 0 | 0 | 0 | 0 | 0 | 0 | 0 | 0 | 0 | 0 | 0 | 0 | 0 | 0 | 0 | 0 | 0 | 0
VIC1 | Grid Battery | 0 | 0 | 0 | 0 | 0 | 0 | 0 | 0 | 0 | 0 | 0 | 0 | 0 | 0 | 0 | 0 | 0 | 0 | 0 | 0 | 0 | 0 | 0 | 0 | 0 | 0 | 0 | 0 | 0
VIC1 | Pumped Hydro | 0 | 0 | 0 | 0 | 0 | 0 | 0 | 0 | 0 | 0 | 0 | 0 | 0 | 0 | 0 | 0 | 0 | 0 | 0 | 0 | 0 | 0 | 0 | 0 | 0 | 0 | 0 | 0 | 0
VIC1 | VPP | 0 | 0 | 0 | 0 | 0 | 0 | 0 | 0 | 0 | 0 | 0 | 0 | 0 | 0 | 0 | 0 | 0 | 0 | 0 | 0 | 0 | 0 | 0 | 0 | 0 | 0 | 0 | 0 | 0
Total excluding storage |  | 0 | 0 | 0 | 154968.305 | 7449.1042 | 28317.7733 | 125463.7821 | 0.040329 | 0.00020759 | 0 | 5.533e-06 | 0 | 0 | 0 | 0 | 0.0053268 | 0.0074117 | 0.0006432 | 0 | 0 | 0 | 0 | 0 | 3.8336e-06 | 0.0015211 | 2.8037e-07 | 9.8113e-06 | 0 | 0
Region | Technology | 2021-22 | 2022-23 | 2023-24 | 2024-25 | 2025-26 | 2026-27 | 2027-28 | 2028-29 | 2029-30 | 2030-31 | 2031-32 | 2032-33 | 2033-34 | 2034-35 | 2035-36 | 2036-37 | 2037-38 | 2038-39 | 2039-40 | 2040-41 | 2041-42 | 2042-43 | 2043-44 | 2044-45 | 2045-46 | 2046-47 | 2047-48 | 2048-49 | 2049-50
SA1 | Black Coal | 0 | 0 | 0 | 0 | 0 | 0 | 0 | 0 | 0 | 0 | 0 | 0 | 0 | 0 | 0 | 0 | 0 | 0 | 0 | 0 | 0 | 0 | 0 | 0 | 0 | 0 | 0 | 0 | 0
SA1 | Brown Coal | 0 | 0 | 0 | 0 | 0 | 0 | 0 | 0 | 0 | 0 | 0 | 0 | 0 | 0 | 0 | 0 | 0 | 0 | 0 | 0 | 0 | 0 | 0 | 0 | 0 | 0 | 0 | 0 | 0
SA1 | CCGT | 0 | 0 | 0 | 0 | 0 | 0 | 0 | 0 | 0 | 0 | 0 | 0 | 0 | 0 | 0 | 0 | 0 | 0 | 0 | 0 | 0 | 0 | 0 | 0 | 0 | 0 | 0 | 0 | 0
SA1 | Gas - Steam | 0 | 0 | 0 | 0 | 0 | 0 | 0 | 0 | 0 | 0 | 0 | 0 | 0 | 0 | 0 | 0 | 0 | 0 | 0 | 0 | 0 | 0 | 0 | 0 | 0 | 0 | 0 | 0 | 0
SA1 | OCGT / Diesel | 0 | 0 | 0 | 0 | 0 | 0 | 0 | 0 | 0 | 0 | 0 | 0 | 0 | 0 | 0 | 0 | 0 | 0 | 0 | 0 | 0 | 0 | 0 | 0 | 0 | 0 | 0 | 0 | 0
SA1 | Hydro | 0 | 0 | 0 | 0 | 0 | 0 | 0 | 0 | 0 | 0 | 0 | 0 | 0 | 0 | 0 | 0 | 0 | 0 | 0 | 0 | 0 | 0 | 0 | 0 | 0 | 0 | 0 | 0 | 0
SA1 | Wind | 0 | 0 | 0 | 0 | 0 | 0 | 0 | 0 | 0 | 0 | 0 | 0 | 0 | 0 | 0 | 0 | 0 | 0 | 0 | 0 | 0 | 0 | 0 | 0 | 0 | 0 | 0 | 0 | 0
SA1 | Solar PV | 0 | 0 | 0 | 0 | 0 | 0 | 0 | 0 | 0 | 0 | 0 | 0 | 0 | 0 | 0 | 0 | 0 | 0 | 0 | 0 | 0 | 0 | 0 | 0 | 0 | 0 | 0 | 0 | 0
SA1 | Grid Battery | 0 | 0 | 0 | 0 | 0 | 0 | 0 | 0 | 0 | 0 | 0 | 0 | 0 | 0 | 0 | 0 | 0 | 0 | 0 | 0 | 0 | 0 | 0 | 0 | 0 | 0 | 0 | 0 | 0
SA1 | Pumped Hydro | 0 | 0 | 0 | 0 | 0 | 0 | 0 | 0 | 0 | 0 | 0 | 0 | 0 | 0 | 0 | 0 | 0 | 0 | 0 | 0 | 0 | 0 | 0 | 0 | 0 | 0 | 0 | 0 | 0
SA1 | VPP | 0 | 0 | 0 | 0 | 0 | 0 | 0 | 0 | 0 | 0 | 0 | 0 | 0 | 0 | 0 | 0 | 0 | 0 | 0 | 0 | 0 | 0 | 0 | 0 | 0 | 0 | 0 | 0 | 0
Total excluding storage |  | 0 | 0 | 0 | 0 | 0 | 0 | 0 | 0 | 0 | 0 | 0 | 0 | 0 | 0 | 0 | 0 | 0 | 0 | 0 | 0 | 0 | 0 | 0 | 0 | 0 | 0 | 0 | 0 | 0
Region | Technology | 2021-22 | 2022-23 | 2023-24 | 2024-25 | 2025-26 | 2026-27 | 2027-28 | 2028-29 | 2029-30 | 2030-31 | 2031-32 | 2032-33 | 2033-34 | 2034-35 | 2035-36 | 2036-37 | 2037-38 | 2038-39 | 2039-40 | 2040-41 | 2041-42 | 2042-43 | 2043-44 | 2044-45 | 2045-46 | 2046-47 | 2047-48 | 2048-49 | 2049-50
TAS1 | Black Coal | 0 | 0 | 0 | 0 | 0 | 0 | 0 | 0 | 0 | 0 | 0 | 0 | 0 | 0 | 0 | 0 | 0 | 0 | 0 | 0 | 0 | 0 | 0 | 0 | 0 | 0 | 0 | 0 | 0
TAS1 | Brown Coal | 0 | 0 | 0 | 0 | 0 | 0 | 0 | 0 | 0 | 0 | 0 | 0 | 0 | 0 | 0 | 0 | 0 | 0 | 0 | 0 | 0 | 0 | 0 | 0 | 0 | 0 | 0 | 0 | 0
TAS1 | CCGT | 0 | 0 | 0 | 0 | 0 | 0 | 0 | 0 | 0 | 0 | 0 | 0 | 0 | 0 | 0 | 0 | 0 | 0 | 0 | 0 | 0 | 0 | 0 | 0 | 0 | 0 | 0 | 0 | 0
TAS1 | Gas - Steam | 0 | 0 | 0 | 0 | 0 | 0 | 0 | 0 | 0 | 0 | 0 | 0 | 0 | 0 | 0 | 0 | 0 | 0 | 0 | 0 | 0 | 0 | 0 | 0 | 0 | 0 | 0 | 0 | 0
TAS1 | OCGT / Diesel | 0 | 0 | 0 | 0 | 0 | 0 | 0 | 0 | 0 | 0 | 0 | 0 | 0 | 0 | 0 | 0 | 0 | 0 | 0 | 0 | 0 | 0 | 0 | 0 | 0 | 0 | 0 | 0 | 0
TAS1 | Hydro | 0 | 0 | 0 | 0 | 0 | 0 | 0 | 0 | 0 | 0 | 0 | 0 | 0 | 0 | 0 | 0 | 0 | 0 | 0 | 0 | 0 | 0 | 0 | 0 | 0 | 0 | 0 | 0 | 0
TAS1 | Wind | 0 | 0 | 0 | 0 | 0 | 0 | 0 | 0 | 0 | 0 | 0 | 0 | 0 | 0 | 0 | 0 | 0 | 0 | 0 | 0 | 0 | 0 | 0 | 0 | 0 | 0 | 0 | 0 | 0
TAS1 | Solar PV | 0 | 0 | 0 | 0 | 0 | 0 | 0 | 0 | 0 | 0 | 0 | 0 | 0 | 0 | 0 | 0 | 0 | 0 | 0 | 0 | 0 | 0 | 0 | 0 | 0 | 0 | 0 | 0 | 0
TAS1 | Grid Battery | 0 | 0 | 0 | 0 | 0 | 0 | 0 | 0 | 0 | 0 | 0 | 0 | 0 | 0 | 0 | 0 | 0 | 0 | 0 | 0 | 0 | 0 | 0 | 0 | 0 | 0 | 0 | 0 | 0
TAS1 | Pumped Hydro | 0 | 0 | 0 | 0 | 0 | 0 | 0 | 0 | 0 | 0 | 0 | 0 | 0 | 0 | 0 | 0 | 0 | 0 | 0 | 0 | 0 | 0 | 0 | 0 | 0 | 0 | 0 | 0 | 0
TAS1 | VPP | 0 | 0 | 0 | 0 | 0 | 0 | 0 | 0 | 0 | 0 | 0 | 0 | 0 | 0 | 0 | 0 | 0 | 0 | 0 | 0 | 0 | 0 | 0 | 0 | 0 | 0 | 0 | 0 | 0
Total excluding storage |  | 0 | 0 | 0 | 0 | 0 | 0 | 0 | 0 | 0 | 0 | 0 | 0 | 0 | 0 | 0 | 0 | 0 | 0 | 0 | 0 | 0 | 0 | 0 | 0 | 0 | 0 | 0 | 0 | 0

## BaseCase_REZ Tx Cost
REZ transmission expansion cost by region ($000s) - Base Case, Step Change Scenario
REZ Expansion | Real June 2020 dollars discounted to 1 July 2020. As with the total capital costs, the REZ transmission expansion costs are annualised for modelling purposes.
Explicitly modelled generation
Region | Technology | 2021-22 | 2022-23 | 2023-24 | 2024-25 | 2025-26 | 2026-27 | 2027-28 | 2028-29 | 2029-30 | 2030-31 | 2031-32 | 2032-33 | 2033-34 | 2034-35 | 2035-36 | 2036-37 | 2037-38 | 2038-39 | 2039-40 | 2040-41 | 2041-42 | 2042-43 | 2043-44 | 2044-45 | 2045-46 | 2046-47 | 2047-48 | 2048-49 | 2049-50
NSW1 | Transmission | 0.0015498 | 4528.7794 | 14368.0348 | 35726.8604 | 34090.5159 | 38916.6752 | 54770.3144 | 53053.5413 | 116304.7193 | 110977.7855 | 106178.1369 | 139896.9827 | 140276.5327 | 133851.6533 | 128340.9579 | 128439.9908 | 137793.8109 | 134055.6442 | 132136.893 | 137966.1349 | 155098.0887 | 171716.2088 | 171185.2921 | 162887.9855 | 177508.133 | 202284.284 | 199647.8686 | 190989.0101 | 182241.4232
QLD1 | Transmission | 1619.7817 | 1545.5934 | 1478.7487 | 5017.1534 | 7637.9904 | 7288.1588 | 9034.4333 | 46670.4936 | 44532.9138 | 42493.2383 | 49660.946 | 50814.4188 | 61608.7673 | 58786.9919 | 68763.2499 | 74980.216 | 124162.9161 | 118476.065 | 114924.0078 | 113382.8925 | 116943.131 | 165351.4125 | 158200.1737 | 166889.7843 | 171114.8545 | 197250.8179 | 188719.9699 | 187968.4288 | 210713.7238
VIC1 | Transmission | 0.00057806 | 0.00057083 | 0.00054614 | 0.00051967 | 0.00049666 | 1380.9806 | 10543.9708 | 10032.9073 | 9573.3848 | 9134.9092 | 8739.8359 | 8316.2183 | 11270.2367 | 12455.435 | 11916.7532 | 11339.1513 | 18895.3569 | 18029.9207 | 17250.1495 | 21700.6867 | 31356.8553 | 30489.2306 | 37763.2042 | 35932.8315 | 37499.0286 | 53865.674 | 51536.0519 | 49038.1128 | 46792.0924
SA1 | Transmission | 0.0034522 | 0.0033671 | 0.0035249 | 0.0043064 | 0.0042171 | 0.0041688 | 0.0045275 | 10087.2472 | 9625.2359 | 9184.3864 | 8787.1734 | 15404.4272 | 14698.881 | 14025.6501 | 13419.1013 | 12768.681 | 12183.8567 | 14474.8776 | 18197.042 | 17315.0363 | 21188.2367 | 20217.7846 | 30140.6091 | 28679.7092 | 28034.5823 | 50011.0394 | 47848.1253 | 45528.9391 | 47234.4247
TAS1 | Transmission | 0 | 0 | 0 | 0 | 0 | 0 | 5.2425e-05 | 5.0784e-05 | 5.2059e-05 | 556.4041 | 1320.0747 | 2317.5689 | 3224.283 | 4043.0759 | 4792.8894 | 5440.4336 | 6030.8077 | 6556.5915 | 7067.2649 | 7480.4565 | 7137.8402 | 6810.9162 | 6516.3527 | 6200.5068 | 5916.5141 | 5645.5288 | 5401.3668 | 5139.5639 | 4904.1641
NEM | Total | 1619.7873 | 6074.3768 | 15846.7876 | 40744.0187 | 41728.5111 | 47585.8188 | 74348.7231 | 119844.1894 | 180036.2538 | 172346.7235 | 174686.1668 | 216749.6159 | 231078.7007 | 223162.8062 | 227232.9518 | 232968.4727 | 299066.7484 | 291593.099 | 289575.3572 | 297845.2069 | 331724.152 | 394585.5527 | 403805.6318 | 400590.8173 | 420073.1125 | 509057.3441 | 493153.3825 | 478664.0548 | 491885.8281

## BaseCase_USE+DSP Cost
USE and USE / DSP cost by region ($000s) - Base Case, Step Change Scenario
USE / DSP | Real June 2020 dollars discounted to 1 July 2020
Explicitly modelled generation
Region | Technology | 2021-22 | 2022-23 | 2023-24 | 2024-25 | 2025-26 | 2026-27 | 2027-28 | 2028-29 | 2029-30 | 2030-31 | 2031-32 | 2032-33 | 2033-34 | 2034-35 | 2035-36 | 2036-37 | 2037-38 | 2038-39 | 2039-40 | 2040-41 | 2041-42 | 2042-43 | 2043-44 | 2044-45 | 2045-46 | 2046-47 | 2047-48 | 2048-49 | 2049-50
NSW1 | USE / DSP | 0.0027991 | 0.0027921 | 0.0028088 | 1633.6089 | 0.0028757 | 0.0028637 | 42.4211 | 0.0029053 | 0.0028786 | 0.0028899 | 0.0029119 | 39568.49 | 73.7419 | 205.3236 | 14366.2226 | 464.1537 | 22044.3829 | 0.0030748 | 3369.1026 | 881.4335 | 5015.6846 | 0.0031709 | 4359.3839 | 13101.8839 | 339.3527 | 131.3007 | 165.0371 | 1102.363 | 3222.9131
QLD1 | USE / DSP | 0.0027722 | 0.0027624 | 0.0027722 | 1444.4754 | 389.5498 | 910.5679 | 131.2496 | 24988.2116 | 3153.5843 | 80.0902 | 2575.9437 | 4010.3759 | 32049.0966 | 14289.5969 | 2772.0535 | 1228.72 | 49855.5346 | 366.7412 | 9278.3407 | 4856.3878 | 7157.7079 | 17779.8331 | 17759.3037 | 7096.8889 | 5544.1273 | 42300.9275 | 113.0878 | 60954.7361 | 43303.6232
VIC1 | USE / DSP | 0.0027802 | 0.0027581 | 0.0027806 | 0.0028902 | 0.0029118 | 0.002908 | 0.91989 | 0.0028956 | 0.002869 | 0.0029116 | 0.0029314 | 6394.7186 | 0.0029791 | 81.5372 | 4381.4083 | 90.3532 | 4293.7291 | 0.0030354 | 3361.2289 | 281.4908 | 1536.8863 | 0.0031745 | 2723.4678 | 18014.8568 | 114.5944 | 0.0033318 | 7.52 | 32.62 | 1920.7154
SA1 | USE / DSP | 0.0028081 | 0.0027748 | 0.0028281 | 0.0028556 | 0.0028795 | 0.0028473 | 16.0593 | 0.0028343 | 0.0028021 | 0.0028285 | 0.0028571 | 4751.6766 | 0.0028785 | 86.0953 | 6494.9948 | 396.8538 | 4760.2353 | 0.0029784 | 3574.8719 | 500.1496 | 1457.6558 | 0.0031082 | 3308.0932 | 10358.8322 | 294.9498 | 55.7846 | 55.5219 | 530.7099 | 1835.708
TAS1 | USE / DSP | 0.0022666 | 0.0022491 | 0.0022675 | 0.0022606 | 0.0022354 | 0.0022383 | 0.0022364 | 0.0022051 | 0.0022044 | 0.0022041 | 0.002209 | 205.8849 | 0.0022027 | 0.0022019 | 0.0022078 | 0.0022013 | 0.0022035 | 0.0022006 | 139.935 | 0.0021997 | 33.105 | 0.0022002 | 0.0022081 | 0.0022015 | 0.0021999 | 0.0022001 | 0.002206 | 0.002203 | 0.0021995
NEM | Total | 0.013426 | 0.013336 | 0.013457 | 3078.0923 | 389.5607 | 910.5788 | 190.6522 | 24988.2224 | 3153.595 | 80.1011 | 2575.9546 | 54931.146 | 32122.8466 | 14662.5552 | 28014.6814 | 2180.0829 | 80953.8841 | 366.7525 | 19723.4791 | 6519.4639 | 15201.0396 | 17779.8447 | 28150.2507 | 48572.464 | 6293.0264 | 42488.0184 | 341.169 | 62620.4312 | 50282.9619

## BaseCase_SyncCon Cost
Synchronous Condenser cost by region ($000s) - Base Case, Step Change Scenario
SyncCon | Real June 2020 dollars discounted to 1 July 2020
Explicitly modelled generation
Region | Technology | 2021-22 | 2022-23 | 2023-24 | 2024-25 | 2025-26 | 2026-27 | 2027-28 | 2028-29 | 2029-30 | 2030-31 | 2031-32 | 2032-33 | 2033-34 | 2034-35 | 2035-36 | 2036-37 | 2037-38 | 2038-39 | 2039-40 | 2040-41 | 2041-42 | 2042-43 | 2043-44 | 2044-45 | 2045-46 | 2046-47 | 2047-48 | 2048-49 | 2049-50
NSW1 | SyncCon | 0 | 0 | 0 | 0 | 0 | 0 | 0 | 0 | 0 | 0 | 0 | 0 | 0 | 0 | 0 | 0 | 0 | 0 | 0 | 0 | 0 | 0 | 0 | 0 | 0 | 0 | 0 | 0 | 0
QLD1 | SyncCon | 0 | 0 | 0 | 0 | 0 | 0 | 0 | 0 | 0 | 0 | 0 | 0 | 0 | 0 | 0 | 0 | 0 | 0 | 0 | 0 | 0 | 0 | 0 | 0 | 0 | 0 | 0 | 0 | 0
VIC1 | SyncCon | 0 | 0 | 416.3382 | 12640.0225 | 12061.0902 | 13696.3923 | 18626.7458 | 17723.9123 | 16912.13 | 16137.5286 | 15439.601 | 14691.2475 | 14018.366 | 13376.3034 | 12797.7952 | 12177.4894 | 11619.7418 | 11087.5399 | 10608.0178 | 10093.85 | 9631.5362 | 9190.3972 | 8792.9241 | 8366.7334 | 7983.5242 | 7617.8666 | 7288.4035 | 6935.1365 | 6617.4967
SA1 | SyncCon | 0 | 0 | 0 | 0 | 0 | 0 | 0 | 0 | 0 | 0 | 0 | 0 | 0 | 0 | 0 | 0 | 0 | 0 | 0 | 0 | 0 | 0 | 0 | 0 | 0 | 0 | 0 | 0 | 0
TAS1 | SyncCon | 1355.2313 | 1596.1342 | 1686.8972 | 1139.1104 | 872.8339 | 1042.2825 | 985.3235 | 993.4535 | 1125.5438 | 1264.3431 | 1596.4749 | 1564.5524 | 1667.8007 | 1884.7699 | 2028.382 | 2056.0633 | 2030.4451 | 1972.0407 | 1927.6647 | 2042.2816 | 1795.1102 | 1680.4439 | 1698.6598 | 1707.7909 | 1599.1939 | 1387.246 | 1308.1853 | 1248.0532 | 1233.488
NEM | Total | 1355.2313 | 1596.1342 | 2103.2355 | 13779.1329 | 12933.9241 | 14738.6748 | 19612.0693 | 18717.3657 | 18037.6739 | 17401.8717 | 17036.0758 | 16255.8 | 15686.1667 | 15261.0733 | 14826.1772 | 14233.5527 | 13650.1869 | 13059.5806 | 12535.6825 | 12136.1316 | 11426.6465 | 10870.841 | 10491.5839 | 10074.5242 | 9582.7181 | 9005.1126 | 8596.5888 | 8183.1897 | 7850.9846

## BaseCase_System Strength Cost
System Strength cost by region ($000s) - Base Case, Step Change Scenario
System Strength | Real June 2020 dollars discounted to 1 July 2020
Explicitly modelled generation
Region | Technology | 2021-22 | 2022-23 | 2023-24 | 2024-25 | 2025-26 | 2026-27 | 2027-28 | 2028-29 | 2029-30 | 2030-31 | 2031-32 | 2032-33 | 2033-34 | 2034-35 | 2035-36 | 2036-37 | 2037-38 | 2038-39 | 2039-40 | 2040-41 | 2041-42 | 2042-43 | 2043-44 | 2044-45 | 2045-46 | 2046-47 | 2047-48 | 2048-49 | 2049-50
NSW1 | System Strength | 0.0001079 | 508.1191 | 1612.0619 | 4008.4754 | 3824.8813 | 4366.3658 | 6145.1094 | 6412.1169 | 14322.971 | 13666.9571 | 13075.8785 | 16873.0789 | 17107.7781 | 16324.2157 | 15659.5148 | 15265.7808 | 17038.1312 | 17837.313 | 17641.693 | 18312.1447 | 19636.6346 | 22382.3091 | 22342.7069 | 21259.7617 | 21562.2962 | 23428.9818 | 22768.9892 | 21772.4439 | 20775.2328
QLD1 | System Strength | 3473.1725 | 3314.0959 | 3170.7655 | 3359.4253 | 3347.0632 | 3193.7626 | 3129.9598 | 4350.9502 | 4151.67 | 3961.5172 | 4245.0091 | 4527.256 | 5756.5925 | 5492.9318 | 5578.975 | 5555.426 | 7430.6007 | 7090.2679 | 6999.0632 | 7212.0607 | 8081.4578 | 10331.3001 | 9884.4844 | 9828.2239 | 9684.8835 | 10282.7051 | 9837.9911 | 9785.1698 | 11097.3538
VIC1 | System Strength | 0.00032179 | 0.00031597 | 0.00033573 | 2624.5513 | 2504.343 | 2826.5285 | 6581.9327 | 7220.117 | 6889.4247 | 6886.1463 | 7318.6724 | 9639.3581 | 10252.8975 | 10321.5534 | 9875.1593 | 9396.5129 | 10588.3666 | 10103.4032 | 9666.4438 | 9819.9983 | 10768.3546 | 10342.0513 | 10532.5402 | 10022.0307 | 9801.4094 | 10921.2094 | 10448.8809 | 9942.4263 | 9487.048
SA1 | System Strength | 524.9373 | 500.8944 | 691.632 | 2099.6417 | 2003.475 | 1911.7129 | 2112.0529 | 3091.7062 | 2950.1013 | 2827.1612 | 2852.9405 | 3809.7988 | 3635.3042 | 3471.8769 | 3449.5467 | 3282.348 | 4004.8182 | 4039.1389 | 4233.2757 | 4028.0899 | 4200.229 | 4007.8523 | 4998.5881 | 4756.3083 | 4640.462 | 5454.4215 | 5218.5247 | 4965.5841 | 5029.0902
TAS1 | System Strength | 493.0805 | 470.4966 | 743.8773 | 707.8218 | 675.4025 | 644.468 | 767.1129 | 873.1527 | 969.8228 | 1059.7727 | 1177.1673 | 1325.7772 | 1461.302 | 1581.6308 | 1692.3872 | 1780.834 | 1861.9371 | 1932.0501 | 2002.379 | 2051.7528 | 1957.7794 | 1868.1101 | 1787.3167 | 1700.686 | 1622.7919 | 1548.4656 | 1481.4964 | 1409.6887 | 1345.1228
NEM | Total | 4491.1907 | 4793.6063 | 6218.3371 | 12799.9155 | 12355.1649 | 12942.8379 | 18736.1678 | 21948.043 | 29283.9898 | 28401.5545 | 28669.6678 | 36175.269 | 38213.8743 | 37192.2086 | 36255.583 | 35280.9017 | 40923.8538 | 41002.173 | 40542.8547 | 41424.0465 | 44644.4554 | 48931.6229 | 49545.6364 | 47567.0106 | 47311.8431 | 51635.7833 | 49755.8823 | 47875.3128 | 47733.8477

## Marinus_CF
Annual capacity factor by technology - Marinus Link, Step Change Scenario
Explicitly modelled generation
Region | Technology | 2021-22 | 2022-23 | 2023-24 | 2024-25 | 2025-26 | 2026-27 | 2027-28 | 2028-29 | 2029-30 | 2030-31 | 2031-32 | 2032-33 | 2033-34 | 2034-35 | 2035-36 | 2036-37 | 2037-38 | 2038-39 | 2039-40 | 2040-41 | 2041-42 | 2042-43 | 2043-44 | 2044-45 | 2045-46 | 2046-47 | 2047-48 | 2048-49 | 2049-50
NEM | Black Coal | 48.24% | 44.65% | 46.94% | 59.82% | 63.31% | 61.54% | 58.81% | 62.57% | 61.69% | 60.48% | 56.46% | 57.36% | 65.98% | 57.28% | 52.92% | 56.71% | 58.65% | 57.71% | 53.33% | 53.41% | 52.71% | 56.63% | 53.15% | 51.34% | 48.56% | 49.61% | 49.75% | 45% | 46.06%
NEM | Brown Coal | 64.64% | 55.07% | 59% | 65.93% | 68.58% | 66.9% | - | - | - | - | - | - | - | - | - | - | - | - | - | - | - | - | - | - | - | - | - | - | -
NEM | CCGT | 8.417% | 8.417% | 7.294% | 12.92% | 16.21% | 13.49% | 13.02% | 13.74% | 12.85% | 14.74% | 18.13% | 23.25% | 26.4% | 24.89% | 20.72% | 21.31% | 25.18% | 25.53% | 23.58% | 24.07% | 26.07% | 28.7% | 24.61% | 27.13% | 28.55% | 28.26% | 28.34% | 28.26% | 28.26%
NEM | Gas - Steam | 5.864% | 5.943% | 6.001% | 2.049% | 2.287% | 2.346% | 2.367% | 2.769% | 1.908% | 1.965% | 2.59% | 6.952% | 7.423% | 10.96% | 7.908% | 9.158% | 14.26% | 15.64% | 22.03% | 24.6% | 31.87% | 32.68% | 30.33% | 29.81% | 26.04% | - | - | - | -
NEM | OCGT / Diesel | 0.1021% | 0.04142% | 0.1809% | 0.5049% | 0.4443% | 0.4715% | 0.3828% | 0.6087% | 0.1984% | 0.4957% | 0.9033% | 2.738% | 2.275% | 3.237% | 2.703% | 3.641% | 5.991% | 5.851% | 9.211% | 11.59% | 10.09% | 12.55% | 14.61% | 10.15% | 10.87% | 13.77% | 15.07% | 16.2% | 15.95%
NEM | Hydro | 20.94% | 22.18% | 20.32% | 23.92% | 24.13% | 22.83% | 25.96% | 27.78% | 24.15% | 23.11% | 23.15% | 22.56% | 24.63% | 25.71% | 24.68% | 24.1% | 26.64% | 23.86% | 22.46% | 20.79% | 21.01% | 23.26% | 22.85% | 21.67% | 22.3% | 26.39% | 22.94% | 21.48% | 20.85%
NEM | Wind | 37.1% | 37.1% | 33.77% | 33.11% | 36% | 36.92% | 37.83% | 35.58% | 34.57% | 34.9% | 35.51% | 32.54% | 31.32% | 33.35% | 34.79% | 36.01% | 33.71% | 33.49% | 33.44% | 32.83% | 31.34% | 29.93% | 31.99% | 33.36% | 34.47% | 32.7% | 32.68% | 32.25% | 31.67%
NEM | Solar PV | 29.56% | 29.16% | 29.6% | 28.44% | 27.88% | 29.56% | 29.86% | 26.35% | 27.33% | 28.5% | 28.8% | 28.27% | 27.19% | 26.64% | 28.15% | 28.39% | 25.03% | 25.71% | 26.67% | 26.57% | 26.66% | 25.52% | 24.57% | 25.76% | 25.59% | 22.86% | 23.31% | 23.81% | 23.62%
NEM | Grid Battery | 6.045% | 4.117% | 4.719% | 5.526% | 5.242% | 5.435% | 5.395% | 5.143% | 4.82% | 5.222% | 4.955% | 9.577% | 10.62% | 10.71% | 11.73% | 11.75% | 11.89% | 11.86% | 12.77% | 12.71% | 14.32% | 15.32% | 14.94% | 17.37% | 17.15% | 15.38% | 15.51% | 14.95% | 14.45%
NEM | Pumped Hydro | 4.108% | 6.14% | 7.779% | 18.41% | 19.71% | 20.23% | 22.22% | 22.91% | 21.54% | 23.77% | 23.94% | 25.75% | 24.17% | 24.37% | 26.07% | 25.25% | 25.14% | 24.7% | 26.59% | 26.32% | 26.93% | 26.06% | 24.74% | 26.17% | 25.22% | 24.07% | 23.51% | 23.47% | 22.72%
NEM | VPP | 4.8% | 6.702% | 7.324% | 8.499% | 8.372% | 8.334% | 7.917% | 7.375% | 6.889% | 6.881% | 6.644% | 6.589% | 6.458% | 6.323% | 6.619% | 6.498% | 6.044% | 5.956% | 6.024% | 5.932% | 5.958% | 5.672% | 5.031% | 5.289% | 4.951% | 4.434% | 4.162% | 3.865% | 3.604%
Region | Technology | 2021-22 | 2022-23 | 2023-24 | 2024-25 | 2025-26 | 2026-27 | 2027-28 | 2028-29 | 2029-30 | 2030-31 | 2031-32 | 2032-33 | 2033-34 | 2034-35 | 2035-36 | 2036-37 | 2037-38 | 2038-39 | 2039-40 | 2040-41 | 2041-42 | 2042-43 | 2043-44 | 2044-45 | 2045-46 | 2046-47 | 2047-48 | 2048-49 | 2049-50
NSW1 | Black Coal | 48.29% | 44.57% | 46.99% | 56.86% | 64.95% | 59.44% | 57.56% | 62.02% | 59.66% | 59.52% | 54.4% | 50.18% | 65.1% | 54.36% | 42.69% | 54.76% | 60.01% | 58.45% | 54.02% | 47.81% | 53.28% | - | - | - | - | - | - | - | -
NSW1 | Brown Coal | bar: 2021-22 to 2049-50
NSW1 | CCGT | 0.6146% | 0.6146% | 1.849% | 4.715% | 6.951% | 4.007% | 4.079% | 7.102% | 6.269% | 8.81% | 11.32% | 21.99% | 22.7% | 25.88% | 20.52% | 17.85% | 24.37% | 27.65% | 25.09% | 22.57% | 23.6% | 27.12% | 2.705% | - | - | - | - | - | -
NSW1 | Gas - Steam | bar: 2021-22 to 2049-50
NSW1 | OCGT / Diesel | 2.312e-07% | 2.422e-07% | 0.1066% | 0.4825% | 0.08693% | 0.2054% | 0.12% | 0.2957% | 0.004903% | 0.07268% | 0.01914% | 2.575% | 1.046% | 3.287% | 2.677% | 3.727% | 5.717% | 7.19% | 10.5% | 14.64% | 8.627% | 12.61% | 16.82% | 9.789% | 9.449% | 13.81% | 18.3% | 19.26% | 17.3%
NSW1 | Hydro | 9.616% | 10.28% | 9.594% | 12.98% | 12.47% | 12.37% | 12.97% | 16.8% | 13.19% | 12.26% | 12.93% | 12.86% | 15.2% | 16.41% | 16.57% | 15.52% | 20.23% | 17.09% | 16.29% | 15.28% | 14.22% | 16.77% | 16.15% | 16.77% | 16.66% | 20.31% | 16.13% | 14.51% | 13.5%
NSW1 | Wind | 33.38% | 35.91% | 34.01% | 32.94% | 36.59% | 37.77% | 37.4% | 33.11% | 30.29% | 32.38% | 33.57% | 33% | 31.87% | 33.63% | 35.47% | 35.7% | 31.8% | 29.15% | 30.96% | 31.12% | 31.74% | 30.2% | 31.49% | 33.05% | 33.12% | 29.52% | 28.34% | 29.23% | 30.02%
NSW1 | Solar PV | 28.63% | 28.53% | 28.72% | 27.65% | 26.64% | 28.8% | 28.95% | 26.1% | 26.7% | 28.22% | 28.74% | 28.42% | 27.58% | 26.42% | 28.39% | 28.46% | 25.64% | 25.97% | 27.58% | 27.04% | 27.16% | 25.99% | 24.7% | 26.6% | 26.48% | 23.76% | 23.77% | 24.66% | 24.59%
NSW1 | Grid Battery | - | - | - | - | - | - | - | - | - | - | - | - | - | - | - | - | - | - | 14.68% | 14.52% | 18.57% | 18.37% | 17.87% | 21.87% | 21.72% | 21.23% | 20.83% | 21.46% | 20.84%
NSW1 | Pumped Hydro | 3.494% | 6.146% | 8.191% | 43.63% | 22.59% | 22.79% | 25.01% | 26.06% | 23.11% | 25.46% | 25.76% | 27.16% | 25.5% | 26.17% | 28.1% | 26.79% | 27.84% | 26.58% | 28.58% | 28.02% | 28.56% | 28.13% | 27.17% | 28.99% | 28.46% | 28.14% | 26.56% | 27.92% | 27.09%
NSW1 | VPP | 2.587% | 6.131% | 6.743% | 7.752% | 7.937% | 8.074% | 7.653% | 7.232% | 6.785% | 6.76% | 6.554% | 6.737% | 6.71% | 6.545% | 6.801% | 6.669% | 6.341% | 6.216% | 6.195% | 6.046% | 6.101% | 6.079% | 5.508% | 5.821% | 5.465% | 5.16% | 4.66% | 4.544% | 4.125%
Region | Technology | 2021-22 | 2022-23 | 2023-24 | 2024-25 | 2025-26 | 2026-27 | 2027-28 | 2028-29 | 2029-30 | 2030-31 | 2031-32 | 2032-33 | 2033-34 | 2034-35 | 2035-36 | 2036-37 | 2037-38 | 2038-39 | 2039-40 | 2040-41 | 2041-42 | 2042-43 | 2043-44 | 2044-45 | 2045-46 | 2046-47 | 2047-48 | 2048-49 | 2049-50
QLD1 | Black Coal | 48.17% | 44.74% | 46.88% | 64.53% | 61.45% | 63.96% | 60.3% | 63.22% | 63.65% | 61.41% | 58.44% | 60.51% | 66.43% | 58.75% | 56.8% | 57.53% | 58.07% | 57.4% | 53.04% | 55.78% | 52.59% | 56.63% | 53.15% | 51.34% | 48.56% | 49.61% | 49.75% | 45% | 46.06%
QLD1 | Brown Coal | bar: 2021-22 to 2049-50
QLD1 | CCGT | 8.33% | 8.33% | 9.298% | 16.95% | 20.66% | 18.49% | 19.66% | 19.78% | 18.44% | 20.64% | 24.53% | 27.34% | 32.08% | 27.19% | 24.73% | 27.51% | 30.27% | 29.07% | 27.61% | 30.11% | 33.14% | 35.76% | 33.93% | 32.86% | 46.01% | 60.92% | 61.08% | 60.92% | 60.92%
QLD1 | Gas - Steam | 5.044% | 5.044% | 10.02% | 9.894% | 9.894% | 9.894% | 18.74% | 18.74% | 18.76% | 14.52% | 13.67% | 17.38% | 26.91% | 22.35% | 19.34% | 23.52% | 26.41% | 24.59% | 22.03% | 24.6% | 31.87% | 32.68% | 30.33% | 29.81% | 26.04% | - | - | - | -
QLD1 | OCGT / Diesel | 2.921e-07% | 3.043e-07% | 3.261e-07% | 0.636% | 0.3247% | 0.4025% | 0.7335% | 1.2% | 0.6174% | 1.126% | 2.054% | 3.618% | 4.145% | 3.373% | 3.12% | 5.311% | 8.077% | 5.185% | 6.822% | 7.885% | 9.399% | 10.2% | 9.101% | 11.35% | 12.52% | 13.56% | 11.79% | 9.915% | 10.07%
QLD1 | Hydro | 52.35% | 52.25% | 52.46% | 52.2% | 52.1% | 52.04% | 52.13% | 51.84% | 51.84% | 50.24% | 51.98% | 51.46% | 51.48% | 50.85% | 49.56% | 49.54% | 39.99% | 40.77% | 38.27% | 36.75% | 39.55% | - | - | - | - | - | - | - | -
QLD1 | Wind | 42.81% | 40.16% | 37.65% | 34.3% | 39.83% | 39.07% | 42.14% | 41.28% | 40.5% | 41.47% | 39.19% | 36.66% | 32.75% | 38.19% | 37.35% | 40.45% | 40.42% | 40.28% | 40.53% | 36.68% | 34.99% | 31.03% | 36.52% | 36.64% | 38.57% | 38.44% | 38.62% | 37.85% | 33.22%
QLD1 | Solar PV | 31.43% | 30.43% | 30.99% | 29.65% | 30.07% | 31.49% | 31.87% | 26.62% | 28.83% | 29.98% | 30.34% | 30.12% | 28.68% | 28.9% | 30.06% | 30.21% | 25.11% | 26.87% | 27.67% | 27.92% | 27.14% | 25.76% | 25.34% | 25.36% | 24.65% | 22.34% | 23.59% | 23.86% | 23.24%
QLD1 | Grid Battery | - | 12.85% | 14.65% | 16.87% | 16.6% | 16.92% | 16.9% | 16.15% | 15.53% | 15.91% | 15.63% | 15.85% | 15.56% | 15.86% | 15.8% | 16.02% | 14.66% | 14.78% | 14.71% | 14.89% | 15.21% | 14.73% | 14.67% | 14.67% | 14.21% | 12.91% | 13.52% | 12.67% | 12.24%
QLD1 | Pumped Hydro | 4.367% | 6.137% | 7.605% | 7.797% | 8.184% | 10.01% | 11.04% | 10.31% | 9.739% | 11.1% | 10.32% | 17% | 17.68% | 17.46% | 18.27% | 18.42% | 19.07% | 19.99% | 21.4% | 22.23% | 23.75% | 24% | 22.37% | 22.94% | 21.06% | 17.93% | 18.55% | 16.2% | 15.37%
QLD1 | VPP | 6.378% | 7.535% | 8.004% | 9.243% | 8.988% | 8.87% | 8.418% | 7.63% | 7.161% | 7.164% | 7.011% | 6.63% | 6.391% | 6.433% | 6.517% | 6.414% | 5.709% | 5.924% | 5.797% | 6.028% | 6.164% | 5.58% | 4.955% | 4.81% | 4.222% | 3.377% | 3.48% | 2.388% | 2.421%
Region | Technology | 2021-22 | 2022-23 | 2023-24 | 2024-25 | 2025-26 | 2026-27 | 2027-28 | 2028-29 | 2029-30 | 2030-31 | 2031-32 | 2032-33 | 2033-34 | 2034-35 | 2035-36 | 2036-37 | 2037-38 | 2038-39 | 2039-40 | 2040-41 | 2041-42 | 2042-43 | 2043-44 | 2044-45 | 2045-46 | 2046-47 | 2047-48 | 2048-49 | 2049-50
VIC1 | Black Coal | bar: 2021-22 to 2049-50
VIC1 | Brown Coal | 64.64% | 55.07% | 59% | 65.93% | 68.58% | 66.9% | - | - | - | - | - | - | - | - | - | - | - | - | - | - | - | - | - | - | - | - | - | - | -
VIC1 | CCGT | bar: 2021-22 to 2049-50
VIC1 | Gas - Steam | 0.2509% | 0.1202% | 0.2227% | 1.31% | 1.282% | 1.265% | 1.324% | 2.075% | 0.2687% | 1.139% | 2.166% | 7.751% | 6.713% | 9.914% | 5.987% | 6.745% | 12.22% | 14.13% | - | - | - | - | - | - | - | - | - | - | -
VIC1 | OCGT / Diesel | 0.06787% | 0.001862% | 0.05758% | 0.2177% | 0.1509% | 0.3534% | 0.1881% | 0.3374% | 0.05944% | 0.1451% | 0.2338% | 1.574% | 0.8252% | 2.125% | 1.981% | 2.053% | 3.436% | 3.015% | 10.48% | 12.82% | 11.47% | 14.41% | 16.77% | 10.13% | 11.55% | 15.32% | 18.39% | 24.61% | 22.71%
VIC1 | Hydro | 14.31% | 14.46% | 13.14% | 16.19% | 16.63% | 15.72% | 15.94% | 20.06% | 16.68% | 14.29% | 14.39% | 13% | 16.02% | 16.53% | 15.67% | 15.77% | 19.91% | 16.55% | 14.24% | 14.24% | 12.93% | 15.91% | 16.47% | 15.57% | 15.69% | 19.77% | 16.43% | 14.08% | 14.12%
VIC1 | Wind | 35.65% | 35.96% | 30.33% | 31.31% | 32.79% | 34.03% | 35.17% | 32.85% | 33.89% | 32.1% | 33.28% | 28.17% | 28.44% | 29.81% | 31.71% | 32.37% | 30.05% | 31.97% | 30.3% | 30.36% | 27.46% | 27.32% | 29.08% | 30.62% | 31.85% | 31.15% | 32.64% | 31.04% | 32.1%
VIC1 | Solar PV | 27.59% | 27.39% | 28.35% | 27.27% | 25.9% | 27.3% | 27.86% | 26% | 26.79% | 26.86% | 26.48% | 26.14% | 24.72% | 24.65% | 25.64% | 26.31% | 23.84% | 24.13% | 24.54% | 24.81% | 26.16% | 24.84% | 24.27% | 25.78% | 26.33% | 22.55% | 23.09% | 23.1% | 23.29%
VIC1 | Grid Battery | 10.36% | 3.281% | 3.689% | 4.931% | 4.643% | 4.905% | 4.867% | 4.627% | 4.317% | 4.5% | 4.28% | 4.455% | 3.993% | 3.641% | 4.201% | 4.189% | 3.863% | 3.664% | 4.187% | 3.9% | 1.488% | - | - | - | - | - | - | - | -
VIC1 | Pumped Hydro | - | - | - | - | - | - | - | - | - | - | - | 27.83% | 26.59% | 24.98% | 26.59% | 26.79% | 25.33% | 25.47% | 27.71% | 26.83% | 26.05% | 24.57% | 22.87% | 24.93% | 24.45% | 24.53% | 24.39% | 25.72% | 25.22%
VIC1 | VPP | 4.148% | 5.714% | 6.572% | 8.904% | 8.653% | 8.506% | 7.966% | 7.425% | 6.887% | 6.803% | 6.49% | 6.461% | 6.326% | 6.054% | 6.675% | 6.553% | 6.047% | 5.832% | 6.083% | 5.784% | 5.742% | 5.434% | 4.698% | 5.226% | 5.042% | 4.627% | 4.311% | 4.349% | 4.027%
Region | Technology | 2021-22 | 2022-23 | 2023-24 | 2024-25 | 2025-26 | 2026-27 | 2027-28 | 2028-29 | 2029-30 | 2030-31 | 2031-32 | 2032-33 | 2033-34 | 2034-35 | 2035-36 | 2036-37 | 2037-38 | 2038-39 | 2039-40 | 2040-41 | 2041-42 | 2042-43 | 2043-44 | 2044-45 | 2045-46 | 2046-47 | 2047-48 | 2048-49 | 2049-50
SA1 | Black Coal | bar: 2021-22 to 2049-50
SA1 | Brown Coal | bar: 2021-22 to 2049-50
SA1 | CCGT | 17.95% | 17.95% | 10.86% | 16.16% | 20.82% | 15.7% | 9.727% | 9.7% | 9.7% | 10.65% | 14.97% | 22.18% | 24.92% | 26.93% | 17.65% | 20.59% | - | - | - | - | - | - | - | - | - | - | - | - | -
SA1 | Gas - Steam | 9.459% | 9.677% | 9.191% | 1.688% | 2.116% | 2.23% | 1.299% | 1.525% | 1.164% | 1.164% | 1.692% | 5.358% | 5.822% | 10.42% | - | - | - | - | - | - | - | - | - | - | - | - | - | - | -
SA1 | OCGT / Diesel | 0.3977% | 0.1953% | 0.681% | 0.7954% | 1.404% | 1.044% | 0.4845% | 0.5696% | 0.04367% | 0.6408% | 1.383% | 4.286% | 4.38% | 6.042% | 4.224% | 4.679% | 8.774% | 9.368% | 11.78% | 12.5% | 11.79% | 13.98% | 15.34% | 9.052% | 9.652% | 9.568% | 8.865% | 11.53% | 10.11%
SA1 | Hydro | bar: 2021-22 to 2049-50
SA1 | Wind | 34.53% | 33.97% | 29.68% | 32.31% | 31.37% | 34.67% | 34.66% | 33.49% | 33.79% | 33.51% | 35.29% | 29.73% | 29.71% | 27.77% | 31.96% | 32.78% | 31.16% | 32.45% | 31.55% | 32.91% | 29.45% | 29.65% | 27% | 30.38% | 31.33% | 29.2% | 29.87% | 28.74% | 29.29%
SA1 | Solar PV | 30.63% | 29.09% | 29.01% | 28.19% | 27.51% | 28.16% | 29.03% | 27.61% | 28.77% | 29.03% | 28.5% | 28.47% | 27.07% | 26.87% | 27.43% | 28.32% | 22.89% | 22.65% | 20.83% | 21.03% | 20.94% | 20.44% | 19.72% | 19.3% | 19.82% | 17.12% | 16.97% | 16.33% | 16.56%
SA1 | Grid Battery | 4.882% | 4.795% | 5.634% | 5.508% | 5.231% | 5.284% | 5.239% | 5.016% | 4.694% | 5.549% | 5.184% | 7.623% | 7.44% | 7.25% | 11.84% | 11.66% | 11.57% | 11.36% | 11.73% | 11.59% | 12.35% | 12.01% | 11.28% | 11.98% | 11.95% | 11.15% | 10.8% | 11.1% | 10.55%
SA1 | Pumped Hydro | bar: 2021-22 to 2049-50
SA1 | VPP | 8.314% | 8.212% | 9.556% | 9.001% | 8.44% | 8.277% | 8.023% | 7.558% | 7.015% | 7.091% | 6.768% | 6.652% | 6.456% | 6.301% | 6.224% | 6.085% | 5.923% | 5.734% | 5.936% | 5.716% | 5.628% | 5.334% | 4.633% | 4.982% | 4.855% | 3.977% | 3.712% | 3.728% | 3.373%
Region | Technology | 2021-22 | 2022-23 | 2023-24 | 2024-25 | 2025-26 | 2026-27 | 2027-28 | 2028-29 | 2029-30 | 2030-31 | 2031-32 | 2032-33 | 2033-34 | 2034-35 | 2035-36 | 2036-37 | 2037-38 | 2038-39 | 2039-40 | 2040-41 | 2041-42 | 2042-43 | 2043-44 | 2044-45 | 2045-46 | 2046-47 | 2047-48 | 2048-49 | 2049-50
TAS1 | Black Coal | bar: 2021-22 to 2049-50
TAS1 | Brown Coal | bar: 2021-22 to 2049-50
TAS1 | CCGT | 1.415e-06% | 1.386e-06% | 1.447e-06% | 1.468e-06% | 1.472e-06% | 1.518e-06% | 1.725e-06% | 1.821e-06% | 1.93e-06% | 2.037e-06% | 2.048e-06% | 2.235e-06% | 2.219e-06% | 2.206e-06% | 2.164e-06% | 2.164e-06% | 2.17e-06% | 2.142e-06% | 2.33e-06% | 2.339e-06% | 2.562e-06% | 2.534e-06% | 2.59e-06% | 2.535e-06% | 2.538e-06% | 2.766e-06% | 2.728e-06% | 3.209e-06% | 3.492e-06%
TAS1 | Gas - Steam | bar: 2021-22 to 2049-50
TAS1 | OCGT / Diesel | 1.237e-06% | 1.166e-06% | 1.246e-06% | 1.282e-06% | 1.313e-06% | 1.387e-06% | 1.54e-06% | 1.651e-06% | 1.724e-06% | 0.03643% | 1.86e-06% | 0.1905% | 2.124e-06% | 0.1291% | 0.3649% | 0.1966% | 0.1867% | 2.044e-06% | 0.5215% | 0.5488% | 0.4917% | 7.012e-06% | 0.287% | 0.5668% | 0.3024% | 0.4048% | 0.4355% | 2.14% | 0.5426%
TAS1 | Hydro | 37.2% | 40.17% | 36.42% | 41% | 41.79% | 38.75% | 45.45% | 43.51% | 39.46% | 39.48% | 38.74% | 38.32% | 39.44% | 40.97% | 38.65% | 37.94% | 38.16% | 36.12% | 34.91% | 31.22% | 33.91% | 35.7% | 34.69% | 31.53% | 33.29% | 37.84% | 34.98% | 34.43% | 33.62%
TAS1 | Wind | 35.7% | 39.6% | 38.12% | 37.89% | 39.73% | 40.14% | 41.62% | 40.53% | 39.67% | 38.11% | 41.29% | 37.87% | 37.62% | 39.07% | 39.23% | 40.41% | 37.93% | 37.34% | 35.1% | 36.68% | 34.42% | 34.89% | 35.68% | 37.04% | 38.51% | 36.96% | 36.79% | 34.52% | 36.68%
TAS1 | Solar PV | bar: 2021-22 to 2049-50
TAS1 | Grid Battery | bar: 2021-22 to 2049-50
TAS1 | Pumped Hydro | - | - | - | - | - | - | - | - | - | - | - | - | - | - | - | - | - | - | - | - | - | - | - | - | - | - | - | - | 26.26%
TAS1 | VPP | 1.597% | 3.673% | 3.951% | 2.89% | 3.339% | 3.637% | 4.764% | 4.906% | 4.686% | 5.627% | 5.404% | 5.47% | 5.365% | 5.676% | 5.686% | 5.627% | 5.875% | 5.032% | 5.496% | 6.085% | 5.754% | 5.271% | 4.98% | 4.739% | 4.59% | 4.435% | 3.912% | 4.092% | 4.088%
Explicitly modelled pumping
Region | Technology | 2021-22 | 2022-23 | 2023-24 | 2024-25 | 2025-26 | 2026-27 | 2027-28 | 2028-29 | 2029-30 | 2030-31 | 2031-32 | 2032-33 | 2033-34 | 2034-35 | 2035-36 | 2036-37 | 2037-38 | 2038-39 | 2039-40 | 2040-41 | 2041-42 | 2042-43 | 2043-44 | 2044-45 | 2045-46 | 2046-47 | 2047-48 | 2048-49 | 2049-50
NEM | Grid Battery pump | 7.43% | 5.097% | 5.808% | 6.838% | 6.464% | 6.702% | 6.677% | 6.333% | 5.956% | 6.441% | 6.131% | 11.43% | 12.61% | 12.71% | 13.9% | 13.91% | 14.08% | 14.01% | 15.07% | 15.03% | 16.93% | 18.14% | 17.66% | 20.65% | 20.42% | 18.23% | 18.4% | 17.69% | 17.11%
NEM | Pumped Hydro Pump | 5.743% | 9.845% | 12.08% | 26.61% | 22.75% | 25.34% | 29.07% | 28.83% | 27.6% | 29.54% | 31.66% | 32.91% | 32.03% | 31.59% | 34.46% | 33.49% | 33.03% | 32.65% | 34.99% | 35.19% | 34.84% | 33.99% | 31.69% | 34.15% | 33.3% | 31.4% | 30.42% | 30.35% | 29.07%
NEM | VPP pump | 5.761% | 8.062% | 8.782% | 10.22% | 10.04% | 9.996% | 9.52% | 8.838% | 8.271% | 8.257% | 7.994% | 7.893% | 7.75% | 7.595% | 7.939% | 7.798% | 7.267% | 7.153% | 7.215% | 7.139% | 7.133% | 6.818% | 6.031% | 6.346% | 5.957% | 5.311% | 5.006% | 4.628% | 4.323%
Region | Technology | 2021-22 | 2022-23 | 2023-24 | 2024-25 | 2025-26 | 2026-27 | 2027-28 | 2028-29 | 2029-30 | 2030-31 | 2031-32 | 2032-33 | 2033-34 | 2034-35 | 2035-36 | 2036-37 | 2037-38 | 2038-39 | 2039-40 | 2040-41 | 2041-42 | 2042-43 | 2043-44 | 2044-45 | 2045-46 | 2046-47 | 2047-48 | 2048-49 | 2049-50
NSW1 | Grid Battery pump | - | - | - | - | - | - | - | - | - | - | - | - | - | - | - | - | - | - | 17.27% | 17.13% | 22.07% | 21.85% | 21.25% | 26.16% | 26.05% | 25.32% | 24.99% | 25.6% | 24.93%
NSW1 | Pumped Hydro Pump | 4.852% | 9.588% | 11.73% | 34.5% | 24.29% | 26.81% | 30.87% | 30.8% | 28.73% | 30.65% | 33.1% | 33.95% | 33.53% | 33.33% | 36.82% | 35.31% | 36.35% | 35.25% | 37.7% | 37.77% | 36.88% | 36.99% | 34.64% | 38.16% | 38.04% | 36.78% | 34.37% | 35.88% | 34.28%
NSW1 | VPP pump | 3.105% | 7.383% | 8.08% | 9.32% | 9.516% | 9.691% | 9.209% | 8.662% | 8.143% | 8.113% | 7.889% | 8.067% | 8.054% | 7.875% | 8.146% | 8.005% | 7.633% | 7.461% | 7.415% | 7.277% | 7.303% | 7.296% | 6.61% | 6.986% | 6.579% | 6.174% | 5.613% | 5.436% | 4.951%
Region | Technology | 2021-22 | 2022-23 | 2023-24 | 2024-25 | 2025-26 | 2026-27 | 2027-28 | 2028-29 | 2029-30 | 2030-31 | 2031-32 | 2032-33 | 2033-34 | 2034-35 | 2035-36 | 2036-37 | 2037-38 | 2038-39 | 2039-40 | 2040-41 | 2041-42 | 2042-43 | 2043-44 | 2044-45 | 2045-46 | 2046-47 | 2047-48 | 2048-49 | 2049-50
QLD1 | Grid Battery pump | - | 15.8% | 18.08% | 20.85% | 20.54% | 20.83% | 20.86% | 19.94% | 19.18% | 19.65% | 19.35% | 18.69% | 18.34% | 18.7% | 18.63% | 18.86% | 17.31% | 17.35% | 17.32% | 17.54% | 17.88% | 17.35% | 17.25% | 17.25% | 16.7% | 15.22% | 15.86% | 14.93% | 14.38%
QLD1 | Pumped Hydro Pump | 7.268% | 10.28% | 12.69% | 13.09% | 13.7% | 16.66% | 18.46% | 17.24% | 16.28% | 18.55% | 17.33% | 24.68% | 24.46% | 24.18% | 25.25% | 25.45% | 25.35% | 26.32% | 28.28% | 29.51% | 31.46% | 31% | 28.78% | 29.51% | 27.18% | 23.13% | 23.75% | 20.91% | 19.58%
QLD1 | VPP pump | 7.655% | 9.044% | 9.606% | 11.12% | 10.8% | 10.63% | 10.1% | 9.158% | 8.595% | 8.598% | 8.437% | 7.938% | 7.671% | 7.721% | 7.829% | 7.692% | 6.874% | 7.089% | 6.958% | 7.246% | 7.387% | 6.71% | 5.946% | 5.767% | 5.062% | 4.068% | 4.162% | 2.877% | 2.895%
Region | Technology | 2021-22 | 2022-23 | 2023-24 | 2024-25 | 2025-26 | 2026-27 | 2027-28 | 2028-29 | 2029-30 | 2030-31 | 2031-32 | 2032-33 | 2033-34 | 2034-35 | 2035-36 | 2036-37 | 2037-38 | 2038-39 | 2039-40 | 2040-41 | 2041-42 | 2042-43 | 2043-44 | 2044-45 | 2045-46 | 2046-47 | 2047-48 | 2048-49 | 2049-50
VIC1 | Grid Battery pump | 12.69% | 4.068% | 4.537% | 6.103% | 5.726% | 6.047% | 6.026% | 5.694% | 5.33% | 5.555% | 5.301% | 5.487% | 4.925% | 4.495% | 5.187% | 5.172% | 4.769% | 4.542% | 5.152% | 4.831% | 1.819% | - | - | - | - | - | - | - | -
VIC1 | Pumped Hydro Pump | - | - | - | - | - | - | - | - | - | - | - | 34.79% | 33.32% | 31.2% | 33.17% | 33.49% | 31.66% | 32.01% | 34.47% | 33.71% | 32.45% | 30.8% | 28.51% | 31.17% | 30.72% | 30.49% | 30.65% | 31.97% | 31.53%
VIC1 | VPP pump | 4.978% | 6.883% | 7.88% | 10.71% | 10.38% | 10.2% | 9.585% | 8.893% | 8.266% | 8.166% | 7.811% | 7.737% | 7.592% | 7.265% | 8.011% | 7.866% | 7.258% | 7.022% | 7.281% | 6.964% | 6.871% | 6.543% | 5.619% | 6.272% | 6.071% | 5.534% | 5.193% | 5.201% | 4.833%
Region | Technology | 2021-22 | 2022-23 | 2023-24 | 2024-25 | 2025-26 | 2026-27 | 2027-28 | 2028-29 | 2029-30 | 2030-31 | 2031-32 | 2032-33 | 2033-34 | 2034-35 | 2035-36 | 2036-37 | 2037-38 | 2038-39 | 2039-40 | 2040-41 | 2041-42 | 2042-43 | 2043-44 | 2044-45 | 2045-46 | 2046-47 | 2047-48 | 2048-49 | 2049-50
SA1 | Grid Battery pump | 6.01% | 5.937% | 6.939% | 6.816% | 6.441% | 6.523% | 6.485% | 6.175% | 5.811% | 6.832% | 6.4% | 9.208% | 8.95% | 8.708% | 14% | 13.79% | 13.69% | 13.48% | 13.84% | 13.75% | 14.55% | 14.2% | 13.29% | 14.14% | 14.15% | 13.12% | 12.79% | 13.07% | 12.45%
SA1 | Pumped Hydro Pump | bar: 2021-22 to 2049-50
SA1 | VPP pump | 9.978% | 9.882% | 11.46% | 10.83% | 10.11% | 9.935% | 9.652% | 9.054% | 8.442% | 8.492% | 8.123% | 7.997% | 7.738% | 7.563% | 7.471% | 7.304% | 7.11% | 6.904% | 7.105% | 6.881% | 6.734% | 6.41% | 5.554% | 5.98% | 5.847% | 4.755% | 4.474% | 4.457% | 4.048%
Region | Technology | 2021-22 | 2022-23 | 2023-24 | 2024-25 | 2025-26 | 2026-27 | 2027-28 | 2028-29 | 2029-30 | 2030-31 | 2031-32 | 2032-33 | 2033-34 | 2034-35 | 2035-36 | 2036-37 | 2037-38 | 2038-39 | 2039-40 | 2040-41 | 2041-42 | 2042-43 | 2043-44 | 2044-45 | 2045-46 | 2046-47 | 2047-48 | 2048-49 | 2049-50
TAS1 | Grid Battery pump | bar: 2021-22 to 2049-50
TAS1 | Pumped Hydro Pump | - | - | - | - | - | - | - | - | - | - | - | - | - | - | - | - | - | - | - | - | - | - | - | - | - | - | - | - | 32.82%
TAS1 | VPP pump | 1.917% | 4.433% | 4.736% | 3.488% | 3.992% | 4.364% | 5.741% | 5.871% | 5.648% | 6.734% | 6.485% | 6.565% | 6.439% | 6.835% | 6.804% | 6.754% | 7.051% | 6.04% | 6.596% | 7.325% | 6.886% | 6.33% | 5.995% | 5.668% | 5.529% | 5.303% | 4.715% | 4.893% | 4.907%
Non-controllable capacity
Region | Technology | 2021-22 | 2022-23 | 2023-24 | 2024-25 | 2025-26 | 2026-27 | 2027-28 | 2028-29 | 2029-30 | 2030-31 | 2031-32 | 2032-33 | 2033-34 | 2034-35 | 2035-36 | 2036-37 | 2037-38 | 2038-39 | 2039-40 | 2040-41 | 2041-42 | 2042-43 | 2043-44 | 2044-45 | 2045-46 | 2046-47 | 2047-48 | 2048-49 | 2049-50
NEM | Distributed PV | 15.63% | 16.08% | 16.23% | 15.9% | 15.51% | 16.66% | 16.66% | 15.03% | 15.75% | 16.39% | 16.64% | 16.73% | 16.34% | 15.94% | 17.1% | 17.14% | 15.42% | 16.25% | 16.94% | 17.24% | 17.28% | 16.84% | 16.32% | 17.47% | 17.43% | 15.66% | 16.46% | 17.17% | 17.43%
NEM | Behind the meter battery | 5.668% | 5.706% | 5.712% | 5.625% | 5.534% | 5.432% | 5.364% | 5.256% | 5.165% | 5.072% | 5% | 4.978% | 5.012% | 5.024% | 5.038% | 4.956% | 4.9% | 4.851% | 4.827% | 4.763% | 4.734% | 4.705% | 4.69% | 4.632% | 4.585% | 4.443% | 4.33% | 4.198% | 4.079%
NEM | Behind the meter battery pump | 4.814% | 4.847% | 4.851% | 4.78% | 4.701% | 4.614% | 4.558% | 4.464% | 4.387% | 4.308% | 4.246% | 4.229% | 4.259% | 4.268% | 4.279% | 4.209% | 4.162% | 4.12% | 4.099% | 4.047% | 4.022% | 3.996% | 3.985% | 3.933% | 3.895% | 3.775% | 3.678% | 3.567% | 3.464%
Region | Technology | 2021-22 | 2022-23 | 2023-24 | 2024-25 | 2025-26 | 2026-27 | 2027-28 | 2028-29 | 2029-30 | 2030-31 | 2031-32 | 2032-33 | 2033-34 | 2034-35 | 2035-36 | 2036-37 | 2037-38 | 2038-39 | 2039-40 | 2040-41 | 2041-42 | 2042-43 | 2043-44 | 2044-45 | 2045-46 | 2046-47 | 2047-48 | 2048-49 | 2049-50
NSW1 | Distributed PV | 15.72% | 16.59% | 16.17% | 16.05% | 15.53% | 17.16% | 16.87% | 15.01% | 15.36% | 16.27% | 16.94% | 16.47% | 16.31% | 15.85% | 17.45% | 17.23% | 15.33% | 15.83% | 16.77% | 17.48% | 17% | 16.77% | 16.18% | 17.77% | 17.48% | 15.57% | 16.03% | 17.01% | 17.69%
NSW1 | Behind the meter battery | 5.642% | 5.714% | 5.681% | 5.594% | 5.515% | 5.427% | 5.37% | 5.268% | 5.172% | 5.088% | 5.021% | 5.027% | 5.035% | 5.027% | 5.048% | 4.959% | 4.9% | 4.849% | 4.832% | 4.768% | 4.75% | 4.723% | 4.703% | 4.655% | 4.61% | 4.467% | 4.357% | 4.224% | 4.109%
NSW1 | Behind the meter battery pump | 4.791% | 4.853% | 4.826% | 4.754% | 4.687% | 4.609% | 4.564% | 4.475% | 4.393% | 4.322% | 4.262% | 4.269% | 4.278% | 4.271% | 4.287% | 4.212% | 4.161% | 4.12% | 4.103% | 4.049% | 4.035% | 4.015% | 3.998% | 3.952% | 3.917% | 3.797% | 3.702% | 3.588% | 3.489%
Region | Technology | 2021-22 | 2022-23 | 2023-24 | 2024-25 | 2025-26 | 2026-27 | 2027-28 | 2028-29 | 2029-30 | 2030-31 | 2031-32 | 2032-33 | 2033-34 | 2034-35 | 2035-36 | 2036-37 | 2037-38 | 2038-39 | 2039-40 | 2040-41 | 2041-42 | 2042-43 | 2043-44 | 2044-45 | 2045-46 | 2046-47 | 2047-48 | 2048-49 | 2049-50
QLD1 | Distributed PV | 15.97% | 17.02% | 16.97% | 16.38% | 16.64% | 17.78% | 17.83% | 15.03% | 16.31% | 16.89% | 17.74% | 17.55% | 16.92% | 17.19% | 18.27% | 18.35% | 15.46% | 16.9% | 17.52% | 18.42% | 18.21% | 17.51% | 17.66% | 18.69% | 18.7% | 15.74% | 17.15% | 17.78% | 18.66%
QLD1 | Behind the meter battery | 5.682% | 5.783% | 5.738% | 5.644% | 5.551% | 5.437% | 5.36% | 5.259% | 5.167% | 5.069% | 5.001% | 5.01% | 5.031% | 5.039% | 5.053% | 4.957% | 4.897% | 4.852% | 4.827% | 4.773% | 4.743% | 4.717% | 4.706% | 4.648% | 4.603% | 4.461% | 4.342% | 4.204% | 4.088%
QLD1 | Behind the meter battery pump | 4.828% | 4.915% | 4.872% | 4.797% | 4.713% | 4.62% | 4.554% | 4.469% | 4.391% | 4.307% | 4.246% | 4.254% | 4.276% | 4.281% | 4.292% | 4.208% | 4.161% | 4.12% | 4.099% | 4.057% | 4.03% | 4.005% | 4% | 3.948% | 3.911% | 3.792% | 3.687% | 3.573% | 3.474%
Region | Technology | 2021-22 | 2022-23 | 2023-24 | 2024-25 | 2025-26 | 2026-27 | 2027-28 | 2028-29 | 2029-30 | 2030-31 | 2031-32 | 2032-33 | 2033-34 | 2034-35 | 2035-36 | 2036-37 | 2037-38 | 2038-39 | 2039-40 | 2040-41 | 2041-42 | 2042-43 | 2043-44 | 2044-45 | 2045-46 | 2046-47 | 2047-48 | 2048-49 | 2049-50
VIC1 | Distributed PV | 14.66% | 14.26% | 15.2% | 15.03% | 14.28% | 15.2% | 15.3% | 14.66% | 15.28% | 15.89% | 15.26% | 16.07% | 15.7% | 14.89% | 15.84% | 15.95% | 15.17% | 15.86% | 16.49% | 15.89% | 16.64% | 16.23% | 15.28% | 16.24% | 16.25% | 15.44% | 16.11% | 16.75% | 16.08%
VIC1 | Behind the meter battery | 5.686% | 5.613% | 5.786% | 5.697% | 5.592% | 5.484% | 5.408% | 5.279% | 5.171% | 5.064% | 4.978% | 4.886% | 4.96% | 4.996% | 5.014% | 4.958% | 4.918% | 4.863% | 4.835% | 4.765% | 4.727% | 4.694% | 4.681% | 4.618% | 4.572% | 4.434% | 4.322% | 4.197% | 4.072%
VIC1 | Behind the meter battery pump | 4.83% | 4.766% | 4.914% | 4.84% | 4.748% | 4.657% | 4.596% | 4.482% | 4.391% | 4.3% | 4.229% | 4.153% | 4.215% | 4.242% | 4.261% | 4.21% | 4.177% | 4.128% | 4.108% | 4.049% | 4.014% | 3.985% | 3.974% | 3.924% | 3.884% | 3.765% | 3.671% | 3.565% | 3.457%
Region | Technology | 2021-22 | 2022-23 | 2023-24 | 2024-25 | 2025-26 | 2026-27 | 2027-28 | 2028-29 | 2029-30 | 2030-31 | 2031-32 | 2032-33 | 2033-34 | 2034-35 | 2035-36 | 2036-37 | 2037-38 | 2038-39 | 2039-40 | 2040-41 | 2041-42 | 2042-43 | 2043-44 | 2044-45 | 2045-46 | 2046-47 | 2047-48 | 2048-49 | 2049-50
SA1 | Distributed PV | 16.81% | 16.92% | 17.29% | 16.76% | 16.07% | 16.71% | 17.21% | 16.35% | 17.02% | 17.24% | 17.19% | 17.62% | 17.06% | 16.27% | 16.91% | 17.48% | 16.62% | 17.42% | 17.65% | 17.64% | 18.06% | 17.44% | 16.55% | 17.2% | 17.69% | 16.8% | 17.57% | 17.81% | 17.76%
SA1 | Behind the meter battery | 5.687% | 5.66% | 5.605% | 5.508% | 5.397% | 5.277% | 5.213% | 5.127% | 5.112% | 5.053% | 5% | 5.029% | 5.052% | 5.07% | 5.034% | 4.932% | 4.835% | 4.806% | 4.768% | 4.695% | 4.669% | 4.629% | 4.617% | 4.53% | 4.463% | 4.307% | 4.204% | 4.066% | 3.949%
SA1 | Behind the meter battery pump | 4.83% | 4.807% | 4.762% | 4.678% | 4.587% | 4.484% | 4.428% | 4.353% | 4.343% | 4.291% | 4.248% | 4.272% | 4.294% | 4.307% | 4.275% | 4.192% | 4.108% | 4.082% | 4.048% | 3.987% | 3.967% | 3.931% | 3.922% | 3.847% | 3.791% | 3.659% | 3.572% | 3.452% | 3.352%
Region | Technology | 2021-22 | 2022-23 | 2023-24 | 2024-25 | 2025-26 | 2026-27 | 2027-28 | 2028-29 | 2029-30 | 2030-31 | 2031-32 | 2032-33 | 2033-34 | 2034-35 | 2035-36 | 2036-37 | 2037-38 | 2038-39 | 2039-40 | 2040-41 | 2041-42 | 2042-43 | 2043-44 | 2044-45 | 2045-46 | 2046-47 | 2047-48 | 2048-49 | 2049-50
TAS1 | Distributed PV | 13.53% | 13.51% | 13.87% | 13.97% | 13.44% | 14.35% | 14.32% | 13.94% | 13.92% | 14.18% | 13.97% | 14.36% | 14.35% | 13.77% | 14.6% | 14.69% | 14.16% | 14.29% | 14.59% | 14.39% | 14.79% | 14.72% | 14% | 14.86% | 14.85% | 14.38% | 14.42% | 14.77% | 14.52%
TAS1 | Behind the meter battery | 5.617% | 5.7% | 5.678% | 5.586% | 5.495% | 5.394% | 5.332% | 5.24% | 5.159% | 5.07% | 5.015% | 5.023% | 5.044% | 5.057% | 5.056% | 4.968% | 4.913% | 4.863% | 4.828% | 4.774% | 4.737% | 4.708% | 4.694% | 4.629% | 4.592% | 4.457% | 4.348% | 4.215% | 4.1%
TAS1 | Behind the meter battery pump | 4.769% | 4.843% | 4.822% | 4.745% | 4.669% | 4.584% | 4.532% | 4.451% | 4.382% | 4.306% | 4.257% | 4.269% | 4.285% | 4.296% | 4.297% | 4.219% | 4.174% | 4.13% | 4.099% | 4.057% | 4.023% | 3.998% | 3.987% | 3.93% | 3.901% | 3.787% | 3.692% | 3.579% | 3.48%

## Marinus_Generation
Annual sent-out generation by technology (GWh) - Marinus Link, Step Change Scenario
Explicitly modelled generation
Region | Technology | 2021-22 | 2022-23 | 2023-24 | 2024-25 | 2025-26 | 2026-27 | 2027-28 | 2028-29 | 2029-30 | 2030-31 | 2031-32 | 2032-33 | 2033-34 | 2034-35 | 2035-36 | 2036-37 | 2037-38 | 2038-39 | 2039-40 | 2040-41 | 2041-42 | 2042-43 | 2043-44 | 2044-45 | 2045-46 | 2046-47 | 2047-48 | 2048-49 | 2049-50
NEM | Black Coal | 77609.7037 | 69972.4828 | 67497.9087 | 62833.0516 | 54807.2855 | 51063.7545 | 48059.3404 | 51128.7533 | 43526.1828 | 42672.1531 | 39739.7957 | 29615.009 | 30953.4172 | 26870.2919 | 22750.5344 | 22651.5704 | 23331.5552 | 22960.6657 | 21215.6872 | 21248.093 | 17288.5156 | 11458.6674 | 8387.4856 | 6991.819 | 6611.9888 | 6755.5799 | 5517.3819 | 4990.69 | 5108.2045
NEM | Brown Coal | 27125.0808 | 23107.7936 | 24757.5815 | 13384.5543 | 13442.1894 | 11315.6794 | 0.0028205 | 0.0022604 | 0.0020673 | 0.0019948 | 0.001764 | 0.0017 | 0.0017553 | 0.001596 | 0.0015708 | 0.0015249 | 0.0013438 | 0.0014409 | 0.0012423 | 0.001203 | 0.001399 | 0.0015091 | 0.0015567 | 0.0014542 | 0.0014058 | 0.0015788 | 0.00055554 | 0 | 0
NEM | CCGT | 2252.5067 | 2252.5067 | 1836.9554 | 3253.787 | 4082.8103 | 3398.1839 | 3279.8189 | 3460.0332 | 3236.9736 | 3711.7534 | 4564.7303 | 5854.5034 | 6649.0058 | 6268.0869 | 5218.9076 | 4648.9893 | 4324.552 | 4386.0452 | 3755.0169 | 3832.2936 | 4150.3465 | 4569.4664 | 2969.7919 | 2833.7106 | 1370.3855 | 960.5244 | 963.156 | 960.5244 | 960.5245
NEM | Gas - Steam | 710.9694 | 720.5387 | 727.5863 | 248.4406 | 277.2686 | 284.4452 | 286.9618 | 335.6762 | 231.3668 | 238.2901 | 314.0487 | 842.818 | 900.0031 | 1329.1055 | 404.5549 | 468.5172 | 729.576 | 799.942 | 162.1381 | 181.0113 | 234.5224 | 240.46 | 223.1772 | 219.3341 | 191.6122 | 0 | 0 | 0 | 0
NEM | OCGT / Diesel | 61.367 | 24.8999 | 108.7416 | 303.5614 | 267.0929 | 283.451 | 230.1501 | 365.9574 | 119.3055 | 281.3944 | 512.8059 | 1489.5793 | 1145.6312 | 1597.1859 | 1302.6426 | 1754.7287 | 3598.0869 | 3513.7638 | 5961.6196 | 7379.3375 | 7806.8133 | 9704.0057 | 13305.5603 | 9463.9016 | 10142.1943 | 15085.1295 | 15733.9316 | 17976.6279 | 18438.717
NEM | Hydro | 13508.9315 | 14311.4572 | 13112.5852 | 15435.1825 | 15571.1988 | 14727.2999 | 17318.3855 | 18528.9453 | 16111.9811 | 15417.8537 | 15441.0065 | 15050.8217 | 16428.5817 | 17148.876 | 16462.2626 | 16078.1436 | 17571.8055 | 15734.8507 | 14810.7705 | 13709.9094 | 13858.9508 | 15205.0613 | 14937.7326 | 14168.4435 | 14577.9823 | 17254.5937 | 14994.913 | 14042.7122 | 13633.3828
NEM | Wind | 47104.4969 | 53299.4508 | 53767.4962 | 66973.3285 | 72974.8725 | 77333.6485 | 89089.2714 | 91371.747 | 94214.4894 | 94950.3561 | 99209.5972 | 103926.75 | 105433.0917 | 114103.3085 | 119858.0774 | 124562.3651 | 126942.1305 | 128071.0775 | 127104.2876 | 124119.8939 | 125629.3 | 125254.849 | 133217.4686 | 137911.7025 | 144317.0628 | 147341.1128 | 149255.524 | 149449.2169 | 151591.343
NEM | Solar PV | 14501.0452 | 17775.9038 | 18047.1514 | 17335.5419 | 18193.1227 | 19290.4609 | 19903.0585 | 18061.9248 | 26538.0554 | 28507.3608 | 29584.1537 | 36252.2301 | 36635.0977 | 35901.5645 | 37929.858 | 37975.4545 | 43393.4025 | 45644.5926 | 50558.0598 | 56349.7922 | 63239.5144 | 73830.6265 | 73462.5438 | 76079.326 | 75481.3856 | 79217.3867 | 80553.5825 | 80748.2989 | 81245.6125
NEM | Grid Battery | 137.8665 | 216.4878 | 248.1475 | 290.5888 | 275.691 | 285.8172 | 283.7031 | 270.4789 | 253.4553 | 260.9074 | 247.5522 | 828.9145 | 1052.327 | 1037.7634 | 1453.1658 | 1455.3965 | 1914.4921 | 1909.5003 | 2863.1172 | 2828.5001 | 3874.2412 | 4038.5898 | 3937.5174 | 5451.3432 | 5379.581 | 6665.987 | 6722.0223 | 7630.248 | 7372.844
NEM | Pumped Hydro | 291.5112 | 435.6571 | 551.9654 | 1306.6074 | 4919.9485 | 5050.6951 | 5547.4577 | 5719.6714 | 9149.5731 | 10098.0827 | 10172.2599 | 13589.4528 | 13383.0474 | 13492.103 | 14762.3025 | 14302.5985 | 16741.7282 | 16443.6357 | 17703.1683 | 17526.7457 | 20938.581 | 23589.2559 | 22388.1708 | 24055.6609 | 23175.9641 | 22123.9926 | 21605.5876 | 22131.571 | 21467.6496
NEM | VPP | 40.1811 | 130.5121 | 303.3043 | 615.9851 | 935.382 | 1311.1712 | 1691.1399 | 2057.3667 | 2439.7479 | 2844.2265 | 3179.8585 | 3613.8554 | 4021.0436 | 4378.52 | 5061.6682 | 5216.0065 | 5092.8026 | 5259.0273 | 5576.0931 | 5750.5401 | 6040.8875 | 6011.4272 | 5570.7582 | 6117.2341 | 5978.4392 | 5585.3996 | 5464.5885 | 5282.9811 | 5123.286
Total excluding storage |  | 182874.1011 | 181465.0335 | 179856.0064 | 179767.4478 | 179615.8407 | 177696.9233 | 178166.9894 | 183253.0395 | 183978.3566 | 185779.1637 | 189366.1397 | 193031.7132 | 198144.8301 | 203218.4208 | 203926.8389 | 208139.7703 | 219891.11 | 221110.939 | 223567.5811 | 226820.3321 | 232207.9645 | 240263.1377 | 246503.7615 | 247668.2388 | 252692.6129 | 266614.3286 | 267018.4895 | 268168.0704 | 270977.7842
Region | Technology | 2021-22 | 2022-23 | 2023-24 | 2024-25 | 2025-26 | 2026-27 | 2027-28 | 2028-29 | 2029-30 | 2030-31 | 2031-32 | 2032-33 | 2033-34 | 2034-35 | 2035-36 | 2036-37 | 2037-38 | 2038-39 | 2039-40 | 2040-41 | 2041-42 | 2042-43 | 2043-44 | 2044-45 | 2045-46 | 2046-47 | 2047-48 | 2048-49 | 2049-50
NSW1 | Black Coal | 43317.321 | 38128.0855 | 34127.2819 | 36716.5474 | 29936.3782 | 26379.6069 | 25544.3624 | 27524.855 | 20683.6817 | 20635.5994 | 18766.5387 | 7901.2936 | 10251.293 | 8559.9757 | 5048.1212 | 6475.4009 | 7097.0404 | 6912.127 | 6387.8495 | 5653.9099 | 3220.5882 | 0 | 0 | 0 | 0 | 0 | 0 | 0 | 0
NSW1 | Brown Coal | 0 | 0 | 0 | 0 | 0 | 0 | 0 | 0 | 0 | 0 | 0 | 0 | 0 | 0 | 0 | 0 | 0 | 0 | 0 | 0 | 0 | 0 | 0 | 0 | 0 | 0 | 0 | 0 | 0
NSW1 | CCGT | 33.649 | 33.649 | 101.2233 | 258.1216 | 380.5859 | 219.3886 | 223.344 | 388.861 | 343.2057 | 482.3369 | 619.8487 | 1204.143 | 1242.7407 | 1416.8427 | 1123.6103 | 977.163 | 1334.0057 | 1513.8629 | 1373.8865 | 1235.8638 | 1291.8494 | 1485.0252 | 43.842 | 0.00022462 | 0.00022973 | 0.00024218 | 0.00023778 | 0.00023372 | 0.00022908
NSW1 | Gas - Steam | 0 | 0 | 0 | 0 | 0 | 0 | 0 | 0 | 0 | 0 | 0 | 0 | 0 | 0 | 0 | 0 | 0 | 0 | 0 | 0 | 0 | 0 | 0 | 0 | 0 | 0 | 0 | 0 | 0
NSW1 | OCGT / Diesel | 2.9129e-05 | 3.0509e-05 | 13.4283 | 60.7749 | 10.9506 | 25.8734 | 15.1217 | 37.2514 | 0.61756 | 9.1548 | 2.4111 | 324.3814 | 131.7453 | 414.0388 | 325.4843 | 453.1456 | 1190.8086 | 1497.7733 | 2187.4488 | 3049.4398 | 1797.0074 | 2627.0528 | 4879.7624 | 2819.072 | 2721.2303 | 3977.808 | 5271.211 | 5545.1912 | 4983.3247
NSW1 | Hydro | 2177.5836 | 2327.7562 | 2172.4257 | 2938.9849 | 2824.3391 | 2800.4063 | 2936.4064 | 3803.6532 | 2986.1476 | 2775.4779 | 2927.2448 | 2911.1155 | 3441.7823 | 3715.6323 | 3753.1638 | 3513.8137 | 4581.5445 | 3869.3351 | 3688.1599 | 3459.2921 | 3219.0751 | 3797.1755 | 3656.3743 | 3798.3209 | 3773.3138 | 4599.5243 | 3652.4064 | 3285.5131 | 3057.4856
NSW1 | Wind | 10123.4781 | 11584.5155 | 15007.9246 | 19936.5705 | 22147.1003 | 24370.861 | 26861.3565 | 24389.0846 | 27318.6041 | 29206.1913 | 30281.2118 | 37353.3562 | 36074.444 | 38069.9982 | 40142.5672 | 40496.9172 | 35313.7145 | 34659.995 | 36814.6013 | 36027.6576 | 40138.6266 | 39402.2965 | 40273.8748 | 42263.8104 | 45206.7809 | 43799.4662 | 44379.7563 | 45771.394 | 47901.0093
NSW1 | Solar PV | 5342.811 | 6499.5895 | 6543.0125 | 6299.1525 | 7210.2954 | 7795.1837 | 7835.6457 | 7553.8098 | 15350.0764 | 16225.2721 | 16527.0669 | 18178.1924 | 18337.7662 | 17563.5441 | 18876.6549 | 18949.6996 | 22357.8672 | 23730.7168 | 27067.5435 | 30380.0641 | 34211.1066 | 39100.6837 | 38886.1531 | 41877.9466 | 41696.0994 | 41376.4929 | 41396.2643 | 42827.7233 | 41372.3621
NSW1 | Grid Battery | 5.9259e-05 | 8.5648e-05 | 8.6261e-05 | 0.00012301 | 0.00013557 | 0.00014733 | 0.00019936 | 0.00022032 | 0.00092277 | 0.00098755 | 0.0010023 | 0.001817 | 0.0017821 | 0.0018809 | 0.0022209 | 0.0021176 | 0.0021989 | 0.0021683 | 927.722 | 917.7315 | 1720.8145 | 1701.8808 | 1655.5428 | 3122.4021 | 3101.3738 | 3031.7587 | 2974.6639 | 3090.9975 | 3001.3327
NSW1 | Pumped Hydro | 73.4548 | 129.2161 | 172.2172 | 917.2808 | 4511.3213 | 4551.0445 | 4996.0444 | 5204.7229 | 8663.2908 | 9543.9278 | 9656.8813 | 10181.4499 | 9559.166 | 9811.4209 | 10537.1748 | 10044.2484 | 10437.8668 | 9965.5022 | 10716.3209 | 10504.0341 | 12209.7272 | 12024.0802 | 11614.5749 | 12394.7127 | 12165.4658 | 12030.1442 | 11355.7489 | 11933.433 | 11579.5519
NSW1 | VPP | 7.663 | 44.4177 | 92.5949 | 179.1901 | 281.6159 | 401.0846 | 515.9475 | 639.9223 | 765.4152 | 895.9019 | 1009.3564 | 1193.7962 | 1354.2849 | 1473.7134 | 1695.4867 | 1748.8494 | 1749.5921 | 1800.1037 | 1884.6398 | 1929.0194 | 2039.2979 | 2126.2946 | 2014.667 | 2225.5635 | 2181.595 | 2147.259 | 2018.4377 | 2046.5682 | 1929.2751
Total excluding storage |  | 60994.8427 | 58573.5957 | 57965.2963 | 66210.1518 | 62509.6496 | 61591.3199 | 63416.2368 | 63697.5151 | 66682.3331 | 69334.0324 | 69124.322 | 67872.4821 | 69479.7715 | 69740.0318 | 69269.6018 | 70866.1399 | 71874.9809 | 72183.81 | 77519.4896 | 79806.2273 | 83878.2533 | 86412.2336 | 87740.0067 | 90759.1501 | 93397.4246 | 93753.2916 | 94699.6381 | 97429.8218 | 97314.1819
Region | Technology | 2021-22 | 2022-23 | 2023-24 | 2024-25 | 2025-26 | 2026-27 | 2027-28 | 2028-29 | 2029-30 | 2030-31 | 2031-32 | 2032-33 | 2033-34 | 2034-35 | 2035-36 | 2036-37 | 2037-38 | 2038-39 | 2039-40 | 2040-41 | 2041-42 | 2042-43 | 2043-44 | 2044-45 | 2045-46 | 2046-47 | 2047-48 | 2048-49 | 2049-50
QLD1 | Black Coal | 34292.3827 | 31844.3973 | 33370.6268 | 26116.5042 | 24870.9074 | 24684.1476 | 22514.9779 | 23603.8983 | 22842.5011 | 22036.5537 | 20973.2569 | 21713.7154 | 20702.1242 | 18310.3163 | 17702.4132 | 16176.1695 | 16234.5148 | 16048.5387 | 14827.8377 | 15594.1831 | 14067.9274 | 11458.6674 | 8387.4856 | 6991.819 | 6611.9888 | 6755.5799 | 5517.3819 | 4990.69 | 5108.2045
QLD1 | Brown Coal | 0 | 0 | 0 | 0 | 0 | 0 | 0 | 0 | 0 | 0 | 0 | 0 | 0 | 0 | 0 | 0 | 0 | 0 | 0 | 0 | 0 | 0 | 0 | 0 | 0 | 0 | 0 | 0 | 0
QLD1 | CCGT | 1104.025 | 1104.025 | 1232.2762 | 2246.6964 | 2737.5764 | 2451.1033 | 2605.7414 | 2621.6702 | 2444.2659 | 2735.9941 | 3251.1373 | 3622.7507 | 4251.4677 | 3603.0964 | 3277.2196 | 2717.6597 | 2990.5461 | 2872.182 | 2381.1301 | 2596.4295 | 2858.4966 | 3084.4408 | 2925.9493 | 2833.7099 | 1370.3847 | 960.5236 | 963.1553 | 960.5236 | 960.5236
QLD1 | Gas - Steam | 37.1158 | 37.1158 | 73.7192 | 72.804 | 72.804 | 72.804 | 137.9029 | 137.9129 | 138.024 | 106.84 | 100.5969 | 127.8601 | 198.0024 | 164.4362 | 142.3104 | 173.1027 | 194.3285 | 180.9574 | 162.1381 | 181.0113 | 234.5224 | 240.46 | 223.1772 | 219.3341 | 191.6122 | 0 | 0 | 0 | 0
QLD1 | OCGT / Diesel | 4.8875e-05 | 5.092e-05 | 5.4554e-05 | 106.4167 | 54.3256 | 67.3484 | 122.7201 | 200.846 | 103.2969 | 188.3147 | 343.7173 | 605.3288 | 587.5207 | 443.4896 | 410.2882 | 698.3707 | 1062.0195 | 681.8226 | 1478.1051 | 1708.3691 | 2036.4446 | 2287.5161 | 2041.8313 | 2415.8361 | 2663.848 | 5089.9054 | 4422.1602 | 4369.586 | 3981.2478
QLD1 | Hydro | 698.9061 | 697.6046 | 700.3371 | 696.9274 | 695.5465 | 694.692 | 695.9587 | 692.0634 | 692.0623 | 670.7187 | 693.9616 | 687.041 | 687.3054 | 678.9217 | 661.6246 | 661.3958 | 231.1798 | 235.7169 | 221.2485 | 212.4663 | 228.6353 | 0 | 0 | 0 | 0 | 0 | 0 | 0 | 0
QLD1 | Wind | 16413.1095 | 17154.8819 | 16082.7524 | 18624.9317 | 21801.8666 | 21384.0852 | 23066.3163 | 25673.8203 | 25188.6809 | 25789.9783 | 25400.0722 | 25689.8833 | 26567.2147 | 30981.9874 | 31115.677 | 34344.1997 | 37318.8685 | 37196.4702 | 37427.1837 | 33869.0546 | 34611.3706 | 34594.9469 | 40137.9439 | 40615.1829 | 44329.303 | 47272.4797 | 47497.0694 | 49130.6744 | 49005.5402
QLD1 | Solar PV | 5555.0955 | 7538.3537 | 7676.8331 | 7343.9821 | 7448.1618 | 7800.5668 | 7893.2055 | 6593.126 | 7142.0009 | 7427.2453 | 7731.5896 | 8779.4071 | 9501.0099 | 9573.6144 | 9959.6454 | 9688.4541 | 11563.4865 | 12376.8383 | 13385.9323 | 15586.8081 | 17079.775 | 23309.6269 | 22561.7238 | 22131.9662 | 21375.0103 | 22689.0266 | 23727.9154 | 22887.7316 | 22687.1677
QLD1 | Grid Battery | 4.1956e-05 | 22.5091 | 25.663 | 29.5644 | 29.0913 | 29.6454 | 29.6026 | 28.291 | 27.214 | 27.8831 | 27.3789 | 526.475 | 788.1888 | 803.25 | 800.1157 | 811.0257 | 1270.291 | 1280.5555 | 1274.7652 | 1264.7725 | 1291.5508 | 1536.3633 | 1530.5024 | 1530.8419 | 1481.8925 | 2891.5022 | 3028.042 | 3799.4307 | 3668.521
QLD1 | Pumped Hydro | 218.0564 | 306.441 | 379.7479 | 389.3262 | 408.6268 | 499.6501 | 551.4127 | 514.948 | 486.2816 | 554.1541 | 515.3778 | 1329.0298 | 1837.7615 | 1814.9577 | 1899.8524 | 1915.046 | 3243.2491 | 3399.768 | 3638.1438 | 3780.5216 | 4038.5387 | 7140.5594 | 6656.3777 | 6823.3577 | 6266.5308 | 5333.417 | 5517.2262 | 5207.6995 | 4941.0155
QLD1 | VPP | 10.4998 | 37.5774 | 81.5473 | 164.9715 | 249.3283 | 343.0515 | 441.0592 | 526.9408 | 631.8254 | 741.5333 | 844.7524 | 918.2294 | 1007.4676 | 1128.8817 | 1265.1547 | 1303.8072 | 1216.0899 | 1320.0217 | 1352.2317 | 1470.7366 | 1571.378 | 1485.5763 | 1377.7841 | 1397.5218 | 1280.7294 | 1070.0907 | 1150.9115 | 822.924 | 868.7484
Total excluding storage |  | 58100.6347 | 58376.3784 | 59136.5449 | 55208.2625 | 57681.1883 | 57154.7473 | 57036.8229 | 59523.3371 | 58550.832 | 58955.6448 | 58494.3319 | 61225.9865 | 62494.6449 | 63755.8619 | 63269.1784 | 64459.352 | 69594.9437 | 69592.5261 | 69883.5757 | 69748.3221 | 71117.172 | 74975.6581 | 76278.1111 | 75207.8482 | 76542.147 | 82767.5152 | 82127.6822 | 82339.2056 | 81742.6838
Region | Technology | 2021-22 | 2022-23 | 2023-24 | 2024-25 | 2025-26 | 2026-27 | 2027-28 | 2028-29 | 2029-30 | 2030-31 | 2031-32 | 2032-33 | 2033-34 | 2034-35 | 2035-36 | 2036-37 | 2037-38 | 2038-39 | 2039-40 | 2040-41 | 2041-42 | 2042-43 | 2043-44 | 2044-45 | 2045-46 | 2046-47 | 2047-48 | 2048-49 | 2049-50
VIC1 | Black Coal | 0 | 0 | 0 | 0 | 0 | 0 | 0 | 0 | 0 | 0 | 0 | 0 | 0 | 0 | 0 | 0 | 0 | 0 | 0 | 0 | 0 | 0 | 0 | 0 | 0 | 0 | 0 | 0 | 0
VIC1 | Brown Coal | 27125.0808 | 23107.7936 | 24757.5815 | 13384.5543 | 13442.1894 | 11315.6794 | 0.0028205 | 0.0022604 | 0.0020673 | 0.0019948 | 0.001764 | 0.0017 | 0.0017553 | 0.001596 | 0.0015708 | 0.0015249 | 0.0013438 | 0.0014409 | 0.0012423 | 0.001203 | 0.001399 | 0.0015091 | 0.0015567 | 0.0014542 | 0.0014058 | 0.0015788 | 0.00055554 | 0 | 0
VIC1 | CCGT | 3.2177e-05 | 3.1659e-05 | 3.3233e-05 | 5.6091e-05 | 5.7384e-05 | 5.7157e-05 | 5.6516e-05 | 6.0364e-05 | 6.1646e-05 | 6.5204e-05 | 7.3627e-05 | 9.9659e-05 | 0.00010036 | 9.8635e-05 | 9.4857e-05 | 9.6064e-05 | 0.00012727 | 0.00012946 | 0.00013844 | 0.00013725 | 0.00022374 | 0.00023221 | 0.00032828 | 0.00031069 | 0.0003186 | 0.00033599 | 0.00032908 | 0.00035958 | 0.00041497
VIC1 | Gas - Steam | 10.9891 | 5.2652 | 9.7537 | 57.3562 | 56.1527 | 55.391 | 57.994 | 90.8714 | 11.7697 | 49.877 | 94.8677 | 339.4822 | 294.0268 | 434.2459 | 262.2445 | 295.4146 | 535.2476 | 618.9846 | 0 | 0 | 0 | 0 | 0 | 0 | 0 | 0 | 0 | 0 | 0
VIC1 | OCGT / Diesel | 11.2967 | 0.30994 | 9.5838 | 36.2362 | 25.1207 | 58.8256 | 31.3067 | 56.1553 | 9.8929 | 24.1515 | 38.9113 | 262.0343 | 125.0599 | 321.9982 | 300.182 | 311.0801 | 520.7371 | 456.9408 | 1184.4008 | 1448.3498 | 2821.1596 | 3426.1447 | 4527.4212 | 3399.4376 | 3874.1049 | 5141.5932 | 5228.7235 | 6997.8331 | 8547.9281
VIC1 | Hydro | 2781.8703 | 2809.8768 | 2554.4352 | 3147.5521 | 3233.3505 | 3056.0046 | 3099.4196 | 3899.5622 | 3242.8544 | 2777.0946 | 2797.3129 | 2526.5105 | 3113.2728 | 3212.2995 | 3046.2593 | 3064.8009 | 3870.8147 | 3217.1591 | 2768.9799 | 2767.1641 | 2512.7691 | 3092.0408 | 3201.3691 | 3027.0613 | 3049.7484 | 3842.0886 | 3193.9059 | 2736.7074 | 2745.5952
VIC1 | Wind | 10725.679 | 13613.7824 | 11483.6462 | 14491.5391 | 15176.9809 | 16699.0027 | 22326.4657 | 22436.8415 | 23148.4873 | 21924.1996 | 24077.9111 | 21188.5371 | 23409.6583 | 26166.5469 | 27837.0116 | 28412.7907 | 33704.9396 | 34682.1451 | 32354.8998 | 32453.1843 | 29503.489 | 29671.1587 | 30758.6978 | 31550.9594 | 31306.1558 | 30616.7481 | 31397.3708 | 29779.9131 | 28749.2564
VIC1 | Solar PV | 2656.0009 | 2636.723 | 2728.9842 | 2624.948 | 2493.1716 | 2628.436 | 3074.9361 | 2869.7818 | 2956.7248 | 3755.9131 | 3996.8142 | 7967.3704 | 7534.1891 | 7511.542 | 7814.9636 | 8016.7883 | 7264.2804 | 7352.4294 | 7479.0349 | 7560.4746 | 9137.4621 | 8676.4371 | 8849.1642 | 9158.1139 | 9419.3082 | 12569.3483 | 12869.1476 | 12568.9898 | 14711.8257
VIC1 | Grid Battery | 50.1955 | 107.8698 | 121.3011 | 162.1195 | 152.6618 | 161.2858 | 160.0108 | 152.1165 | 141.9499 | 147.9497 | 140.706 | 146.4925 | 111.9337 | 102.0641 | 117.7721 | 117.4329 | 108.285 | 102.7237 | 117.3822 | 109.3239 | 39.095 | 0.0032851 | 0.0035225 | 0.0038398 | 0.0036745 | 0.0039542 | 0.0041479 | 0.0043725 | 0.0073191
VIC1 | Pumped Hydro | 0 | 0 | 8.5751e-05 | 0.0001655 | 0.00016211 | 0.00021229 | 0.00020634 | 0.00020679 | 0.00022288 | 0.00029386 | 0.0003621 | 2078.972 | 1986.1188 | 1865.7231 | 2325.274 | 2343.3027 | 3060.6108 | 3078.364 | 3348.7017 | 3242.188 | 4690.313 | 4424.6143 | 4117.216 | 4837.588 | 4743.965 | 4760.429 | 4732.61 | 4990.436 | 4894.865
VIC1 | VPP | 7.7482 | 19.6895 | 71.7583 | 187.598 | 293.6854 | 423.5798 | 549.1696 | 666.5709 | 782.6107 | 898.9675 | 990.1568 | 1126.7137 | 1249.6343 | 1332.004 | 1621.7897 | 1672.3305 | 1620.1843 | 1638.6541 | 1792.759 | 1785.4181 | 1854.8565 | 1835.242 | 1658.3269 | 1926.9353 | 1941.6213 | 1860.2755 | 1808.7012 | 1900.9998 | 1832.5764
Total excluding storage |  | 43310.9169 | 42173.7509 | 41543.9846 | 33742.186 | 34426.9658 | 33813.3394 | 28590.1249 | 29353.2145 | 29369.7312 | 28531.2378 | 31005.819 | 32283.9364 | 34476.2088 | 37646.6342 | 39260.6626 | 40100.8762 | 45896.0207 | 46327.6606 | 43787.3167 | 44229.1741 | 43974.8814 | 44865.7831 | 47336.6542 | 47135.5739 | 47649.319 | 52169.7802 | 52689.1487 | 52083.4437 | 54754.6057
Region | Technology | 2021-22 | 2022-23 | 2023-24 | 2024-25 | 2025-26 | 2026-27 | 2027-28 | 2028-29 | 2029-30 | 2030-31 | 2031-32 | 2032-33 | 2033-34 | 2034-35 | 2035-36 | 2036-37 | 2037-38 | 2038-39 | 2039-40 | 2040-41 | 2041-42 | 2042-43 | 2043-44 | 2044-45 | 2045-46 | 2046-47 | 2047-48 | 2048-49 | 2049-50
SA1 | Black Coal | 0 | 0 | 0 | 0 | 0 | 0 | 0 | 0 | 0 | 0 | 0 | 0 | 0 | 0 | 0 | 0 | 0 | 0 | 0 | 0 | 0 | 0 | 0 | 0 | 0 | 0 | 0 | 0 | 0
SA1 | Brown Coal | 0 | 0 | 0 | 0 | 0 | 0 | 0 | 0 | 0 | 0 | 0 | 0 | 0 | 0 | 0 | 0 | 0 | 0 | 0 | 0 | 0 | 0 | 0 | 0 | 0 | 0 | 0 | 0 | 0
SA1 | CCGT | 1114.8326 | 1114.8326 | 503.4558 | 748.9689 | 964.6478 | 727.6919 | 450.7334 | 449.5019 | 449.5019 | 493.4223 | 693.7443 | 1027.6096 | 1154.7972 | 1248.1476 | 818.0776 | 954.1665 | 0.00012572 | 0.0001271 | 0.00012692 | 0.00012509 | 0.00015785 | 0.00016199 | 0.0001671 | 0.00015851 | 0.00016253 | 0.00016688 | 0.00016349 | 0.00016295 | 0.00016051
SA1 | Gas - Steam | 662.8646 | 678.1577 | 644.1135 | 118.2804 | 148.3119 | 156.2502 | 91.0649 | 106.8919 | 81.5731 | 81.5731 | 118.5841 | 375.4756 | 407.9739 | 730.4234 | 0 | 0 | 0 | 0 | 0 | 0 | 0 | 0 | 0 | 0 | 0 | 0 | 0 | 0 | 0
SA1 | OCGT / Diesel | 50.0702 | 24.5899 | 85.7294 | 100.1336 | 176.696 | 131.4036 | 61.0015 | 71.7046 | 5.4981 | 59.2054 | 127.7663 | 294.8637 | 301.3052 | 415.6466 | 260.998 | 289.0662 | 821.6107 | 877.2271 | 1103.5331 | 1170.3905 | 1149.7036 | 1363.292 | 1855.0871 | 826.6761 | 881.4749 | 873.7664 | 809.6241 | 1053.1428 | 923.4594
SA1 | Hydro | 0 | 0 | 0 | 0 | 0 | 0 | 0 | 0 | 0 | 0 | 0 | 0 | 0 | 0 | 0 | 0 | 0 | 0 | 0 | 0 | 0 | 0 | 0 | 0 | 0 | 0 | 0 | 0 | 0
SA1 | Wind | 6813.2873 | 7586.5676 | 6881.6963 | 9635.7813 | 9356.2058 | 10340.5754 | 10354.6934 | 11765.4976 | 11602.1099 | 11266.9437 | 11864.5015 | 12267.8103 | 12003.2527 | 11221.7808 | 12578.1843 | 12373.9086 | 11761.4838 | 12364.7506 | 11436.6051 | 11817.4857 | 12034.4241 | 12118.6285 | 12365.9825 | 13912.9077 | 13525.6038 | 16102.5618 | 16474.8361 | 15847.2778 | 16459.2604
SA1 | Solar PV | 947.1377 | 1101.2376 | 1098.3216 | 1067.4593 | 1041.494 | 1066.2744 | 1099.2711 | 1045.2071 | 1089.2532 | 1098.9303 | 1328.683 | 1327.2602 | 1262.1326 | 1252.864 | 1278.594 | 1320.5124 | 2207.7683 | 2184.608 | 2625.549 | 2822.445 | 2811.1704 | 2743.8784 | 3165.5023 | 2911.299 | 2990.9674 | 2582.5186 | 2560.2548 | 2463.8538 | 2474.2566
SA1 | Grid Battery | 87.6709 | 86.1087 | 101.1833 | 98.9046 | 93.9377 | 94.8858 | 94.0894 | 90.0711 | 84.2903 | 85.0735 | 79.4661 | 155.9449 | 152.2024 | 132.4471 | 535.2754 | 526.9354 | 535.9136 | 526.2186 | 543.2473 | 536.6716 | 822.7803 | 800.3419 | 751.4681 | 798.0947 | 796.3103 | 742.7214 | 719.3116 | 739.8147 | 702.982
SA1 | Pumped Hydro | 0 | 0 | 7.097e-05 | 7.2923e-05 | 7.1399e-05 | 8.4721e-05 | 8.4223e-05 | 8.6225e-05 | 8.8428e-05 | 9.8967e-05 | 0.00010272 | 0.00019595 | 0.00019141 | 0.0001902 | 0.00023403 | 0.00023116 | 0.00029974 | 0.00029776 | 0.00030918 | 0.00031183 | 0.00039982 | 0.00038487 | 0.00038606 | 0.00056941 | 0.0005657 | 0.00054958 | 0.00056249 | 0.00057204 | 0.00057733
SA1 | VPP | 13.916 | 26.9294 | 53.6121 | 79.5912 | 102.7763 | 131.454 | 163.8919 | 195.8184 | 225.9874 | 260.1444 | 282.5254 | 313.4227 | 340.7267 | 362.3171 | 388.5531 | 396.4818 | 402.9642 | 406.6326 | 439.0137 | 440.5228 | 451.6132 | 445.6576 | 402.7525 | 450.725 | 456.8499 | 389.4562 | 378.0314 | 394.6351 | 370.607
Total excluding storage |  | 9588.1925 | 10505.3854 | 9213.3167 | 11670.6235 | 11687.3555 | 12422.1954 | 12056.7645 | 13438.8032 | 13227.9362 | 13000.0747 | 14133.2791 | 15293.0194 | 15129.4616 | 14868.8625 | 14935.854 | 14937.6537 | 14790.8629 | 15426.5859 | 15165.6873 | 15810.3213 | 15995.2982 | 16225.799 | 17386.5721 | 17650.8829 | 17398.0462 | 19558.8469 | 19844.7152 | 19364.2746 | 19856.9765
Region | Technology | 2021-22 | 2022-23 | 2023-24 | 2024-25 | 2025-26 | 2026-27 | 2027-28 | 2028-29 | 2029-30 | 2030-31 | 2031-32 | 2032-33 | 2033-34 | 2034-35 | 2035-36 | 2036-37 | 2037-38 | 2038-39 | 2039-40 | 2040-41 | 2041-42 | 2042-43 | 2043-44 | 2044-45 | 2045-46 | 2046-47 | 2047-48 | 2048-49 | 2049-50
TAS1 | Black Coal | 0 | 0 | 0 | 0 | 0 | 0 | 0 | 0 | 0 | 0 | 0 | 0 | 0 | 0 | 0 | 0 | 0 | 0 | 0 | 0 | 0 | 0 | 0 | 0 | 0 | 0 | 0 | 0 | 0
TAS1 | Brown Coal | 0 | 0 | 0 | 0 | 0 | 0 | 0 | 0 | 0 | 0 | 0 | 0 | 0 | 0 | 0 | 0 | 0 | 0 | 0 | 0 | 0 | 0 | 0 | 0 | 0 | 0 | 0 | 0 | 0
TAS1 | CCGT | 2.5776e-05 | 2.5246e-05 | 2.6371e-05 | 2.674e-05 | 2.6826e-05 | 2.7662e-05 | 3.1431e-05 | 3.3187e-05 | 3.5169e-05 | 3.712e-05 | 3.732e-05 | 4.0715e-05 | 4.0428e-05 | 4.0203e-05 | 3.9436e-05 | 3.9431e-05 | 3.9535e-05 | 3.9027e-05 | 4.246e-05 | 4.2617e-05 | 4.6691e-05 | 4.6174e-05 | 4.7188e-05 | 4.6185e-05 | 4.6236e-05 | 5.0399e-05 | 4.9708e-05 | 5.8466e-05 | 6.3627e-05
TAS1 | Gas - Steam | 0 | 0 | 0 | 0 | 0 | 0 | 0 | 0 | 0 | 0 | 0 | 0 | 0 | 0 | 0 | 0 | 0 | 0 | 0 | 0 | 0 | 0 | 0 | 0 | 0 | 0 | 0 | 0 | 0
TAS1 | OCGT / Diesel | 1.9294e-05 | 1.8185e-05 | 1.9427e-05 | 1.9992e-05 | 2.0477e-05 | 2.163e-05 | 2.4017e-05 | 2.5738e-05 | 2.6882e-05 | 0.56802 | 2.9002e-05 | 2.9711 | 3.3112e-05 | 2.0127 | 5.6899 | 3.0661 | 2.911 | 3.1878e-05 | 8.1318 | 2.7882 | 2.4981 | 3.5628e-05 | 1.4582 | 2.8797 | 1.5363 | 2.0565 | 2.2129 | 10.8748 | 2.757
TAS1 | Hydro | 7850.5714 | 8476.2197 | 7685.3871 | 8651.7181 | 8817.9627 | 8176.1971 | 10586.6008 | 10133.6665 | 9190.9168 | 9194.5626 | 9022.4871 | 8926.1546 | 9186.2211 | 9542.0225 | 9001.2149 | 8838.1333 | 8888.2664 | 8412.6396 | 8132.3821 | 7270.9869 | 7898.4713 | 8315.845 | 8079.9892 | 7343.0613 | 7754.9201 | 8812.9807 | 8148.6007 | 8020.4917 | 7830.3021
TAS1 | Wind | 3028.9429 | 3359.7034 | 4311.4767 | 4284.5058 | 4492.7189 | 4539.1242 | 6480.4395 | 7106.503 | 6956.6072 | 6763.0432 | 7585.9005 | 7427.1631 | 7378.522 | 7662.9951 | 8184.6373 | 8934.549 | 8843.1242 | 9167.7166 | 9070.9977 | 9952.5118 | 9341.3897 | 9467.8184 | 9680.9696 | 9568.8421 | 9949.2193 | 9549.8571 | 9506.4913 | 8919.9577 | 9476.2767
TAS1 | Solar PV | 4.7941e-06 | 8.6168e-06 | 1.0304e-05 | 1.961e-05 | 1.7052e-05 | 2.0624e-05 | 1.9676e-05 | 2.0218e-05 | 2.2178e-05 | 2.4904e-05 | 2.5168e-05 | 2.6501e-05 | 2.897e-05 | 2.5608e-05 | 3.4169e-05 | 3.4178e-05 | 4.3444e-05 | 4.6822e-05 | 0.00010164 | 0.00037452 | 0.00039068 | 0.00039467 | 0.00034223 | 0.00035488 | 0.00033443 | 0.00034617 | 0.00035292 | 0.00035239 | 0.00034305
TAS1 | Grid Battery | 3.9598e-05 | 5.8843e-05 | 5.8112e-05 | 6.8207e-05 | 9.3974e-05 | 9.5224e-05 | 0.00011915 | 0.00013991 | 0.000159 | 0.00017955 | 0.00019656 | 0.00026334 | 0.00027143 | 0.00030321 | 0.00032181 | 0.00031913 | 0.00037104 | 0.00038185 | 0.00049243 | 0.00051516 | 0.00057058 | 0.00056356 | 0.00061181 | 0.00068779 | 0.0006696 | 0.00070431 | 0.00071371 | 0.00075323 | 0.0010377
TAS1 | Pumped Hydro | 0 | 0 | 0.00016772 | 0.00016985 | 0.00018326 | 0.00020174 | 0.00024903 | 0.00028908 | 0.00030874 | 0.00038502 | 0.00040168 | 0.00091188 | 0.00096118 | 0.0010746 | 0.0010632 | 0.0010578 | 0.0011933 | 0.0011853 | 0.0016336 | 0.0017495 | 0.0016512 | 0.0016506 | 0.0017975 | 0.0018835 | 0.0019057 | 0.0018509 | 0.0019234 | 0.0018887 | 52.2166
TAS1 | VPP | 0.35409 | 1.8981 | 3.7917 | 4.6342 | 7.9762 | 12.0013 | 21.0717 | 28.1143 | 33.9091 | 47.6794 | 53.0674 | 61.6935 | 68.9301 | 81.6039 | 90.684 | 94.5376 | 103.9721 | 93.6152 | 107.4488 | 124.8431 | 123.7419 | 118.6566 | 117.2277 | 116.4885 | 117.6436 | 118.3182 | 108.5067 | 117.854 | 122.0791
Total excluding storage |  | 10879.5143 | 11835.9231 | 11996.8639 | 12936.224 | 13310.6816 | 12715.3213 | 17067.0403 | 17240.1696 | 16147.5241 | 15958.1739 | 16608.3877 | 16356.2889 | 16564.7432 | 17207.0304 | 17191.5422 | 17775.7484 | 17734.3018 | 17580.3563 | 17211.5119 | 17226.2873 | 17242.3595 | 17783.6639 | 17762.4174 | 16914.7835 | 17705.6761 | 18364.8947 | 17657.3053 | 16951.3246 | 17309.3362
Explicitly modelled pumping
Region | Technology | 2021-22 | 2022-23 | 2023-24 | 2024-25 | 2025-26 | 2026-27 | 2027-28 | 2028-29 | 2029-30 | 2030-31 | 2031-32 | 2032-33 | 2033-34 | 2034-35 | 2035-36 | 2036-37 | 2037-38 | 2038-39 | 2039-40 | 2040-41 | 2041-42 | 2042-43 | 2043-44 | 2044-45 | 2045-46 | 2046-47 | 2047-48 | 2048-49 | 2049-50
NEM | Grid Battery pump | 169.4409 | 268.0641 | 305.461 | 359.5861 | 339.9293 | 352.4562 | 351.1447 | 333.0306 | 313.2028 | 321.8127 | 306.3077 | 989.6535 | 1249.9374 | 1231.8658 | 1721.6729 | 1723.3799 | 2267.5446 | 2255.3657 | 3377.9793 | 3344.2323 | 4579.9801 | 4780.2694 | 4654.3639 | 6478.4054 | 6405.8893 | 7900.2945 | 7974.899 | 9031.5259 | 8731.3286
NEM | Pumped Hydro Pump | 669.0499 | 1146.9795 | 1407.9798 | 3100.6023 | 6717.3662 | 7479.5033 | 8580.9438 | 8509.7166 | 12982.3376 | 13897.7332 | 14894.1992 | 18867.1243 | 19193.4018 | 18925.2204 | 21087.4744 | 20489.9875 | 23498.3024 | 23228.9529 | 24894.2377 | 25032.1959 | 28677.1524 | 32309.7678 | 30124.2392 | 32940.7894 | 32116.8526 | 30291.4286 | 29347.6808 | 30005.5642 | 28796.9153
NEM | VPP pump | 48.2268 | 157.0058 | 363.6841 | 740.8547 | 1122.2438 | 1572.6207 | 2033.577 | 2465.5217 | 2929.1485 | 3412.8763 | 3826.0086 | 4329.0604 | 4825.5727 | 5259.5925 | 6071.7685 | 6259.1983 | 6123.1778 | 6315.3016 | 6678.8076 | 6920.1254 | 7232.3898 | 7226.5444 | 6678.6542 | 7339.8424 | 7192.318 | 6690.3511 | 6572.7799 | 6325.9345 | 6145.2381
Region | Technology | 2021-22 | 2022-23 | 2023-24 | 2024-25 | 2025-26 | 2026-27 | 2027-28 | 2028-29 | 2029-30 | 2030-31 | 2031-32 | 2032-33 | 2033-34 | 2034-35 | 2035-36 | 2036-37 | 2037-38 | 2038-39 | 2039-40 | 2040-41 | 2041-42 | 2042-43 | 2043-44 | 2044-45 | 2045-46 | 2046-47 | 2047-48 | 2048-49 | 2049-50
NSW1 | Grid Battery pump | 7.035e-05 | 0.00010166 | 0.00010229 | 0.00014601 | 0.00016082 | 0.00017477 | 0.00023683 | 0.00026126 | 0.0011074 | 0.0011845 | 0.0012047 | 0.0021589 | 0.0021184 | 0.0022388 | 0.0026341 | 0.0025151 | 0.0026163 | 0.002575 | 1091.4376 | 1082.6721 | 2044.7051 | 2024.0069 | 1968.9211 | 3736.2967 | 3720.4644 | 3616.1153 | 3569.1426 | 3686.8383 | 3589.8254
NSW1 | Pumped Hydro Pump | 357.0602 | 705.5072 | 863.2824 | 2538.6793 | 6129.3267 | 6764.5897 | 7788.4702 | 7769.6488 | 12283.4683 | 13101.3194 | 14150.3451 | 14512.3369 | 14332.4133 | 14249.7045 | 15738.5077 | 15092.8843 | 15538.7423 | 15068.3728 | 16117.7052 | 16147.9265 | 17705.7175 | 17759.3108 | 16630.7661 | 18318.8172 | 18260.7647 | 17654.2829 | 16499.376 | 17223.6684 | 16454.088
NSW1 | VPP pump | 9.1974 | 53.4928 | 110.9549 | 215.4466 | 337.6322 | 481.3948 | 620.8505 | 766.468 | 918.6802 | 1075.2951 | 1214.8745 | 1429.4323 | 1625.4638 | 1773.1693 | 2030.6239 | 2099.035 | 2105.9178 | 2160.7925 | 2255.7838 | 2322.0399 | 2440.884 | 2552.0589 | 2418.079 | 2671.2051 | 2626.5253 | 2569.129 | 2430.9415 | 2448.0308 | 2315.5887
Region | Technology | 2021-22 | 2022-23 | 2023-24 | 2024-25 | 2025-26 | 2026-27 | 2027-28 | 2028-29 | 2029-30 | 2030-31 | 2031-32 | 2032-33 | 2033-34 | 2034-35 | 2035-36 | 2036-37 | 2037-38 | 2038-39 | 2039-40 | 2040-41 | 2041-42 | 2042-43 | 2043-44 | 2044-45 | 2045-46 | 2046-47 | 2047-48 | 2048-49 | 2049-50
QLD1 | Grid Battery pump | 4.9379e-05 | 27.6903 | 31.6827 | 36.524 | 35.9893 | 36.5005 | 36.5465 | 34.9271 | 33.5975 | 34.4235 | 33.8999 | 620.8778 | 928.7746 | 946.7699 | 943.1871 | 955.1208 | 1500.0001 | 1503.902 | 1501.2322 | 1489.5503 | 1517.8888 | 1810.1746 | 1799.8323 | 1799.9081 | 1742.5557 | 3410.2983 | 3553.8708 | 4474.115 | 4311.71
QLD1 | Pumped Hydro Pump | 311.9897 | 441.4723 | 544.6969 | 561.9225 | 588.0389 | 714.913 | 792.473 | 740.067 | 698.8686 | 796.4128 | 743.853 | 1755.9755 | 2371.5522 | 2344.7742 | 2447.8411 | 2467.9734 | 4133.7948 | 4291.9302 | 4611.3461 | 4810.8389 | 5129.2346 | 9005.6855 | 8360.9523 | 8573.5917 | 7894.2913 | 6719.837 | 6899.309 | 6577.0783 | 6158.9743
QLD1 | VPP pump | 12.6023 | 45.1018 | 97.8762 | 198.3813 | 299.5563 | 411.0639 | 529.3759 | 632.4542 | 758.3406 | 890.0161 | 1016.5587 | 1099.4384 | 1209.2005 | 1354.9331 | 1519.7343 | 1563.6237 | 1464.2155 | 1579.721 | 1622.9995 | 1767.9859 | 1883.2746 | 1786.6845 | 1653.3642 | 1675.554 | 1535.6483 | 1289.2084 | 1376.5221 | 991.6271 | 1038.7819
Region | Technology | 2021-22 | 2022-23 | 2023-24 | 2024-25 | 2025-26 | 2026-27 | 2027-28 | 2028-29 | 2029-30 | 2030-31 | 2031-32 | 2032-33 | 2033-34 | 2034-35 | 2035-36 | 2036-37 | 2037-38 | 2038-39 | 2039-40 | 2040-41 | 2041-42 | 2042-43 | 2043-44 | 2044-45 | 2045-46 | 2046-47 | 2047-48 | 2048-49 | 2049-50
VIC1 | Grid Battery pump | 61.5101 | 133.7616 | 149.1654 | 200.66 | 188.2647 | 198.8125 | 198.1332 | 187.2091 | 175.2468 | 182.6539 | 174.3001 | 180.3941 | 138.0612 | 126.0048 | 145.3975 | 144.9787 | 133.685 | 127.3095 | 144.4258 | 135.4331 | 47.7997 | 0.0038716 | 0.0041376 | 0.0045171 | 0.0043301 | 0.0046456 | 0.004887 | 0.0051362 | 0.0086108
VIC1 | Pumped Hydro Pump | 0 | 0 | 0.00010737 | 0.00020721 | 0.00020245 | 0.00026503 | 0.00025901 | 0.00025741 | 0.00027953 | 0.0003666 | 0.00045435 | 2598.8105 | 2489.4348 | 2330.7402 | 2901.124 | 2929.1282 | 3825.7634 | 3868.648 | 4165.184 | 4073.428 | 5842.1978 | 5544.769 | 5132.518 | 6048.3774 | 5961.7935 | 5917.3057 | 5948.9927 | 6204.8145 | 6118.5815
VIC1 | VPP pump | 9.2997 | 23.7171 | 86.042 | 225.6924 | 352.3742 | 507.9844 | 660.7782 | 798.3991 | 939.3189 | 1078.9746 | 1191.7843 | 1349.3956 | 1499.7851 | 1598.3618 | 1946.5331 | 2007.194 | 1944.6062 | 1972.8612 | 2145.6501 | 2149.4839 | 2219.7107 | 2209.788 | 1983.325 | 2312.7803 | 2338.2353 | 2224.9444 | 2178.9259 | 2273.5969 | 2199.5271
Region | Technology | 2021-22 | 2022-23 | 2023-24 | 2024-25 | 2025-26 | 2026-27 | 2027-28 | 2028-29 | 2029-30 | 2030-31 | 2031-32 | 2032-33 | 2033-34 | 2034-35 | 2035-36 | 2036-37 | 2037-38 | 2038-39 | 2039-40 | 2040-41 | 2041-42 | 2042-43 | 2043-44 | 2044-45 | 2045-46 | 2046-47 | 2047-48 | 2048-49 | 2049-50
SA1 | Grid Battery pump | 107.9307 | 106.612 | 124.6128 | 122.4019 | 115.6751 | 117.1429 | 116.4647 | 110.8939 | 104.3572 | 104.7339 | 98.1063 | 188.3792 | 183.0991 | 159.0886 | 633.0852 | 623.2775 | 633.8564 | 624.1512 | 640.8832 | 636.5762 | 969.5858 | 946.0833 | 885.6057 | 942.1953 | 942.864 | 873.8754 | 851.8799 | 870.5666 | 829.7834
SA1 | Pumped Hydro Pump | 0 | 0 | 8.8762e-05 | 9.1324e-05 | 8.914e-05 | 0.00010579 | 0.00010567 | 0.00010739 | 0.00011087 | 0.00012352 | 0.0001285 | 0.00024513 | 0.00023926 | 0.00023737 | 0.00029249 | 0.00028901 | 0.00037469 | 0.00037353 | 0.00038506 | 0.00039129 | 0.00049827 | 0.00048207 | 0.00048211 | 0.00071257 | 0.00070849 | 0.00068428 | 0.00070588 | 0.00071228 | 0.00072241
SA1 | VPP pump | 16.7025 | 32.4031 | 64.2658 | 95.7401 | 123.1443 | 157.776 | 197.1777 | 234.5603 | 271.9455 | 311.5282 | 339.0976 | 376.7473 | 408.3874 | 434.8666 | 466.3561 | 475.8723 | 483.6528 | 489.5664 | 525.4101 | 530.3407 | 540.4346 | 535.5292 | 482.7646 | 540.9771 | 550.1876 | 465.5808 | 455.6238 | 471.7596 | 444.8166
Region | Technology | 2021-22 | 2022-23 | 2023-24 | 2024-25 | 2025-26 | 2026-27 | 2027-28 | 2028-29 | 2029-30 | 2030-31 | 2031-32 | 2032-33 | 2033-34 | 2034-35 | 2035-36 | 2036-37 | 2037-38 | 2038-39 | 2039-40 | 2040-41 | 2041-42 | 2042-43 | 2043-44 | 2044-45 | 2045-46 | 2046-47 | 2047-48 | 2048-49 | 2049-50
TAS1 | Grid Battery pump | 4.6591e-05 | 6.926e-05 | 6.8367e-05 | 8.0286e-05 | 0.00011054 | 0.00011198 | 0.00014028 | 0.00016452 | 0.00018718 | 0.00021114 | 0.00023138 | 0.00030992 | 0.00031933 | 0.00035677 | 0.00037836 | 0.00037566 | 0.00043636 | 0.00044941 | 0.00057909 | 0.00060652 | 0.00067084 | 0.00066343 | 0.00071993 | 0.00080882 | 0.00078818 | 0.0008283 | 0.00083985 | 0.00088565 | 0.0012211
TAS1 | Pumped Hydro Pump | 0 | 0 | 0.00021036 | 0.00021277 | 0.00022868 | 0.00025159 | 0.00031276 | 0.00035982 | 0.00038795 | 0.00047939 | 0.00050335 | 0.0011425 | 0.0012005 | 0.0013453 | 0.0013243 | 0.0013287 | 0.0014851 | 0.0014839 | 0.0020394 | 0.0021994 | 0.0020604 | 0.0020636 | 0.002244 | 0.0023509 | 0.0023903 | 0.0023047 | 0.0024127 | 0.0023503 | 65.2707
TAS1 | VPP pump | 0.42499 | 2.291 | 4.5452 | 5.5945 | 9.5368 | 14.4016 | 25.3947 | 33.6402 | 40.8634 | 57.0622 | 63.6935 | 74.0468 | 82.736 | 98.2619 | 108.5211 | 113.4732 | 124.7856 | 112.3605 | 128.9641 | 150.2751 | 148.086 | 142.4837 | 141.1215 | 139.3259 | 141.7216 | 141.4886 | 130.7666 | 140.92 | 146.5239
Non-controllable capacity
Region | Technology | 2021-22 | 2022-23 | 2023-24 | 2024-25 | 2025-26 | 2026-27 | 2027-28 | 2028-29 | 2029-30 | 2030-31 | 2031-32 | 2032-33 | 2033-34 | 2034-35 | 2035-36 | 2036-37 | 2037-38 | 2038-39 | 2039-40 | 2040-41 | 2041-42 | 2042-43 | 2043-44 | 2044-45 | 2045-46 | 2046-47 | 2047-48 | 2048-49 | 2049-50
NEM | Distributed PV | 19609.8205 | 22593.0258 | 25795.4405 | 28515.648 | 30896.2689 | 36193.4827 | 39710.1446 | 38725.9847 | 43631.9906 | 48413.2512 | 52307.9381 | 56014.1823 | 58003.92 | 58926.4174 | 65866.1013 | 68092.0823 | 63807.3891 | 69181.1567 | 74209.0766 | 78074.279 | 80449.2601 | 80681.864 | 80496.3497 | 88733.6672 | 91059.096 | 84167.1603 | 90920.6539 | 97349.545 | 101355.0465
NEM | Behind the meter battery | 287.7369 | 515.4079 | 884.8341 | 1254.785 | 1593.4651 | 1866.0164 | 2141.7602 | 2361.8163 | 2552.4657 | 2810.5931 | 3083.7038 | 3382.2698 | 3716.9768 | 3982.8771 | 4236.6884 | 4189.6005 | 4164.955 | 4139.2711 | 4136.7707 | 4095.7536 | 4080.5612 | 4061.1181 | 4052.4214 | 4004.5176 | 3963.4952 | 3836.8522 | 3731.3041 | 3603.5117 | 3483.2237
NEM | Behind the meter battery pump | 244.3986 | 437.8351 | 751.5169 | 1066.2118 | 1353.536 | 1585.0054 | 1820.0295 | 2006.0316 | 2167.8279 | 2387.2175 | 2618.8193 | 2873.0493 | 3158.6308 | 3383.091 | 3598.8654 | 3557.9991 | 3537.7465 | 3515.3025 | 3513.335 | 3480.0644 | 3466.5363 | 3449.3864 | 3443.1291 | 3400.9047 | 3367.1337 | 3259.9544 | 3169.3736 | 3061.4143 | 2957.9155
Region | Technology | 2021-22 | 2022-23 | 2023-24 | 2024-25 | 2025-26 | 2026-27 | 2027-28 | 2028-29 | 2029-30 | 2030-31 | 2031-32 | 2032-33 | 2033-34 | 2034-35 | 2035-36 | 2036-37 | 2037-38 | 2038-39 | 2039-40 | 2040-41 | 2041-42 | 2042-43 | 2043-44 | 2044-45 | 2045-46 | 2046-47 | 2047-48 | 2048-49 | 2049-50
NSW1 | Distributed PV | 5840.3921 | 6848.5858 | 7568.6907 | 8523.6304 | 9260.6379 | 11220.5155 | 12200.0436 | 11840.5683 | 13148.0317 | 14967.8992 | 16704.4439 | 17428.9447 | 18411.5688 | 18706.4371 | 21549.8095 | 22022.3289 | 20511.7897 | 21846.138 | 23896.4876 | 25827.633 | 25866.634 | 26322.659 | 26189.1159 | 29655.9651 | 30038.8173 | 27505.5049 | 29065.9666 | 31621.8012 | 33685.242
NSW1 | Behind the meter battery | 100.5828 | 193.1589 | 291.1065 | 396.2139 | 501.9024 | 585.4025 | 672.7716 | 746.5753 | 809.2462 | 898.896 | 990.6531 | 1097.5089 | 1203.9572 | 1289.4711 | 1377.5795 | 1364.1938 | 1359.364 | 1353.4315 | 1358.2135 | 1347.5028 | 1347.9978 | 1344.7629 | 1341.927 | 1330.3631 | 1318.1665 | 1275.3935 | 1239.7392 | 1196.3678 | 1156.4912
NSW1 | Behind the meter battery pump | 85.4102 | 164.0693 | 247.2941 | 336.7731 | 426.5198 | 497.1838 | 571.8275 | 634.164 | 687.2431 | 763.5179 | 841.0694 | 932.0855 | 1022.9158 | 1095.5481 | 1169.7831 | 1158.6309 | 1154.2352 | 1150.0294 | 1153.2683 | 1144.4845 | 1145.249 | 1142.992 | 1140.5826 | 1129.4076 | 1119.8228 | 1083.9476 | 1053.3342 | 1016.4885 | 981.966
Region | Technology | 2021-22 | 2022-23 | 2023-24 | 2024-25 | 2025-26 | 2026-27 | 2027-28 | 2028-29 | 2029-30 | 2030-31 | 2031-32 | 2032-33 | 2033-34 | 2034-35 | 2035-36 | 2036-37 | 2037-38 | 2038-39 | 2039-40 | 2040-41 | 2041-42 | 2042-43 | 2043-44 | 2044-45 | 2045-46 | 2046-47 | 2047-48 | 2048-49 | 2049-50
QLD1 | Distributed PV | 5969.3902 | 6978.0984 | 7706.5945 | 8304.5519 | 9311.818 | 10739.5616 | 11742.373 | 10679.3756 | 12453.0504 | 13739.2205 | 15349.0657 | 16175.8153 | 16542.176 | 17496.4202 | 19379.2666 | 20059.1319 | 17627.6397 | 19804.641 | 21119.9603 | 22953.5995 | 23292.4845 | 23042.7006 | 23920.2706 | 26062.1174 | 26829.5403 | 23237.5707 | 26038.7774 | 27730.2825 | 29886.5732
QLD1 | Behind the meter battery | 56.2429 | 136.3704 | 221.914 | 314.5999 | 403.0595 | 466.6342 | 534.0653 | 596.5405 | 649.7529 | 718.3775 | 792.8814 | 877.5577 | 964.1894 | 1032.5602 | 1100.2361 | 1082.6175 | 1073.4901 | 1066.2727 | 1063.9109 | 1054.6444 | 1049.1513 | 1044.3508 | 1042.7963 | 1030.9949 | 1021.2672 | 990.0169 | 962.7603 | 929.6148 | 900.3601
QLD1 | Behind the meter battery pump | 47.7931 | 115.9103 | 188.4278 | 267.3671 | 342.2496 | 396.5032 | 453.7714 | 506.849 | 552.0817 | 610.4366 | 673.1948 | 745.045 | 819.4478 | 877.2391 | 934.6407 | 919.1283 | 912.2797 | 905.3095 | 903.5933 | 896.4187 | 891.5481 | 886.7666 | 886.3467 | 875.6415 | 867.7391 | 841.4509 | 817.5781 | 790.0297 | 765.082
Region | Technology | 2021-22 | 2022-23 | 2023-24 | 2024-25 | 2025-26 | 2026-27 | 2027-28 | 2028-29 | 2029-30 | 2030-31 | 2031-32 | 2032-33 | 2033-34 | 2034-35 | 2035-36 | 2036-37 | 2037-38 | 2038-39 | 2039-40 | 2040-41 | 2041-42 | 2042-43 | 2043-44 | 2044-45 | 2045-46 | 2046-47 | 2047-48 | 2048-49 | 2049-50
VIC1 | Distributed PV | 4714.66 | 5401.1119 | 6729.5042 | 7622.3593 | 8154.7271 | 9640.4109 | 10744.2174 | 11140.3779 | 12492.4051 | 13821.8775 | 14113.1505 | 15787.1113 | 16301.0662 | 16086.168 | 17792.7523 | 18477.3728 | 18243.1548 | 19618.15 | 20981.1462 | 20868.6867 | 22468.5097 | 22545.6732 | 21856.4398 | 23900.0028 | 24625.8936 | 24087.1674 | 25874.8846 | 27659.7182 | 27267.1666
VIC1 | Behind the meter battery | 63.7064 | 83.5354 | 232.4378 | 366.0526 | 485.6729 | 593.1814 | 693.2882 | 758.0454 | 813.3978 | 889.1338 | 969.7889 | 1045.6273 | 1156.3355 | 1246.6667 | 1327.5946 | 1319.5322 | 1315.5875 | 1305.8198 | 1303.9339 | 1288.8104 | 1281.5178 | 1274.0456 | 1271.6343 | 1255.1128 | 1242.4704 | 1204.1401 | 1172.0927 | 1134.3677 | 1095.5009
VIC1 | Behind the meter battery pump | 54.1148 | 70.9311 | 197.3953 | 310.9705 | 412.3845 | 503.6951 | 589.1782 | 643.6878 | 690.5779 | 754.9722 | 823.8716 | 888.712 | 982.688 | 1058.4572 | 1128.1485 | 1120.5529 | 1117.3368 | 1108.596 | 1107.7798 | 1095.3627 | 1088.3139 | 1081.6641 | 1079.7555 | 1066.324 | 1055.4157 | 1022.5106 | 995.367 | 963.5618 | 930.0131
Region | Technology | 2021-22 | 2022-23 | 2023-24 | 2024-25 | 2025-26 | 2026-27 | 2027-28 | 2028-29 | 2029-30 | 2030-31 | 2031-32 | 2032-33 | 2033-34 | 2034-35 | 2035-36 | 2036-37 | 2037-38 | 2038-39 | 2039-40 | 2040-41 | 2041-42 | 2042-43 | 2043-44 | 2044-45 | 2045-46 | 2046-47 | 2047-48 | 2048-49 | 2049-50
SA1 | Distributed PV | 2818.528 | 3066.2402 | 3432.4234 | 3643.8284 | 3713.1358 | 4061.5736 | 4431.6913 | 4443.6234 | 4871.0817 | 5157.1547 | 5377.2639 | 5776.2536 | 5841.5307 | 5728.6246 | 6131.655 | 6480.9677 | 6348.5892 | 6792.2712 | 7032.0584 | 7208.9999 | 7534.4854 | 7444.191 | 7224.9322 | 7683.426 | 8089.937 | 7867.091 | 8425.1674 | 8743.8601 | 8910.1288
SA1 | Behind the meter battery | 59.5294 | 88.2615 | 118.5347 | 149.731 | 168.2698 | 181.0611 | 196.5109 | 211.0845 | 226.6474 | 245.1138 | 265.3623 | 289.7239 | 313.5421 | 329.0828 | 340.6127 | 333.3447 | 326.7399 | 324.2493 | 321.2163 | 315.7562 | 313.1266 | 309.4997 | 307.612 | 300.7784 | 295.0978 | 283.6323 | 275.4745 | 264.9253 | 255.3804
SA1 | Behind the meter battery pump | 50.5634 | 74.9597 | 100.6999 | 127.1607 | 143.0143 | 153.8529 | 166.9048 | 179.2175 | 192.5553 | 208.1215 | 225.4916 | 246.1431 | 266.5028 | 279.5571 | 289.2326 | 283.333 | 277.6185 | 275.3506 | 272.7168 | 268.1355 | 266.0407 | 262.8422 | 261.3148 | 255.4385 | 250.682 | 240.9589 | 234.1101 | 224.8982 | 216.7686
Region | Technology | 2021-22 | 2022-23 | 2023-24 | 2024-25 | 2025-26 | 2026-27 | 2027-28 | 2028-29 | 2029-30 | 2030-31 | 2031-32 | 2032-33 | 2033-34 | 2034-35 | 2035-36 | 2036-37 | 2037-38 | 2038-39 | 2039-40 | 2040-41 | 2041-42 | 2042-43 | 2043-44 | 2044-45 | 2045-46 | 2046-47 | 2047-48 | 2048-49 | 2049-50
TAS1 | Distributed PV | 266.8502 | 298.9896 | 358.2278 | 421.278 | 455.9502 | 531.4211 | 591.8193 | 622.0396 | 667.4216 | 727.0993 | 764.0141 | 846.0573 | 907.5783 | 908.7675 | 1012.6179 | 1052.281 | 1076.2157 | 1119.9565 | 1179.4242 | 1215.3598 | 1287.1466 | 1326.6403 | 1305.5912 | 1432.1558 | 1474.9079 | 1469.8262 | 1515.858 | 1593.8831 | 1605.9359
TAS1 | Behind the meter battery | 7.6755 | 14.0817 | 20.8409 | 28.1876 | 34.5605 | 39.7372 | 45.1241 | 49.5707 | 53.4214 | 59.072 | 65.0181 | 71.8519 | 78.9526 | 85.0963 | 90.6655 | 89.9124 | 89.7735 | 89.4977 | 89.496 | 89.04 | 88.7677 | 88.4592 | 88.4516 | 87.2684 | 86.4931 | 83.6694 | 81.2375 | 78.2361 | 75.4911
TAS1 | Behind the meter battery pump | 6.5171 | 11.9647 | 17.6998 | 23.9403 | 29.3679 | 33.7704 | 38.3476 | 42.1132 | 45.3699 | 50.1692 | 55.1919 | 61.0637 | 67.0765 | 72.2895 | 77.0604 | 76.3541 | 76.2763 | 76.017 | 75.9769 | 75.6631 | 75.3847 | 75.1216 | 75.1294 | 74.0931 | 73.4741 | 71.0863 | 68.9842 | 66.4361 | 64.0858

## Marinus_Capacity
Installed capacity by technology (MW) - Marinus Link, Step Change Scenario
Capacity calculated on 1 July. In early study years some wind and solar projects enter later in the financial year and are therefore reflected in the following financial year's capacity.
Explicitly modelled generation
Region | Technology | 2021-22 | 2022-23 | 2023-24 | 2024-25 | 2025-26 | 2026-27 | 2027-28 | 2028-29 | 2029-30 | 2030-31 | 2031-32 | 2032-33 | 2033-34 | 2034-35 | 2035-36 | 2036-37 | 2037-38 | 2038-39 | 2039-40 | 2040-41 | 2041-42 | 2042-43 | 2043-44 | 2044-45 | 2045-46 | 2046-47 | 2047-48 | 2048-49 | 2049-50
NEM | Black Coal | 18366 | 17891 | 16416 | 11991.288 | 9882.3621 | 9472.0194 | 9328.7003 | 9328.6996 | 8054.0101 | 8054.0101 | 8034.492 | 5894.0098 | 5355.1839 | 5355.1839 | 4907.6917 | 4559.6732 | 4541.443 | 4541.443 | 4541.443 | 4541.4428 | 3743.9371 | 2309.9372 | 1801.4926 | 1554.4941 | 1554.4941 | 1554.4941 | 1266.0002 | 1266.0002 | 1266.0002
NEM | Brown Coal | 4790 | 4790 | 4790 | 2317.3346 | 2237.5193 | 1930.8907 | 0.00010038 | 0 | 0.00010019 | 0 | 0 | 0.00010038 | 0.00010037 | 0.00010043 | 0.00010044 | 0.00010044 | 0.00010046 | 0.00010044 | 0.00010046 | 0.00010051 | 0.00010047 | 0.00010044 | 0.00010044 | 0.00010048 | 0.00010043 | 0.00010042 | 0 | 0 | 0
NEM | CCGT | 3054.9 | 3054.9 | 2874.9 | 2874.9 | 2874.9 | 2874.9 | 2874.9 | 2874.9 | 2874.9 | 2874.9 | 2874.9 | 2874.9 | 2874.9 | 2874.9 | 2874.9 | 2489.9 | 1960.9 | 1960.9 | 1817.5 | 1817.5 | 1817.5 | 1817.5 | 1377.5 | 1192.5 | 548 | 388 | 388 | 388 | 388
NEM | Gas - Steam | 1384 | 1384 | 1384 | 1384 | 1384 | 1384 | 1384 | 1384 | 1384 | 1384 | 1384 | 1384 | 1384 | 1384 | 584 | 584 | 584 | 584 | 84 | 84 | 84 | 84 | 84 | 84 | 84 | 0 | 0 | 0 | 0
NEM | OCGT / Diesel | 6863.14 | 6863.14 | 6863.14 | 6863.14 | 6863.14 | 6863.14 | 6863.14 | 6863.14 | 6863.14 | 6480.64 | 6480.64 | 6211.3 | 5749.3 | 5632.3 | 5502.3001 | 5502.3001 | 6855.9374 | 6855.9374 | 7388.339 | 7268.339 | 8830.4755 | 8824.1144 | 10393.3999 | 10647.2948 | 10647.2948 | 12501.6519 | 11917.6519 | 12665.1855 | 13196.0836
NEM | Hydro | 7365.3 | 7365.3 | 7365.3 | 7365.3 | 7365.3 | 7365.3 | 7615.3 | 7615.3 | 7615.3 | 7615.3 | 7615.3 | 7615.3 | 7615.3 | 7615.3 | 7615.3 | 7615.3 | 7528.9 | 7528.9 | 7528.9 | 7528.9 | 7528.9 | 7462.9 | 7462.9 | 7462.9 | 7462.9 | 7462.9 | 7462.9 | 7462.9 | 7462.9
NEM | Wind | 14494.198 | 16398.6719 | 18174.0725 | 23088.386 | 23137.7876 | 23910.8495 | 26883.6532 | 29318.6247 | 31114.8044 | 31056.7226 | 31889.763 | 36456.5069 | 38430.4418 | 39053.5797 | 39324.3098 | 39491.2932 | 42990.6502 | 43650.833 | 43394.4568 | 43154.3763 | 45755.9911 | 47780.4293 | 47544.226 | 47192.3847 | 47800.2288 | 51441.0767 | 52140.522 | 52892.6479 | 54642.1497
NEM | Solar PV | 5599.971 | 6959.156 | 6959.156 | 6959.156 | 7448.5633 | 7448.5633 | 7609.5561 | 7823.6778 | 11083.4011 | 11419.9846 | 11727.2957 | 14639.2367 | 15383.0755 | 15383.0755 | 15383.0755 | 15271.962 | 19793.731 | 20268.4234 | 21643.6975 | 24212.5334 | 27083.0928 | 33024.6618 | 34130.8433 | 33712.2234 | 33677.3883 | 39556.1384 | 39445.7384 | 38712.9384 | 39265.396
NEM | Grid Battery | 260.33 | 600.33 | 600.33 | 600.33 | 600.33 | 600.33 | 600.33 | 600.3302 | 600.3306 | 570.3308 | 570.3308 | 988.0027 | 1131.6282 | 1106.6282 | 1414.1923 | 1414.1923 | 1837.9461 | 1837.9461 | 2559.4478 | 2539.4478 | 3087.5011 | 3009.0545 | 3009.0545 | 3581.6488 | 3581.6487 | 4948.1037 | 4948.1036 | 5826.5333 | 5826.5345
NEM | Pumped Hydro | 810 | 810 | 810 | 810 | 2850 | 2850 | 2850 | 2850.0001 | 4849.9997 | 4849.9998 | 4849.9999 | 6025.1268 | 6319.5694 | 6319.5694 | 6465.2531 | 6465.2531 | 7600.7006 | 7600.7006 | 7600.7009 | 7600.7009 | 8876.5127 | 10331.4862 | 10331.4862 | 10491.4962 | 10491.4962 | 10491.4962 | 10491.4962 | 10765.3629 | 10788.0643
NEM | VPP | 95.565 | 222.304 | 472.724 | 827.389 | 1275.464 | 1796.003 | 2438.396 | 3184.437 | 4042.566 | 4718.547 | 5463.892 | 6261.2279 | 7107.5971 | 7905.5149 | 8730.1272 | 9162.649 | 9618.3372 | 10079.154 | 10567.0661 | 11065.4949 | 11575.234 | 12098.7689 | 12640.3892 | 13204.0691 | 13783.8581 | 14380.3641 | 14988.5756 | 15603.098 | 16225.7479
Total excluding storage |  | 61917.5089 | 64706.1679 | 64826.5684 | 62843.5046 | 61193.5724 | 61249.6629 | 62559.2497 | 65208.3421 | 68989.5557 | 68885.5572 | 70006.3906 | 75075.2535 | 76792.2013 | 77298.3392 | 76191.5772 | 75514.4286 | 84255.5617 | 85390.4369 | 86398.3364 | 88607.0917 | 94843.8966 | 101303.5427 | 102794.3619 | 101845.797 | 101774.3061 | 112904.2612 | 112620.8125 | 113387.672 | 116220.5294
Region | Technology | 2021-22 | 2022-23 | 2023-24 | 2024-25 | 2025-26 | 2026-27 | 2027-28 | 2028-29 | 2029-30 | 2030-31 | 2031-32 | 2032-33 | 2033-34 | 2034-35 | 2035-36 | 2036-37 | 2037-38 | 2038-39 | 2039-40 | 2040-41 | 2041-42 | 2042-43 | 2043-44 | 2044-45 | 2045-46 | 2046-47 | 2047-48 | 2048-49 | 2049-50
NSW1 | Black Coal | 10240 | 9765 | 8290 | 7370.857 | 5261.9312 | 5066.4511 | 5066.4511 | 5066.4511 | 3957.4925 | 3957.4925 | 3937.9744 | 1797.4922 | 1797.4922 | 1797.4922 | 1350 | 1350 | 1350 | 1350 | 1350 | 1350 | 690 | 0 | 0 | 0 | 0 | 0 | 0 | 0 | 0
NSW1 | Brown Coal | 0 | 0 | 0 | 0 | 0 | 0 | 0 | 0 | 0 | 0 | 0 | 0 | 0 | 0 | 0 | 0 | 0 | 0 | 0 | 0 | 0 | 0 | 0 | 0 | 0 | 0 | 0 | 0 | 0
NSW1 | CCGT | 625 | 625 | 625 | 625 | 625 | 625 | 625 | 625 | 625 | 625 | 625 | 625 | 625 | 625 | 625 | 625 | 625 | 625 | 625 | 625 | 625 | 625 | 185 | 0 | 0 | 0 | 0 | 0 | 0
NSW1 | Gas - Steam | 0 | 0 | 0 | 0 | 0 | 0 | 0 | 0 | 0 | 0 | 0 | 0 | 0 | 0 | 0 | 0 | 0 | 0 | 0 | 0 | 0 | 0 | 0 | 0 | 0 | 0 | 0 | 0 | 0
NSW1 | OCGT / Diesel | 1438 | 1438 | 1438 | 1438 | 1438 | 1438 | 1438 | 1438 | 1438 | 1438 | 1438 | 1438 | 1438 | 1438 | 1388 | 1388 | 2377.9662 | 2377.9662 | 2377.9662 | 2377.9662 | 2377.9662 | 2377.9662 | 3311.6831 | 3287.4701 | 3287.4701 | 3287.4701 | 3287.4701 | 3287.4702 | 3287.4702
NSW1 | Hydro | 2585 | 2585 | 2585 | 2585 | 2585 | 2585 | 2585 | 2585 | 2585 | 2585 | 2585 | 2585 | 2585 | 2585 | 2585 | 2585 | 2585 | 2585 | 2585 | 2585 | 2585 | 2585 | 2585 | 2585 | 2585 | 2585 | 2585 | 2585 | 2585
NSW1 | Wind | 3461.8111 | 3682.125 | 5037.3874 | 6909.452 | 6909.452 | 7365.3307 | 8199.3587 | 8409.3566 | 10296.2862 | 10296.2862 | 10296.2862 | 12920.7455 | 12920.7455 | 12920.7455 | 12920.7455 | 12947.6465 | 12677.6465 | 13575.1674 | 13575.1674 | 13214.6674 | 14435.0006 | 14892.9503 | 14597.9703 | 14597.9703 | 15582.7679 | 16936.8131 | 17876.2584 | 17876.2584 | 18213.9329
NSW1 | Solar PV | 2130.363 | 2600.363 | 2600.363 | 2600.363 | 3089.7702 | 3089.7702 | 3089.7702 | 3303.8919 | 6563.6152 | 6563.6152 | 6563.6152 | 7300.446 | 7590.1117 | 7590.1117 | 7590.1117 | 7599.9981 | 9956.1236 | 10430.8159 | 11203.7943 | 12827.6992 | 14380.6822 | 17175.4152 | 17973.0742 | 17973.0742 | 17973.0742 | 19877.6063 | 19877.6063 | 19827.6063 | 19206.0463
NSW1 | Grid Battery | 0 | 0 | 0 | 0 | 0 | 0 | 0 | 0 | 0.00031979 | 0.00031979 | 0.00031985 | 0.0008721 | 0.00087251 | 0.0008726 | 0.0009992 | 0.00099945 | 0.0010031 | 0.0010034 | 721.5027 | 721.5027 | 1057.5534 | 1057.5534 | 1057.5534 | 1630.1477 | 1630.1477 | 1630.1477 | 1630.1477 | 1643.9179 | 1643.9176
NSW1 | Pumped Hydro | 240 | 240 | 240 | 240 | 2280 | 2280 | 2280 | 2280 | 4279.9996 | 4279.9996 | 4279.9996 | 4279.9998 | 4279.9998 | 4279.9998 | 4279.9998 | 4279.9998 | 4279.9998 | 4279.9998 | 4280 | 4280 | 4880.0004 | 4880.0004 | 4880.0004 | 4880.0004 | 4880.0004 | 4880.0004 | 4880.0004 | 4880.0004 | 4880.0004
NSW1 | VPP | 33.809 | 82.709 | 156.761 | 263.89 | 405.048 | 567.059 | 769.634 | 1010.103 | 1287.846 | 1513.002 | 1757.995 | 2022.7529 | 2303.851 | 2570.3709 | 2845.8051 | 2993.4 | 3149.6021 | 3306.082 | 3472.6761 | 3642.4991 | 3815.654 | 3993.212 | 4175.7441 | 4364.7819 | 4557.4061 | 4750.5071 | 4944.2018 | 5141.238 | 5338.7148
Total excluding storage |  | 20480.1741 | 20695.488 | 20575.7504 | 21528.672 | 19909.1533 | 20169.552 | 21003.58 | 21427.6996 | 25465.3939 | 25465.3939 | 25445.8757 | 26666.6836 | 26956.3493 | 26956.3493 | 26458.8571 | 26495.6446 | 29571.7363 | 30943.9494 | 31716.9278 | 32980.3328 | 35093.6489 | 37656.3317 | 38652.7276 | 38443.5146 | 39428.3122 | 42686.8895 | 43626.3348 | 43576.3349 | 43292.4494
Region | Technology | 2021-22 | 2022-23 | 2023-24 | 2024-25 | 2025-26 | 2026-27 | 2027-28 | 2028-29 | 2029-30 | 2030-31 | 2031-32 | 2032-33 | 2033-34 | 2034-35 | 2035-36 | 2036-37 | 2037-38 | 2038-39 | 2039-40 | 2040-41 | 2041-42 | 2042-43 | 2043-44 | 2044-45 | 2045-46 | 2046-47 | 2047-48 | 2048-49 | 2049-50
QLD1 | Black Coal | 8126 | 8126 | 8126 | 4620.431 | 4620.431 | 4405.5684 | 4262.2492 | 4262.2485 | 4096.5176 | 4096.5176 | 4096.5176 | 4096.5176 | 3557.6917 | 3557.6917 | 3557.6917 | 3209.6732 | 3191.443 | 3191.443 | 3191.443 | 3191.4428 | 3053.9371 | 2309.9372 | 1801.4926 | 1554.4941 | 1554.4941 | 1554.4941 | 1266.0002 | 1266.0002 | 1266.0002
QLD1 | Brown Coal | 0 | 0 | 0 | 0 | 0 | 0 | 0 | 0 | 0 | 0 | 0 | 0 | 0 | 0 | 0 | 0 | 0 | 0 | 0 | 0 | 0 | 0 | 0 | 0 | 0 | 0 | 0 | 0 | 0
QLD1 | CCGT | 1512.9 | 1512.9 | 1512.9 | 1512.9 | 1512.9 | 1512.9 | 1512.9 | 1512.9 | 1512.9 | 1512.9 | 1512.9 | 1512.9 | 1512.9 | 1512.9 | 1512.9 | 1127.9 | 1127.9 | 1127.9 | 984.5 | 984.5 | 984.5 | 984.5 | 984.5 | 984.5 | 340 | 180 | 180 | 180 | 180
QLD1 | Gas - Steam | 84 | 84 | 84 | 84 | 84 | 84 | 84 | 84 | 84 | 84 | 84 | 84 | 84 | 84 | 84 | 84 | 84 | 84 | 84 | 84 | 84 | 84 | 84 | 84 | 84 | 0 | 0 | 0 | 0
QLD1 | OCGT / Diesel | 1910 | 1910 | 1910 | 1910 | 1910 | 1910 | 1910 | 1910 | 1910 | 1910 | 1910 | 1910 | 1618 | 1501 | 1501 | 1501 | 1501 | 1501 | 2473.4016 | 2473.4016 | 2473.4016 | 2561.0405 | 2561.0405 | 2429.0405 | 2429.0405 | 4283.3976 | 4283.3976 | 5030.9311 | 4511.9311
QLD1 | Hydro | 152.4 | 152.4 | 152.4 | 152.4 | 152.4 | 152.4 | 152.4 | 152.4 | 152.4 | 152.4 | 152.4 | 152.4 | 152.4 | 152.4 | 152.4 | 152.4 | 66 | 66 | 66 | 66 | 66 | 0 | 0 | 0 | 0 | 0 | 0 | 0 | 0
QLD1 | Wind | 4376.6079 | 4876.6079 | 4876.6079 | 6199.4241 | 6248.8257 | 6248.8257 | 6248.8257 | 7099.4248 | 7099.4248 | 7099.4248 | 7399.4249 | 7999.9281 | 9261.71 | 9261.71 | 9509.0452 | 9691.3593 | 10540.7609 | 10540.7609 | 10540.7609 | 10540.7609 | 11293.1855 | 12725.9352 | 12545.4172 | 12653.975 | 13118.9547 | 14038.8348 | 14038.8348 | 14819.6607 | 16838.8345
QLD1 | Solar PV | 2017.635 | 2827.62 | 2827.62 | 2827.62 | 2827.62 | 2827.62 | 2827.62 | 2827.62 | 2827.62 | 2827.62 | 2908.6498 | 3327.62 | 3781.793 | 3781.793 | 3781.793 | 3660.793 | 5257.5037 | 5257.5038 | 5522.162 | 6373.6484 | 7182.8659 | 10329.7018 | 10162.7018 | 9961.6018 | 9897.3938 | 11593.6921 | 11483.2921 | 10952.392 | 11142.4157
QLD1 | Grid Battery | 0 | 20 | 20 | 20 | 20 | 20 | 20 | 20.0002 | 20.0002 | 20.0002 | 20.0002 | 379.1289 | 578.0843 | 578.0843 | 578.0843 | 578.0843 | 989.326 | 989.326 | 989.326 | 969.326 | 969.326 | 1190.8794 | 1190.8794 | 1190.8794 | 1190.8794 | 2557.3342 | 2557.3342 | 3421.9937 | 3421.9937
QLD1 | Pumped Hydro | 570 | 570 | 570 | 570 | 570 | 570 | 570 | 570.0001 | 570.0001 | 570.0001 | 570.0001 | 892.3494 | 1186.792 | 1186.792 | 1186.792 | 1186.792 | 1941.1598 | 1941.1598 | 1941.1598 | 1941.1598 | 1941.1598 | 3396.1333 | 3396.1333 | 3396.1333 | 3396.1333 | 3396.1333 | 3396.1333 | 3670 | 3670
QLD1 | VPP | 18.792 | 56.93 | 116.312 | 203.741 | 316.675 | 441.512 | 598.097 | 788.338 | 1007.196 | 1181.6699 | 1375.488 | 1581.047 | 1799.564 | 2003.201 | 2215.979 | 2320.634 | 2431.5501 | 2543.859 | 2662.8169 | 2785.4379 | 2910.14 | 3039.4479 | 3174.298 | 3316.8311 | 3463.2379 | 3617.549 | 3775.5449 | 3934.3799 | 4096.485
Total excluding storage |  | 18179.5429 | 19489.5279 | 19489.5279 | 17306.7751 | 17356.1767 | 17141.3141 | 16997.9949 | 17848.5933 | 17682.8624 | 17682.8624 | 18063.8923 | 19083.3658 | 19968.4947 | 19851.4947 | 20098.8299 | 19427.1255 | 21768.6076 | 21768.6077 | 22862.2675 | 23713.7537 | 25137.8901 | 28995.1147 | 28139.1521 | 27667.6114 | 27423.8831 | 31650.4186 | 31251.5246 | 32248.9841 | 33939.1816
Region | Technology | 2021-22 | 2022-23 | 2023-24 | 2024-25 | 2025-26 | 2026-27 | 2027-28 | 2028-29 | 2029-30 | 2030-31 | 2031-32 | 2032-33 | 2033-34 | 2034-35 | 2035-36 | 2036-37 | 2037-38 | 2038-39 | 2039-40 | 2040-41 | 2041-42 | 2042-43 | 2043-44 | 2044-45 | 2045-46 | 2046-47 | 2047-48 | 2048-49 | 2049-50
VIC1 | Black Coal | 0 | 0 | 0 | 0 | 0 | 0 | 0 | 0 | 0 | 0 | 0 | 0 | 0 | 0 | 0 | 0 | 0 | 0 | 0 | 0 | 0 | 0 | 0 | 0 | 0 | 0 | 0 | 0 | 0
VIC1 | Brown Coal | 4790 | 4790 | 4790 | 2317.3346 | 2237.5193 | 1930.8907 | 0.00010038 | 0 | 0.00010019 | 0 | 0 | 0.00010038 | 0.00010037 | 0.00010043 | 0.00010044 | 0.00010044 | 0.00010046 | 0.00010044 | 0.00010046 | 0.00010051 | 0.00010047 | 0.00010044 | 0.00010044 | 0.00010048 | 0.00010043 | 0.00010042 | 0 | 0 | 0
VIC1 | CCGT | 0 | 0 | 0 | 0 | 0 | 0 | 0 | 0 | 0 | 0 | 0 | 0 | 0 | 0 | 0 | 0 | 0 | 0 | 0 | 0 | 0 | 0 | 0 | 0 | 0 | 0 | 0 | 0 | 0
VIC1 | Gas - Steam | 500 | 500 | 500 | 500 | 500 | 500 | 500 | 500 | 500 | 500 | 500 | 500 | 500 | 500 | 500 | 500 | 500 | 500 | 0 | 0 | 0 | 0 | 0 | 0 | 0 | 0 | 0 | 0 | 0
VIC1 | OCGT / Diesel | 1900 | 1900 | 1900 | 1900 | 1900 | 1900 | 1900 | 1900 | 1900 | 1900 | 1900 | 1900 | 1730 | 1730 | 1730 | 1730 | 1730.0005 | 1730.0005 | 1290.0005 | 1290.0005 | 2807.5804 | 2713.5804 | 3082.1477 | 3830.2556 | 3830.2556 | 3830.2556 | 3246.2556 | 3246.2556 | 4296.1537
VIC1 | Hydro | 2219 | 2219 | 2219 | 2219 | 2219 | 2219 | 2219 | 2219 | 2219 | 2219 | 2219 | 2219 | 2219 | 2219 | 2219 | 2219 | 2219 | 2219 | 2219 | 2219 | 2219 | 2219 | 2219 | 2219 | 2219 | 2219 | 2219 | 2219 | 2219
VIC1 | Wind | 3434.44 | 4322.2 | 4322.2 | 5283.8176 | 5283.8176 | 5601.0006 | 7247.3267 | 7797.3265 | 7797.3265 | 7797.3265 | 8258.8696 | 8585.7094 | 9396.5624 | 10019.7003 | 10019.7003 | 10019.7004 | 12802.5003 | 12382.5003 | 12190.5003 | 12202.1845 | 12264.6142 | 12398.3527 | 12074.5527 | 11762.5527 | 11220.49 | 11220.49 | 10980.49 | 10951.79 | 10224.1
VIC1 | Solar PV | 1098.973 | 1098.973 | 1098.973 | 1098.973 | 1098.9731 | 1098.9731 | 1259.9657 | 1259.9657 | 1259.9657 | 1596.5486 | 1722.8333 | 3478.9733 | 3478.9733 | 3478.9733 | 3478.9733 | 3478.9733 | 3478.9734 | 3478.9734 | 3478.9886 | 3478.9886 | 3987.3475 | 3987.3475 | 4162.6714 | 4055.1514 | 4084.5243 | 6362.444 | 6362.444 | 6210.544 | 7211
VIC1 | Grid Battery | 55.33 | 375.33 | 375.33 | 375.33 | 375.33 | 375.33 | 375.33 | 375.33 | 375.33 | 375.3301 | 375.3301 | 375.3318 | 320.0018 | 320.0018 | 320.0018 | 320.0018 | 320.0018 | 320.0018 | 320.0018 | 320.0018 | 300.0018 | 0.0017672 | 0.0017673 | 0.0017623 | 0.0017477 | 0.0019226 | 0.0019156 | 0.0019047 | 0.0032964
VIC1 | Pumped Hydro | 0 | 0 | 0 | 0 | 0 | 0 | 0 | 0 | 0 | 0.00010547 | 0.00013131 | 852.7772 | 852.7772 | 852.7772 | 998.4609 | 998.4609 | 1379.5405 | 1379.5405 | 1379.5405 | 1379.5405 | 2055.3518 | 2055.3518 | 2055.3518 | 2215.3618 | 2215.3618 | 2215.3618 | 2215.3618 | 2215.3618 | 2215.3618
VIC1 | VPP | 21.325 | 39.333 | 124.653 | 240.512 | 387.463 | 568.474 | 786.961 | 1024.836 | 1297.201 | 1508.3761 | 1741.758 | 1990.8499 | 2255.0251 | 2511.472 | 2773.6561 | 2913.049 | 3058.5721 | 3207.3251 | 3364.194 | 3523.546 | 3687.863 | 3855.463 | 4029.35 | 4209.1151 | 4396.3961 | 4589.9351 | 4789.6219 | 4990.38 | 5195.402
Total excluding storage |  | 13942.413 | 14830.173 | 14830.173 | 13319.1252 | 13239.31 | 13249.8644 | 13126.2925 | 13676.2922 | 13676.2923 | 14012.8751 | 14600.7029 | 16683.6827 | 17324.5357 | 17947.6736 | 17947.6736 | 17947.6738 | 20730.4742 | 20310.4742 | 19178.4894 | 19190.1737 | 21278.5422 | 21318.2807 | 21538.3719 | 21866.9598 | 21354.2699 | 23632.1897 | 22808.1896 | 22627.5896 | 23950.2537
Region | Technology | 2021-22 | 2022-23 | 2023-24 | 2024-25 | 2025-26 | 2026-27 | 2027-28 | 2028-29 | 2029-30 | 2030-31 | 2031-32 | 2032-33 | 2033-34 | 2034-35 | 2035-36 | 2036-37 | 2037-38 | 2038-39 | 2039-40 | 2040-41 | 2041-42 | 2042-43 | 2043-44 | 2044-45 | 2045-46 | 2046-47 | 2047-48 | 2048-49 | 2049-50
SA1 | Black Coal | 0 | 0 | 0 | 0 | 0 | 0 | 0 | 0 | 0 | 0 | 0 | 0 | 0 | 0 | 0 | 0 | 0 | 0 | 0 | 0 | 0 | 0 | 0 | 0 | 0 | 0 | 0 | 0 | 0
SA1 | Brown Coal | 0 | 0 | 0 | 0 | 0 | 0 | 0 | 0 | 0 | 0 | 0 | 0 | 0 | 0 | 0 | 0 | 0 | 0 | 0 | 0 | 0 | 0 | 0 | 0 | 0 | 0 | 0 | 0 | 0
SA1 | CCGT | 709 | 709 | 529 | 529 | 529 | 529 | 529 | 529 | 529 | 529 | 529 | 529 | 529 | 529 | 529 | 529 | 0 | 0 | 0 | 0 | 0 | 0 | 0 | 0 | 0 | 0 | 0 | 0 | 0
SA1 | Gas - Steam | 800 | 800 | 800 | 800 | 800 | 800 | 800 | 800 | 800 | 800 | 800 | 800 | 800 | 800 | 0 | 0 | 0 | 0 | 0 | 0 | 0 | 0 | 0 | 0 | 0 | 0 | 0 | 0 | 0
SA1 | OCGT / Diesel | 1437.14 | 1437.14 | 1437.14 | 1437.14 | 1437.14 | 1437.14 | 1437.14 | 1437.14 | 1437.14 | 1054.64 | 1054.64 | 785.3 | 785.3 | 785.3 | 705.3001 | 705.3001 | 1068.9707 | 1068.9707 | 1068.9707 | 1068.9707 | 1113.5273 | 1113.5273 | 1380.5286 | 1042.5286 | 1042.5286 | 1042.5286 | 1042.5286 | 1042.5286 | 1042.5286
SA1 | Hydro | 0 | 0 | 0 | 0 | 0 | 0 | 0 | 0 | 0 | 0 | 0 | 0 | 0 | 0 | 0 | 0 | 0 | 0 | 0 | 0 | 0 | 0 | 0 | 0 | 0 | 0 | 0 | 0 | 0
SA1 | Wind | 2252.727 | 2549.127 | 2646.8949 | 3404.71 | 3404.71 | 3404.7102 | 3410.8253 | 4010.8253 | 3920.0754 | 3837.8741 | 3837.8741 | 4711.2351 | 4612.5351 | 4612.5351 | 4493.3623 | 4308.5623 | 4308.5625 | 4349.5642 | 4137.9929 | 4098.9929 | 4665.4202 | 4665.4204 | 5228.5152 | 5228.5161 | 4928.6456 | 6295.5682 | 6295.5682 | 6295.5682 | 6415.9116
SA1 | Solar PV | 353 | 432.2 | 432.2 | 432.2 | 432.2 | 432.2 | 432.2002 | 432.2002 | 432.2002 | 432.2008 | 532.1974 | 532.1974 | 532.1975 | 532.1975 | 532.1975 | 532.1977 | 1101.1304 | 1101.1304 | 1438.7527 | 1532.197 | 1532.197 | 1532.197 | 1832.3957 | 1722.3957 | 1722.3957 | 1722.3957 | 1722.3958 | 1722.3958 | 1705.9336
SA1 | Grid Battery | 205 | 205 | 205 | 205 | 205 | 205 | 205 | 205 | 205 | 175.0001 | 175.0001 | 233.5411 | 233.5411 | 208.5411 | 516.1051 | 516.1051 | 528.6172 | 528.6172 | 528.6172 | 528.6172 | 760.6197 | 760.6197 | 760.6197 | 760.6197 | 760.6197 | 760.6197 | 760.6196 | 760.6196 | 760.6196
SA1 | Pumped Hydro | 0 | 0 | 0 | 0 | 0 | 0 | 0 | 0 | 0 | 0 | 0 | 0 | 0 | 0 | 0 | 0 | 0.00010045 | 0.00010052 | 0.00010064 | 0.00010083 | 0.00013287 | 0.00013308 | 0.00013315 | 0.00018458 | 0.00018462 | 0.0001847 | 0.00018478 | 0.00018484 | 0.00018508
SA1 | VPP | 19.108 | 37.433 | 64.042 | 100.939 | 139.006 | 181.29 | 233.207 | 295.748 | 367.725 | 418.77 | 476.54 | 537.83 | 602.483 | 656.359 | 712.614 | 743.766 | 776.579 | 809.532 | 844.201 | 879.819 | 916.083 | 953.688 | 992.261 | 1032.719 | 1074.202 | 1117.797 | 1162.581 | 1208.344 | 1254.282
Total excluding storage |  | 5551.867 | 5927.467 | 5845.2349 | 6603.05 | 6603.05 | 6603.0501 | 6609.1655 | 7209.1655 | 7118.4156 | 6653.7149 | 6753.7115 | 7357.7325 | 7259.0326 | 7259.0326 | 6259.8599 | 6075.06 | 6478.6636 | 6519.6654 | 6645.7163 | 6700.1607 | 7311.1445 | 7311.1448 | 8441.4395 | 7993.4404 | 7693.57 | 9060.4925 | 9060.4926 | 9060.4926 | 9164.3739
Region | Technology | 2021-22 | 2022-23 | 2023-24 | 2024-25 | 2025-26 | 2026-27 | 2027-28 | 2028-29 | 2029-30 | 2030-31 | 2031-32 | 2032-33 | 2033-34 | 2034-35 | 2035-36 | 2036-37 | 2037-38 | 2038-39 | 2039-40 | 2040-41 | 2041-42 | 2042-43 | 2043-44 | 2044-45 | 2045-46 | 2046-47 | 2047-48 | 2048-49 | 2049-50
TAS1 | Black Coal | 0 | 0 | 0 | 0 | 0 | 0 | 0 | 0 | 0 | 0 | 0 | 0 | 0 | 0 | 0 | 0 | 0 | 0 | 0 | 0 | 0 | 0 | 0 | 0 | 0 | 0 | 0 | 0 | 0
TAS1 | Brown Coal | 0 | 0 | 0 | 0 | 0 | 0 | 0 | 0 | 0 | 0 | 0 | 0 | 0 | 0 | 0 | 0 | 0 | 0 | 0 | 0 | 0 | 0 | 0 | 0 | 0 | 0 | 0 | 0 | 0
TAS1 | CCGT | 208 | 208 | 208 | 208 | 208 | 208 | 208 | 208 | 208 | 208 | 208 | 208 | 208 | 208 | 208 | 208 | 208 | 208 | 208 | 208 | 208 | 208 | 208 | 208 | 208 | 208 | 208 | 208 | 208
TAS1 | Gas - Steam | 0 | 0 | 0 | 0 | 0 | 0 | 0 | 0 | 0 | 0 | 0 | 0 | 0 | 0 | 0 | 0 | 0 | 0 | 0 | 0 | 0 | 0 | 0 | 0 | 0 | 0 | 0 | 0 | 0
TAS1 | OCGT / Diesel | 178 | 178 | 178 | 178 | 178 | 178 | 178 | 178 | 178 | 178 | 178 | 178 | 178 | 178 | 178 | 178 | 178 | 178 | 178 | 58 | 58 | 58 | 58 | 58 | 58 | 58 | 58 | 58 | 58
TAS1 | Hydro | 2408.9 | 2408.9 | 2408.9 | 2408.9 | 2408.9 | 2408.9 | 2658.9 | 2658.9 | 2658.9 | 2658.9 | 2658.9 | 2658.9 | 2658.9 | 2658.9 | 2658.9 | 2658.9 | 2658.9 | 2658.9 | 2658.9 | 2658.9 | 2658.9 | 2658.9 | 2658.9 | 2658.9 | 2658.9 | 2658.9 | 2658.9 | 2658.9 | 2658.9
TAS1 | Wind | 968.612 | 968.612 | 1290.9823 | 1290.9823 | 1290.9823 | 1290.9823 | 1777.3168 | 2001.6916 | 2001.6916 | 2025.811 | 2097.3082 | 2238.8889 | 2238.8889 | 2238.8889 | 2381.4566 | 2524.0246 | 2661.18 | 2802.8402 | 2950.0353 | 3097.7706 | 3097.7706 | 3097.7706 | 3097.7706 | 2949.3706 | 2949.3706 | 2949.3706 | 2949.3706 | 2949.3706 | 2949.3706
TAS1 | Solar PV | 0 | 0 | 0 | 0 | 0 | 0 | 0 | 0 | 0 | 0 | 0 | 0 | 0 | 0 | 0 | 0 | 0 | 0 | 0 | 0.00027998 | 0.00027998 | 0.00027998 | 0.00027998 | 0.00027998 | 0.00027998 | 0.00027998 | 0.00027999 | 0.00027999 | 0.00028
TAS1 | Grid Battery | 0 | 0 | 0 | 0 | 0 | 0 | 0 | 0 | 0 | 0 | 0 | 0.0001145 | 0.00011475 | 0.00011487 | 0.00011517 | 0.00011533 | 0.00012169 | 0.00012201 | 0.0001634 | 0.00016374 | 0.00019428 | 0.00018927 | 0.0001898 | 0.00019589 | 0.00018783 | 0.00020977 | 0.00019998 | 0.00022748 | 0.00032543
TAS1 | Pumped Hydro | 0 | 0 | 0 | 0 | 0 | 0 | 0 | 0 | 0 | 0 | 0 | 0.00040779 | 0.00040809 | 0.00040821 | 0.00040843 | 0.00040883 | 0.00040923 | 0.00040949 | 0.00056319 | 0.00056338 | 0.00056458 | 0.00056518 | 0.00056535 | 0.00056551 | 0.00056599 | 0.00056696 | 0.00056729 | 0.00057899 | 22.702
TAS1 | VPP | 2.531 | 5.899 | 10.956 | 18.307 | 27.272 | 37.668 | 50.497 | 65.412 | 82.598 | 96.729 | 112.111 | 128.748 | 146.674 | 164.112 | 182.073 | 191.8 | 202.034 | 212.356 | 223.178 | 234.193 | 245.494 | 256.958 | 268.736 | 280.622 | 292.616 | 304.576 | 316.626 | 328.756 | 340.864
Total excluding storage |  | 3763.512 | 3763.512 | 4085.8823 | 4085.8823 | 4085.8823 | 4085.8823 | 4822.2167 | 5046.5916 | 5046.5916 | 5070.711 | 5142.2082 | 5283.7889 | 5283.7889 | 5283.7889 | 5426.3566 | 5568.9246 | 5706.08 | 5847.7402 | 5994.9353 | 6022.6709 | 6022.6709 | 6022.6709 | 6022.6709 | 5874.2709 | 5874.2709 | 5874.2709 | 5874.2709 | 5874.2709 | 5874.2709
Explicitly modelled pumping
Region | Technology | 2021-22 | 2022-23 | 2023-24 | 2024-25 | 2025-26 | 2026-27 | 2027-28 | 2028-29 | 2029-30 | 2030-31 | 2031-32 | 2032-33 | 2033-34 | 2034-35 | 2035-36 | 2036-37 | 2037-38 | 2038-39 | 2039-40 | 2040-41 | 2041-42 | 2042-43 | 2043-44 | 2044-45 | 2045-46 | 2046-47 | 2047-48 | 2048-49 | 2049-50
NEM | Grid Battery pump | 260.33 | 600.33 | 600.33 | 600.33 | 600.33 | 600.33 | 600.33 | 600.3302 | 600.3306 | 570.3308 | 570.3308 | 988.0027 | 1131.6282 | 1106.6282 | 1414.1923 | 1414.1923 | 1837.9461 | 1837.9461 | 2559.4478 | 2539.4478 | 3087.5011 | 3009.0545 | 3009.0545 | 3581.6488 | 3581.6487 | 4948.1037 | 4948.1036 | 5826.5333 | 5826.5345
NEM | Pumped Hydro Pump | 1330 | 1330 | 1330 | 1330 | 3370 | 3370 | 3370 | 3370.0001 | 5369.9997 | 5369.9998 | 5369.9999 | 6545.1268 | 6839.5694 | 6839.5694 | 6985.2531 | 6985.2531 | 8120.7006 | 8120.7006 | 8120.7009 | 8120.7009 | 9396.5127 | 10851.4862 | 10851.4862 | 11011.4962 | 11011.4962 | 11011.4962 | 11011.4962 | 11285.3629 | 11308.0643
NEM | VPP pump | 95.565 | 222.304 | 472.724 | 827.389 | 1275.464 | 1796.003 | 2438.396 | 3184.437 | 4042.566 | 4718.547 | 5463.892 | 6261.2279 | 7107.5971 | 7905.5149 | 8730.1272 | 9162.649 | 9618.3372 | 10079.154 | 10567.0661 | 11065.4949 | 11575.234 | 12098.7689 | 12640.3892 | 13204.0691 | 13783.8581 | 14380.3641 | 14988.5756 | 15603.098 | 16225.7479
Region | Technology | 2021-22 | 2022-23 | 2023-24 | 2024-25 | 2025-26 | 2026-27 | 2027-28 | 2028-29 | 2029-30 | 2030-31 | 2031-32 | 2032-33 | 2033-34 | 2034-35 | 2035-36 | 2036-37 | 2037-38 | 2038-39 | 2039-40 | 2040-41 | 2041-42 | 2042-43 | 2043-44 | 2044-45 | 2045-46 | 2046-47 | 2047-48 | 2048-49 | 2049-50
NSW1 | Grid Battery pump | 0 | 0 | 0 | 0 | 0 | 0 | 0 | 0 | 0.00031979 | 0.00031979 | 0.00031985 | 0.0008721 | 0.00087251 | 0.0008726 | 0.0009992 | 0.00099945 | 0.0010031 | 0.0010034 | 721.5027 | 721.5027 | 1057.5534 | 1057.5534 | 1057.5534 | 1630.1477 | 1630.1477 | 1630.1477 | 1630.1477 | 1643.9179 | 1643.9176
NSW1 | Pumped Hydro Pump | 840 | 840 | 840 | 840 | 2880 | 2880 | 2880 | 2880 | 4879.9996 | 4879.9996 | 4879.9996 | 4879.9998 | 4879.9998 | 4879.9998 | 4879.9998 | 4879.9998 | 4879.9998 | 4879.9998 | 4880 | 4880 | 5480.0004 | 5480.0004 | 5480.0004 | 5480.0004 | 5480.0004 | 5480.0004 | 5480.0004 | 5480.0004 | 5480.0004
NSW1 | VPP pump | 33.809 | 82.709 | 156.761 | 263.89 | 405.048 | 567.059 | 769.634 | 1010.103 | 1287.846 | 1513.002 | 1757.995 | 2022.7529 | 2303.851 | 2570.3709 | 2845.8051 | 2993.4 | 3149.6021 | 3306.082 | 3472.6761 | 3642.4991 | 3815.654 | 3993.212 | 4175.7441 | 4364.7819 | 4557.4061 | 4750.5071 | 4944.2018 | 5141.238 | 5338.7148
Region | Technology | 2021-22 | 2022-23 | 2023-24 | 2024-25 | 2025-26 | 2026-27 | 2027-28 | 2028-29 | 2029-30 | 2030-31 | 2031-32 | 2032-33 | 2033-34 | 2034-35 | 2035-36 | 2036-37 | 2037-38 | 2038-39 | 2039-40 | 2040-41 | 2041-42 | 2042-43 | 2043-44 | 2044-45 | 2045-46 | 2046-47 | 2047-48 | 2048-49 | 2049-50
QLD1 | Grid Battery pump | 0 | 20 | 20 | 20 | 20 | 20 | 20 | 20.0002 | 20.0002 | 20.0002 | 20.0002 | 379.1289 | 578.0843 | 578.0843 | 578.0843 | 578.0843 | 989.326 | 989.326 | 989.326 | 969.326 | 969.326 | 1190.8794 | 1190.8794 | 1190.8794 | 1190.8794 | 2557.3342 | 2557.3342 | 3421.9937 | 3421.9937
QLD1 | Pumped Hydro Pump | 490 | 490 | 490 | 490 | 490 | 490 | 490 | 490.0001 | 490.0001 | 490.0001 | 490.0001 | 812.3494 | 1106.792 | 1106.792 | 1106.792 | 1106.792 | 1861.1598 | 1861.1598 | 1861.1598 | 1861.1598 | 1861.1598 | 3316.1333 | 3316.1333 | 3316.1333 | 3316.1333 | 3316.1333 | 3316.1333 | 3590 | 3590
QLD1 | VPP pump | 18.792 | 56.93 | 116.312 | 203.741 | 316.675 | 441.512 | 598.097 | 788.338 | 1007.196 | 1181.6699 | 1375.488 | 1581.047 | 1799.564 | 2003.201 | 2215.979 | 2320.634 | 2431.5501 | 2543.859 | 2662.8169 | 2785.4379 | 2910.14 | 3039.4479 | 3174.298 | 3316.8311 | 3463.2379 | 3617.549 | 3775.5449 | 3934.3799 | 4096.485
Region | Technology | 2021-22 | 2022-23 | 2023-24 | 2024-25 | 2025-26 | 2026-27 | 2027-28 | 2028-29 | 2029-30 | 2030-31 | 2031-32 | 2032-33 | 2033-34 | 2034-35 | 2035-36 | 2036-37 | 2037-38 | 2038-39 | 2039-40 | 2040-41 | 2041-42 | 2042-43 | 2043-44 | 2044-45 | 2045-46 | 2046-47 | 2047-48 | 2048-49 | 2049-50
VIC1 | Grid Battery pump | 55.33 | 375.33 | 375.33 | 375.33 | 375.33 | 375.33 | 375.33 | 375.33 | 375.33 | 375.3301 | 375.3301 | 375.3318 | 320.0018 | 320.0018 | 320.0018 | 320.0018 | 320.0018 | 320.0018 | 320.0018 | 320.0018 | 300.0018 | 0.0017672 | 0.0017673 | 0.0017623 | 0.0017477 | 0.0019226 | 0.0019156 | 0.0019047 | 0.0032964
VIC1 | Pumped Hydro Pump | 0 | 0 | 0 | 0 | 0 | 0 | 0 | 0 | 0 | 0.00010547 | 0.00013131 | 852.7772 | 852.7772 | 852.7772 | 998.4609 | 998.4609 | 1379.5405 | 1379.5405 | 1379.5405 | 1379.5405 | 2055.3518 | 2055.3518 | 2055.3518 | 2215.3618 | 2215.3618 | 2215.3618 | 2215.3618 | 2215.3618 | 2215.3618
VIC1 | VPP pump | 21.325 | 39.333 | 124.653 | 240.512 | 387.463 | 568.474 | 786.961 | 1024.836 | 1297.201 | 1508.3761 | 1741.758 | 1990.8499 | 2255.0251 | 2511.472 | 2773.6561 | 2913.049 | 3058.5721 | 3207.3251 | 3364.194 | 3523.546 | 3687.863 | 3855.463 | 4029.35 | 4209.1151 | 4396.3961 | 4589.9351 | 4789.6219 | 4990.38 | 5195.402
Region | Technology | 2021-22 | 2022-23 | 2023-24 | 2024-25 | 2025-26 | 2026-27 | 2027-28 | 2028-29 | 2029-30 | 2030-31 | 2031-32 | 2032-33 | 2033-34 | 2034-35 | 2035-36 | 2036-37 | 2037-38 | 2038-39 | 2039-40 | 2040-41 | 2041-42 | 2042-43 | 2043-44 | 2044-45 | 2045-46 | 2046-47 | 2047-48 | 2048-49 | 2049-50
SA1 | Grid Battery pump | 205 | 205 | 205 | 205 | 205 | 205 | 205 | 205 | 205 | 175.0001 | 175.0001 | 233.5411 | 233.5411 | 208.5411 | 516.1051 | 516.1051 | 528.6172 | 528.6172 | 528.6172 | 528.6172 | 760.6197 | 760.6197 | 760.6197 | 760.6197 | 760.6197 | 760.6197 | 760.6196 | 760.6196 | 760.6196
SA1 | Pumped Hydro Pump | 0 | 0 | 0 | 0 | 0 | 0 | 0 | 0 | 0 | 0 | 0 | 0 | 0 | 0 | 0 | 0 | 0.00010045 | 0.00010052 | 0.00010064 | 0.00010083 | 0.00013287 | 0.00013308 | 0.00013315 | 0.00018458 | 0.00018462 | 0.0001847 | 0.00018478 | 0.00018484 | 0.00018508
SA1 | VPP pump | 19.108 | 37.433 | 64.042 | 100.939 | 139.006 | 181.29 | 233.207 | 295.748 | 367.725 | 418.77 | 476.54 | 537.83 | 602.483 | 656.359 | 712.614 | 743.766 | 776.579 | 809.532 | 844.201 | 879.819 | 916.083 | 953.688 | 992.261 | 1032.719 | 1074.202 | 1117.797 | 1162.581 | 1208.344 | 1254.282
Region | Technology | 2021-22 | 2022-23 | 2023-24 | 2024-25 | 2025-26 | 2026-27 | 2027-28 | 2028-29 | 2029-30 | 2030-31 | 2031-32 | 2032-33 | 2033-34 | 2034-35 | 2035-36 | 2036-37 | 2037-38 | 2038-39 | 2039-40 | 2040-41 | 2041-42 | 2042-43 | 2043-44 | 2044-45 | 2045-46 | 2046-47 | 2047-48 | 2048-49 | 2049-50
TAS1 | Grid Battery pump | 0 | 0 | 0 | 0 | 0 | 0 | 0 | 0 | 0 | 0 | 0 | 0.0001145 | 0.00011475 | 0.00011487 | 0.00011517 | 0.00011533 | 0.00012169 | 0.00012201 | 0.0001634 | 0.00016374 | 0.00019428 | 0.00018927 | 0.0001898 | 0.00019589 | 0.00018783 | 0.00020977 | 0.00019998 | 0.00022748 | 0.00032543
TAS1 | Pumped Hydro Pump | 0 | 0 | 0 | 0 | 0 | 0 | 0 | 0 | 0 | 0 | 0 | 0.00040779 | 0.00040809 | 0.00040821 | 0.00040843 | 0.00040883 | 0.00040923 | 0.00040949 | 0.00056319 | 0.00056338 | 0.00056458 | 0.00056518 | 0.00056535 | 0.00056551 | 0.00056599 | 0.00056696 | 0.00056729 | 0.00057899 | 22.702
TAS1 | VPP pump | 2.531 | 5.899 | 10.956 | 18.307 | 27.272 | 37.668 | 50.497 | 65.412 | 82.598 | 96.729 | 112.111 | 128.748 | 146.674 | 164.112 | 182.073 | 191.8 | 202.034 | 212.356 | 223.178 | 234.193 | 245.494 | 256.958 | 268.736 | 280.622 | 292.616 | 304.576 | 316.626 | 328.756 | 340.864
Non-controllable capacity
Region | Technology | 2021-22 | 2022-23 | 2023-24 | 2024-25 | 2025-26 | 2026-27 | 2027-28 | 2028-29 | 2029-30 | 2030-31 | 2031-32 | 2032-33 | 2033-34 | 2034-35 | 2035-36 | 2036-37 | 2037-38 | 2038-39 | 2039-40 | 2040-41 | 2041-42 | 2042-43 | 2043-44 | 2044-45 | 2045-46 | 2046-47 | 2047-48 | 2048-49 | 2049-50
NEM | Distributed PV | 14317.7356 | 16038.0317 | 18141.6625 | 20467.1628 | 22742.4627 | 24794.1362 | 27203.2648 | 29404.585 | 31633.6844 | 33722.4221 | 35881.7358 | 38229.6173 | 40526.8079 | 42201.4543 | 43959.2481 | 45343.5576 | 47243.3825 | 48591.0021 | 50017.1079 | 51711.9741 | 53139.0243 | 54708.8557 | 56320.0969 | 57968.8334 | 59644.968 | 61342.1586 | 63040.1897 | 64716.1891 | 66373.6366
NEM | Behind the meter battery | 579.5 | 1031.2 | 1768.4 | 2546.3 | 3286.9 | 3921.6 | 4557.8 | 5129.8 | 5641.2 | 6325.9 | 7040.3 | 7755.8 | 8465.7 | 9049.4 | 9600.4 | 9649.8 | 9702.8 | 9740.4 | 9784.1 | 9817.1 | 9839.6 | 9854 | 9863.4 | 9870 | 9868.3 | 9858.5 | 9836.4 | 9798.6 | 9747
NEM | Behind the meter battery pump | 579.5 | 1031.2 | 1768.4 | 2546.3 | 3286.9 | 3921.6 | 4557.8 | 5129.8 | 5641.2 | 6325.9 | 7040.3 | 7755.8 | 8465.7 | 9049.4 | 9600.4 | 9649.8 | 9702.8 | 9740.4 | 9784.1 | 9817.1 | 9839.6 | 9854 | 9863.4 | 9870 | 9868.3 | 9858.5 | 9836.4 | 9798.6 | 9747
Region | Technology | 2021-22 | 2022-23 | 2023-24 | 2024-25 | 2025-26 | 2026-27 | 2027-28 | 2028-29 | 2029-30 | 2030-31 | 2031-32 | 2032-33 | 2033-34 | 2034-35 | 2035-36 | 2036-37 | 2037-38 | 2038-39 | 2039-40 | 2040-41 | 2041-42 | 2042-43 | 2043-44 | 2044-45 | 2045-46 | 2046-47 | 2047-48 | 2048-49 | 2049-50
NSW1 | Distributed PV | 4241.3829 | 4711.3319 | 5343.9405 | 6062.9209 | 6807.486 | 7463.937 | 8257.1661 | 9003.6689 | 9768.9282 | 10504.7979 | 11253.5547 | 12077.6261 | 12885.6859 | 13472.8481 | 14095.5227 | 14591.8154 | 15270.2051 | 15752.2725 | 16264.251 | 16864 | 17367.3523 | 17918.0752 | 18480.2856 | 19049.0688 | 19615.7073 | 20164.0635 | 20698.4153 | 21227.7258 | 21742.5056
NSW1 | Behind the meter battery | 203.5 | 385.9 | 585 | 808.6 | 1038.8 | 1231.3 | 1430.2 | 1617.7 | 1786 | 2016.8 | 2252.5 | 2492.2 | 2729.7 | 2928.2 | 3115.2 | 3140.2 | 3166.7 | 3186.3 | 3208.5 | 3226.3 | 3239.8 | 3250 | 3257.1 | 3262.4 | 3263.8 | 3259 | 3248.1 | 3233.6 | 3213.2
NSW1 | Behind the meter battery pump | 203.5 | 385.9 | 585 | 808.6 | 1038.8 | 1231.3 | 1430.2 | 1617.7 | 1786 | 2016.8 | 2252.5 | 2492.2 | 2729.7 | 2928.2 | 3115.2 | 3140.2 | 3166.7 | 3186.3 | 3208.5 | 3226.3 | 3239.8 | 3250 | 3257.1 | 3262.4 | 3263.8 | 3259 | 3248.1 | 3233.6 | 3213.2
Region | Technology | 2021-22 | 2022-23 | 2023-24 | 2024-25 | 2025-26 | 2026-27 | 2027-28 | 2028-29 | 2029-30 | 2030-31 | 2031-32 | 2032-33 | 2033-34 | 2034-35 | 2035-36 | 2036-37 | 2037-38 | 2038-39 | 2039-40 | 2040-41 | 2041-42 | 2042-43 | 2043-44 | 2044-45 | 2045-46 | 2046-47 | 2047-48 | 2048-49 | 2049-50
QLD1 | Distributed PV | 4265.744 | 4680.9516 | 5183.1304 | 5787.5574 | 6389.4727 | 6895.2299 | 7516.7694 | 8113.269 | 8718.3391 | 9285.1582 | 9878.2021 | 10523.7462 | 11158.6323 | 11620.782 | 12106.7961 | 12479.3207 | 13012.871 | 13376.0881 | 13757.3877 | 14223.626 | 14602.6743 | 15026.6189 | 15462.7988 | 15914.6479 | 16374.3203 | 16853.6875 | 17335.3723 | 17808.1953 | 18279.0088
QLD1 | Behind the meter battery | 113 | 269.2 | 441.5 | 636.3 | 828.9 | 979.8 | 1137.4 | 1294.8 | 1435.4 | 1617.9 | 1809.9 | 1999.5 | 2187.6 | 2339.4 | 2485.7 | 2493.3 | 2502.5 | 2508.5 | 2516.2 | 2522.3 | 2525.3 | 2527.5 | 2529.3 | 2532.1 | 2532.5 | 2533.4 | 2531.3 | 2524.1 | 2514.1
QLD1 | Behind the meter battery pump | 113 | 269.2 | 441.5 | 636.3 | 828.9 | 979.8 | 1137.4 | 1294.8 | 1435.4 | 1617.9 | 1809.9 | 1999.5 | 2187.6 | 2339.4 | 2485.7 | 2493.3 | 2502.5 | 2508.5 | 2516.2 | 2522.3 | 2525.3 | 2527.5 | 2529.3 | 2532.1 | 2532.5 | 2533.4 | 2531.3 | 2524.1 | 2514.1
Region | Technology | 2021-22 | 2022-23 | 2023-24 | 2024-25 | 2025-26 | 2026-27 | 2027-28 | 2028-29 | 2029-30 | 2030-31 | 2031-32 | 2032-33 | 2033-34 | 2034-35 | 2035-36 | 2036-37 | 2037-38 | 2038-39 | 2039-40 | 2040-41 | 2041-42 | 2042-43 | 2043-44 | 2044-45 | 2045-46 | 2046-47 | 2047-48 | 2048-49 | 2049-50
VIC1 | Distributed PV | 3672.0127 | 4323.9168 | 5053.769 | 5790.9588 | 6520.7274 | 7238.1152 | 8018.1381 | 8676.475 | 9331.2351 | 9932.0548 | 10554.2346 | 11213.8539 | 11851.77 | 12333.99 | 12826.3418 | 13223.2949 | 13731.8735 | 14116.3628 | 14523.5542 | 14994.7249 | 15411.9817 | 15862.2058 | 16328.1182 | 16804.2859 | 17301.0591 | 17811.2415 | 18331.9211 | 18845.3174 | 19361.5083
VIC1 | Behind the meter battery | 127.9 | 169.9 | 458.6 | 733.5 | 991.5 | 1234.7 | 1463.3 | 1639.3 | 1795.5 | 2004.5 | 2224 | 2443.1 | 2661.2 | 2848.7 | 3022.4 | 3038.1 | 3053.6 | 3065.4 | 3078.7 | 3087.9 | 3095 | 3098.7 | 3101.4 | 3102.3 | 3102.2 | 3100.1 | 3095.6 | 3085.2 | 3071.3
VIC1 | Behind the meter battery pump | 127.9 | 169.9 | 458.6 | 733.5 | 991.5 | 1234.7 | 1463.3 | 1639.3 | 1795.5 | 2004.5 | 2224 | 2443.1 | 2661.2 | 2848.7 | 3022.4 | 3038.1 | 3053.6 | 3065.4 | 3078.7 | 3087.9 | 3095 | 3098.7 | 3101.4 | 3102.3 | 3102.2 | 3100.1 | 3095.6 | 3085.2 | 3071.3
Region | Technology | 2021-22 | 2022-23 | 2023-24 | 2024-25 | 2025-26 | 2026-27 | 2027-28 | 2028-29 | 2029-30 | 2030-31 | 2031-32 | 2032-33 | 2033-34 | 2034-35 | 2035-36 | 2036-37 | 2037-38 | 2038-39 | 2039-40 | 2040-41 | 2041-42 | 2042-43 | 2043-44 | 2044-45 | 2045-46 | 2046-47 | 2047-48 | 2048-49 | 2049-50
SA1 | Distributed PV | 1913.5206 | 2069.284 | 2265.9702 | 2481.53 | 2637.3888 | 2773.9861 | 2939.5508 | 3101.8464 | 3268.0304 | 3414.8693 | 3571.6486 | 3741.8128 | 3908.6521 | 4020.1996 | 4138.7558 | 4231.3834 | 4360.8052 | 4451.8956 | 4549.1459 | 4665.1984 | 4763.3252 | 4872.7831 | 4984.3777 | 5100.9014 | 5220.0138 | 5346.0237 | 5474.4639 | 5603.2782 | 5728.2809
SA1 | Behind the meter battery | 119.5 | 178 | 241.4 | 310.3 | 355.9 | 391.7 | 430.3 | 470 | 506.1 | 553.7 | 605.9 | 657.7 | 708.5 | 741 | 772.4 | 771.6 | 771.4 | 770.1 | 769.1 | 767.7 | 765.6 | 763.3 | 760.5 | 758 | 754.8 | 751.7 | 748.1 | 743.8 | 738.2
SA1 | Behind the meter battery pump | 119.5 | 178 | 241.4 | 310.3 | 355.9 | 391.7 | 430.3 | 470 | 506.1 | 553.7 | 605.9 | 657.7 | 708.5 | 741 | 772.4 | 771.6 | 771.4 | 770.1 | 769.1 | 767.7 | 765.6 | 763.3 | 760.5 | 758 | 754.8 | 751.7 | 748.1 | 743.8 | 738.2
Region | Technology | 2021-22 | 2022-23 | 2023-24 | 2024-25 | 2025-26 | 2026-27 | 2027-28 | 2028-29 | 2029-30 | 2030-31 | 2031-32 | 2032-33 | 2033-34 | 2034-35 | 2035-36 | 2036-37 | 2037-38 | 2038-39 | 2039-40 | 2040-41 | 2041-42 | 2042-43 | 2043-44 | 2044-45 | 2045-46 | 2046-47 | 2047-48 | 2048-49 | 2049-50
TAS1 | Distributed PV | 225.0754 | 252.5473 | 294.8524 | 344.1958 | 387.3879 | 422.8681 | 471.6404 | 509.3257 | 547.1516 | 585.5419 | 624.0958 | 672.5783 | 722.0675 | 753.6346 | 791.8317 | 817.7431 | 867.6277 | 894.3831 | 922.7691 | 964.4249 | 993.6908 | 1029.1726 | 1064.5165 | 1099.9293 | 1133.8675 | 1167.1424 | 1200.0171 | 1231.6724 | 1262.333
TAS1 | Behind the meter battery | 15.6 | 28.2 | 41.9 | 57.6 | 71.8 | 84.1 | 96.6 | 108 | 118.2 | 133 | 148 | 163.3 | 178.7 | 192.1 | 204.7 | 206.6 | 208.6 | 210.1 | 211.6 | 212.9 | 213.9 | 214.5 | 215.1 | 215.2 | 215 | 214.3 | 213.3 | 211.9 | 210.2
TAS1 | Behind the meter battery pump | 15.6 | 28.2 | 41.9 | 57.6 | 71.8 | 84.1 | 96.6 | 108 | 118.2 | 133 | 148 | 163.3 | 178.7 | 192.1 | 204.7 | 206.6 | 208.6 | 210.1 | 211.6 | 212.9 | 213.9 | 214.5 | 215.1 | 215.2 | 215 | 214.3 | 213.3 | 211.9 | 210.2

## Marinus_VOM Cost
VOM cost by technology ($000s) - Marinus Link, Step Change Scenario
VOM | Real June 2020 dollars discounted to 1 July 2020
Explicitly modelled generation
Region | Technology | 2021-22 | 2022-23 | 2023-24 | 2024-25 | 2025-26 | 2026-27 | 2027-28 | 2028-29 | 2029-30 | 2030-31 | 2031-32 | 2032-33 | 2033-34 | 2034-35 | 2035-36 | 2036-37 | 2037-38 | 2038-39 | 2039-40 | 2040-41 | 2041-42 | 2042-43 | 2043-44 | 2044-45 | 2045-46 | 2046-47 | 2047-48 | 2048-49 | 2049-50
NEM | Black Coal | 308373.3981 | 265142.1286 | 244046.1778 | 216737.1775 | 180356.5066 | 160390.811 | 144059.3325 | 146111.0475 | 118722.3958 | 111063.4092 | 98668.2423 | 70120.8647 | 69967.4223 | 57910.1013 | 46788.1014 | 44462.569 | 43718.0917 | 41048.4315 | 36222.2247 | 34551.2407 | 26816.6321 | 16968.4624 | 11862.4416 | 9433.0492 | 8517.9889 | 8301.6029 | 6460.2972 | 5578.3726 | 5441.2856
NEM | Brown Coal | 107809.878 | 87559.7335 | 89516.719 | 46199.0924 | 44283.3943 | 35542.4427 | 0.0084442 | 0.006468 | 0.0056412 | 0.0051944 | 0.004379 | 0.0040311 | 0.0039692 | 0.0034444 | 0.0032343 | 0.0029943 | 0.0025276 | 0.002576 | 0.0021227 | 0.0019632 | 0.0021703 | 0.0022387 | 0.0022026 | 0.0019614 | 0.0018108 | 0.0019415 | 0.00065137 | 0 | 0
NEM | CCGT | 15647.2248 | 14899.0266 | 11599.3504 | 19701.6928 | 23456.0094 | 18673.3979 | 17135.322 | 17330.1374 | 15420.3286 | 16864.8148 | 19734.3024 | 24215.1417 | 26259.8738 | 23618.0919 | 18803.4224 | 15954.3983 | 14169.5071 | 13693.1563 | 11238.3829 | 10919.3884 | 11318.1935 | 11862.5255 | 7372.9597 | 6687.7334 | 3085.1146 | 2059.0173 | 1969.1241 | 1873.2301 | 1785.1902
NEM | Gas - Steam | 1736.1408 | 1678.3106 | 1773.2441 | 780.6392 | 786.4624 | 766.4249 | 967.0764 | 1003.1869 | 798.2323 | 672.0867 | 724.2085 | 1451.9013 | 1664.9143 | 1997.9117 | 806.6857 | 911.6757 | 1189.994 | 1174.3118 | 483.2876 | 514.3883 | 636.3405 | 622.7864 | 550.1476 | 517.6504 | 431.0946 | 0 | 0 | 0 | 0
NEM | OCGT / Diesel | 638.3677 | 251.4225 | 1027.4643 | 2691.192 | 2274.144 | 2279.7338 | 1736.0243 | 2660.5176 | 811.5402 | 1842.2964 | 3206.4385 | 8826.0959 | 6587.5189 | 8644.9979 | 6700.048 | 8627.4691 | 14008.1348 | 12745.5053 | 17507.3079 | 21109.563 | 18496.1615 | 21112.0776 | 24450.8808 | 13579.4724 | 14768.3914 | 16819.2987 | 13292.7244 | 14737.3954 | 13777.5925
NEM | Hydro | 91877.2951 | 92739.8755 | 81151.1259 | 91205.5303 | 87481.2952 | 79079.8747 | 88569.3312 | 90600.8559 | 75119.8715 | 68519.5429 | 65368.6936 | 60807.9278 | 63531.4834 | 63087.4133 | 57836.879 | 53860.7121 | 56282.3275 | 48066.5436 | 43145.9278 | 38036.0011 | 36774.7306 | 38552.7626 | 36033.216 | 32636.7871 | 32031.4511 | 36234.1397 | 30043.5282 | 26800.04 | 24796.623
NEM | Wind | 66624.1913 | 78127.0374 | 65680.2887 | 63597.9465 | 63234.6044 | 62437.294 | 59182.7468 | 49533.1889 | 46394.1784 | 43232.7159 | 45148.5449 | 36928.3639 | 34837.0744 | 31727.4675 | 31580.143 | 30663.5717 | 22950.8626 | 21542.7261 | 17958.0756 | 15475.1648 | 14848.4489 | 14036.4187 | 10249.4679 | 8602.9519 | 6446.3421 | 4880.0681 | 4425.2951 | 3834.7564 | 2650.7258
NEM | Solar PV | 13.5121 | 15.8206 | 15.324 | 14.0481 | 22.508 | 22.9068 | 24.8179 | 24.1571 | 72.2377 | 77.3194 | 79.1828 | 111.3855 | 111.8885 | 104.4803 | 104.9979 | 101.2369 | 128.9563 | 130.7022 | 141.9565 | 157.2979 | 174.315 | 207.1992 | 199.9141 | 199.6882 | 188.9519 | 196.1136 | 189.8605 | 184.9356 | 186.3065
NEM | Grid Battery | 0.12836 | 0.19321 | 0.21073 | 0.23554 | 0.21322 | 0.21092 | 0.19968 | 0.18162 | 0.16237 | 0.15951 | 0.1445 | 0.83943 | 1.0818 | 1.0349 | 1.4138 | 1.3513 | 1.7365 | 1.6532 | 2.3995 | 2.2806 | 3.0407 | 3.0468 | 2.8323 | 3.7585 | 3.5425 | 4.185 | 4.0291 | 4.359 | 4.0215
NEM | Pumped Hydro | 1979.5229 | 2834.0285 | 3418.4069 | 3445.8806 | 2910.3323 | 3577.4133 | 3930.539 | 3424.7143 | 3119.54 | 3431.9207 | 3135.1048 | 3205.3608 | 2525.4282 | 2116.9743 | 2289.7487 | 2125.6712 | 1676.84 | 1683.9091 | 1829.9837 | 1631.1622 | 1792.8434 | 1654.7001 | 1097.6137 | 1095.3728 | 1066.5272 | 869.4389 | 688.3995 | 572.4565 | 531.3094
NEM | VPP | 0.37495 | 1.1629 | 2.5749 | 4.9904 | 7.231 | 9.672 | 11.9016 | 13.8119 | 15.6267 | 17.3858 | 18.5468 | 20.1124 | 21.3487 | 22.1832 | 24.4679 | 24.0603 | 22.4079 | 22.0883 | 22.3408 | 21.9902 | 22.0423 | 20.9266 | 18.4867 | 19.385 | 18.0748 | 16.1082 | 15.038 | 13.8658 | 12.8308
Total excluding storage |  | 592720.0079 | 540413.3553 | 494809.6941 | 440927.3187 | 401894.9243 | 359192.8859 | 311674.6595 | 307263.0979 | 257338.7902 | 242272.1906 | 232929.6174 | 202461.6847 | 202960.1794 | 187090.4675 | 162620.2807 | 154581.6359 | 152447.8764 | 138401.3793 | 126697.165 | 120763.0461 | 109064.8244 | 103362.2346 | 90719.0299 | 71657.3345 | 65469.3364 | 68490.2423 | 56380.8302 | 53008.7302 | 48637.7237
Region | Technology | 2021-22 | 2022-23 | 2023-24 | 2024-25 | 2025-26 | 2026-27 | 2027-28 | 2028-29 | 2029-30 | 2030-31 | 2031-32 | 2032-33 | 2033-34 | 2034-35 | 2035-36 | 2036-37 | 2037-38 | 2038-39 | 2039-40 | 2040-41 | 2041-42 | 2042-43 | 2043-44 | 2044-45 | 2045-46 | 2046-47 | 2047-48 | 2048-49 | 2049-50
NSW1 | Black Coal | 172082.7205 | 144480.5605 | 123394.246 | 126639.3434 | 98527.437 | 82855.0956 | 76552.5504 | 78653.0453 | 56391.168 | 53707.9847 | 46564.6988 | 18709.7009 | 23168.4439 | 18451.0751 | 10355.698 | 12691.442 | 13295.5445 | 12358.5815 | 10908.827 | 9174.822 | 5001.0092 | 0 | 0 | 0 | 0 | 0 | 0 | 0 | 0
NSW1 | Brown Coal | 0 | 0 | 0 | 0 | 0 | 0 | 0 | 0 | 0 | 0 | 0 | 0 | 0 | 0 | 0 | 0 | 0 | 0 | 0 | 0 | 0 | 0 | 0 | 0 | 0 | 0 | 0 | 0 | 0
NSW1 | CCGT | 230.5531 | 220.3963 | 641.3974 | 1588.5488 | 2178.752 | 1203.8239 | 1165.6329 | 1953.9241 | 1639.6377 | 2187.403 | 2674.6257 | 4979.9516 | 4904.2708 | 5340.1333 | 4068.6426 | 3365.4743 | 4379.2754 | 4728.2744 | 4147.7121 | 3554.9596 | 3563.1625 | 3884.3893 | 152.6583 | 0.00029739 | 0.00029016 | 0.00029197 | 0.00027346 | 0.00025647 | 0.00023973
NSW1 | Gas - Steam | 0 | 0 | 0 | 0 | 0 | 0 | 0 | 0 | 0 | 0 | 0 | 0 | 0 | 0 | 0 | 0 | 0 | 0 | 0 | 0 | 0 | 0 | 0 | 0 | 0 | 0 | 0 | 0 | 0
NSW1 | OCGT / Diesel | 0.00020147 | 0.00020138 | 121.5036 | 532.1611 | 88.9931 | 201.0012 | 111.9645 | 270.3187 | 4.2934 | 58.5259 | 14.6914 | 1893.7515 | 750.5667 | 2197.7065 | 1652.9899 | 2201.9003 | 3686.8816 | 4581.7275 | 5830.1073 | 8212.6426 | 4518.0756 | 6589.9953 | 9276.0279 | 3028.9337 | 3046.5191 | 4125.4513 | 5324.7272 | 5249.3208 | 4752.895
NSW1 | Hydro | 14899.388 | 15136.0366 | 13484.9063 | 17428.624 | 15846.7787 | 15037.0016 | 14968.4767 | 18587.0694 | 13909.1907 | 12316.3517 | 12370.8011 | 11736.7552 | 13295.5554 | 13668.067 | 13187.1334 | 11771.6215 | 14653.5118 | 11814.9986 | 10742.5408 | 9605.5182 | 8533.7238 | 9612.4252 | 8818.4618 | 8744.0953 | 8289.3463 | 9652.3408 | 7311.3038 | 6274.2265 | 5557.1493
NSW1 | Wind | 15630.8915 | 17323.2959 | 15302.3368 | 14383.435 | 14466.7732 | 14384.5758 | 13300.685 | 10536.1195 | 8834.2215 | 9083.4889 | 10107.4035 | 8711.754 | 8372.165 | 7765.1658 | 7851.4276 | 7388.9118 | 4833.5596 | 3755.7494 | 3546.9681 | 3040.4671 | 2966.2852 | 2843.4617 | 1814.2204 | 1755.7671 | 1733.6675 | 977.0926 | 862.4717 | 806.431 | 762.3779
NSW1 | Solar PV | 4.9791 | 5.7841 | 5.5558 | 5.1042 | 14.0212 | 14.4294 | 13.8363 | 14.9401 | 63.034 | 63.7625 | 62.2921 | 68.5151 | 67.3704 | 61.6434 | 62.9955 | 60.408 | 74.9319 | 77.9245 | 86.5686 | 95.1246 | 104.677 | 118.3422 | 113.3454 | 116.4779 | 110.551 | 106.2419 | 101.0099 | 99.7727 | 94.9867
NSW1 | Grid Battery | 1.2082e-07 | 1.6662e-07 | 1.6003e-07 | 2.1789e-07 | 2.2909e-07 | 2.3753e-07 | 3.0702e-07 | 3.2334e-07 | 1.3007e-06 | 1.3281e-06 | 1.2878e-06 | 2.2138e-06 | 2.0719e-06 | 2.0893e-06 | 2.3488e-06 | 2.1384e-06 | 2.1203e-06 | 1.993e-06 | 0.80903 | 0.76477 | 1.3739 | 1.2974 | 1.2031 | 2.1735 | 2.0631 | 1.9179 | 1.8014 | 1.78 | 1.6523
NSW1 | Pumped Hydro | 500.0858 | 842.439 | 1066.2369 | 1139.9374 | 610.2378 | 892.2975 | 1102.6715 | 909.1921 | 849.7588 | 965.2432 | 942.1193 | 1098.5289 | 996.635 | 691.1171 | 824.3949 | 775.3457 | 712.5694 | 685.9029 | 750.1278 | 630.3624 | 609.0885 | 699.8662 | 414.4969 | 410.7697 | 458.5295 | 443.1521 | 330.521 | 315.5928 | 277.2571
NSW1 | VPP | 0.07165 | 0.39565 | 0.78588 | 1.4527 | 2.1763 | 2.9581 | 3.6305 | 4.2973 | 4.9028 | 5.4767 | 5.8855 | 6.6428 | 7.1905 | 7.4667 | 8.1965 | 8.0661 | 7.6992 | 7.5608 | 7.5516 | 7.3759 | 7.4413 | 7.4033 | 6.6809 | 7.0512 | 6.5929 | 6.1913 | 5.5537 | 5.371 | 4.8303
Total excluding storage |  | 202848.5324 | 177166.0736 | 152949.9459 | 160577.2164 | 131122.7552 | 113695.9275 | 106113.1458 | 110015.417 | 80841.5453 | 77417.5166 | 71794.5126 | 46100.4283 | 50558.3722 | 47483.7911 | 37178.887 | 37479.7579 | 40923.7048 | 37317.256 | 35262.7238 | 33683.5342 | 24686.9332 | 23048.6137 | 20174.7138 | 13645.2742 | 13180.0841 | 14861.1268 | 13599.5129 | 12429.7512 | 11167.4091
Region | Technology | 2021-22 | 2022-23 | 2023-24 | 2024-25 | 2025-26 | 2026-27 | 2027-28 | 2028-29 | 2029-30 | 2030-31 | 2031-32 | 2032-33 | 2033-34 | 2034-35 | 2035-36 | 2036-37 | 2037-38 | 2038-39 | 2039-40 | 2040-41 | 2041-42 | 2042-43 | 2043-44 | 2044-45 | 2045-46 | 2046-47 | 2047-48 | 2048-49 | 2049-50
QLD1 | Black Coal | 136290.6776 | 120661.5681 | 120651.9318 | 90097.8341 | 81829.0696 | 77535.7154 | 67506.7821 | 67458.0023 | 62331.2278 | 57355.4245 | 52103.5435 | 51411.1638 | 46798.9784 | 39459.0263 | 36432.4034 | 31771.127 | 30422.5472 | 28689.85 | 25313.3977 | 25376.4187 | 21815.623 | 16968.4624 | 11862.4416 | 9433.0492 | 8517.9889 | 8301.6029 | 6460.2972 | 5578.3726 | 5441.2856
QLD1 | Brown Coal | 0 | 0 | 0 | 0 | 0 | 0 | 0 | 0 | 0 | 0 | 0 | 0 | 0 | 0 | 0 | 0 | 0 | 0 | 0 | 0 | 0 | 0 | 0 | 0 | 0 | 0 | 0 | 0 | 0
QLD1 | CCGT | 7671.6156 | 7314.1178 | 7773.1051 | 13581.435 | 15740.741 | 13482.2059 | 13620.919 | 13121.5215 | 11638.6394 | 12439.9223 | 14064.0394 | 14997.1357 | 16791.4335 | 13585.5832 | 11800.1623 | 9324.7808 | 9790.2312 | 8964.8814 | 7090.6703 | 7364.4283 | 7755.0304 | 7978.1356 | 7220.3007 | 6687.7325 | 3085.1138 | 2059.0164 | 1969.1233 | 1873.2293 | 1785.1894
QLD1 | Gas - Steam | 255.4283 | 244.7369 | 462.6018 | 440.4958 | 417.8542 | 400.2582 | 721.4129 | 689.3234 | 657.4396 | 484.035 | 433.5152 | 527.6905 | 783.1253 | 619.8219 | 510.9707 | 593.1637 | 634.7196 | 564.1858 | 483.2876 | 514.3883 | 636.3405 | 622.7864 | 550.1476 | 517.6504 | 431.0946 | 0 | 0 | 0 | 0
QLD1 | OCGT / Diesel | 0.00038131 | 0.00037907 | 0.00038721 | 921.2075 | 446.333 | 527.5755 | 913.2276 | 1439.4561 | 700.2518 | 1217.7831 | 2116.7746 | 3549.0604 | 3313.7964 | 2374.0824 | 2104.3374 | 3420.7137 | 4950.3955 | 3033.3735 | 3249.8502 | 3578.2821 | 4141.2226 | 4104.7433 | 3527.1856 | 4068.0629 | 4629.1504 | 4536.1126 | 3538.0845 | 3400.3404 | 2700.5373
QLD1 | Hydro | 4747.4085 | 4520.1139 | 4327.2891 | 4109.4464 | 3912.5339 | 3732.2506 | 3568.3529 | 3385.1703 | 3227.7605 | 2984.8326 | 2944.2846 | 2782.0693 | 2656.4938 | 2501.4026 | 2328.3331 | 2219.8425 | 742.2029 | 721.8948 | 646.5387 | 592.6064 | 608.1041 | 0 | 0 | 0 | 0 | 0 | 0 | 0 | 0
QLD1 | Wind | 5104.3801 | 7688.7494 | 7176.037 | 6563.7877 | 7368.7761 | 6737.3584 | 6829.6732 | 6166.3017 | 5811.0725 | 5638.3369 | 4766.1238 | 4576.6957 | 3987.1973 | 4292.3394 | 3714.9851 | 3876.1127 | 3441.9581 | 3384.4221 | 3157.6273 | 2457.25 | 2498.2302 | 1937.6933 | 1685.3081 | 816.0222 | 850.458 | 786.8277 | 727.3566 | 611.121 | 457.6043
QLD1 | Solar PV | 5.1758 | 6.7105 | 6.5188 | 5.9521 | 5.7564 | 5.7532 | 5.5568 | 4.4256 | 4.5781 | 4.5419 | 5.4859 | 10.4942 | 15.4373 | 14.5661 | 14.1544 | 13.4301 | 26.4409 | 26.6867 | 28.4818 | 35.3578 | 38.7345 | 60.6678 | 56.2573 | 53.1102 | 48.6051 | 53.0759 | 53.2414 | 51.4494 | 51.0328
QLD1 | Grid Battery | 8.514e-08 | 0.020044 | 0.0218 | 0.023942 | 0.022488 | 0.021861 | 0.02083 | 0.018989 | 0.017427 | 0.01704 | 0.015968 | 0.61945 | 0.89446 | 0.87063 | 0.82651 | 0.79944 | 1.2056 | 1.1562 | 1.0992 | 1.0532 | 1.0247 | 1.1649 | 1.1059 | 1.0554 | 0.97465 | 1.8183 | 1.8121 | 2.1727 | 1.9999
QLD1 | Pumped Hydro | 1479.4371 | 1991.5895 | 2352.17 | 2305.9432 | 2300.0945 | 2685.1158 | 2827.8675 | 2515.5222 | 2269.7812 | 2466.6775 | 2192.9855 | 2104.2265 | 1526.416 | 1423.7288 | 1462.8258 | 1347.8911 | 961.2384 | 995.0873 | 1076.8439 | 997.9997 | 1179.9107 | 951.3608 | 680.0424 | 681.1514 | 604.7562 | 423.2038 | 354.9346 | 253.9219 | 251.258
QLD1 | VPP | 0.097884 | 0.33436 | 0.69246 | 1.3357 | 1.9271 | 2.53 | 3.1034 | 3.5365 | 4.0466 | 4.5325 | 4.9253 | 5.1084 | 5.3484 | 5.7189 | 6.1152 | 6.0143 | 5.3494 | 5.544 | 5.416 | 5.6224 | 5.7323 | 5.1687 | 4.5723 | 4.4295 | 3.8708 | 3.0881 | 3.1658 | 2.1597 | 2.1726
Total excluding storage |  | 154074.6863 | 140435.997 | 140397.4841 | 115720.1586 | 109721.0643 | 102421.1173 | 93165.9244 | 92264.2008 | 84370.9696 | 80124.8763 | 76433.767 | 77854.3096 | 74346.4621 | 62846.8219 | 56905.3464 | 51219.1706 | 50008.4953 | 45385.2942 | 39969.8536 | 39918.7315 | 37493.2853 | 31672.4888 | 24901.6408 | 21575.6274 | 17562.4108 | 15736.6355 | 12748.1029 | 11514.5127 | 10435.6493
Region | Technology | 2021-22 | 2022-23 | 2023-24 | 2024-25 | 2025-26 | 2026-27 | 2027-28 | 2028-29 | 2029-30 | 2030-31 | 2031-32 | 2032-33 | 2033-34 | 2034-35 | 2035-36 | 2036-37 | 2037-38 | 2038-39 | 2039-40 | 2040-41 | 2041-42 | 2042-43 | 2043-44 | 2044-45 | 2045-46 | 2046-47 | 2047-48 | 2048-49 | 2049-50
VIC1 | Black Coal | 0 | 0 | 0 | 0 | 0 | 0 | 0 | 0 | 0 | 0 | 0 | 0 | 0 | 0 | 0 | 0 | 0 | 0 | 0 | 0 | 0 | 0 | 0 | 0 | 0 | 0 | 0 | 0 | 0
VIC1 | Brown Coal | 107809.878 | 87559.7335 | 89516.719 | 46199.0924 | 44283.3943 | 35542.4427 | 0.0084442 | 0.006468 | 0.0056412 | 0.0051944 | 0.004379 | 0.0040311 | 0.0039692 | 0.0034444 | 0.0032343 | 0.0029943 | 0.0025276 | 0.002576 | 0.0021227 | 0.0019632 | 0.0021703 | 0.0022387 | 0.0022026 | 0.0019614 | 0.0018108 | 0.0019415 | 0.00065137 | 0 | 0
VIC1 | CCGT | 0.00011098 | 0.00010418 | 0.00010435 | 0.00016807 | 0.00016399 | 0.00015589 | 0.00014705 | 0.00014991 | 0.00014606 | 0.00014739 | 0.00015873 | 0.00020503 | 0.00019711 | 0.00018471 | 0.00016954 | 0.0001638 | 0.00020717 | 0.00020101 | 0.00020509 | 0.00019389 | 0.00030175 | 0.00029891 | 0.00040302 | 0.00036399 | 0.00035609 | 0.00035846 | 0.0003349 | 0.00034917 | 0.0003843
VIC1 | Gas - Steam | 23.9599 | 11.0928 | 19.4759 | 110.9136 | 100.6622 | 94.8408 | 95.7024 | 144.3106 | 17.7667 | 71.5549 | 129.1762 | 437.8043 | 368.4108 | 512.2919 | 295.715 | 318.512 | 555.2744 | 610.126 | 0 | 0 | 0 | 0 | 0 | 0 | 0 | 0 | 0 | 0 | 0
VIC1 | OCGT / Diesel | 111.3038 | 2.9317 | 86.2153 | 316.4475 | 204.9017 | 462.8992 | 232.5341 | 404.9427 | 67.4545 | 156.5666 | 239.4099 | 1532.7143 | 713.0545 | 1715.9511 | 1524.3304 | 1516.8465 | 2451.0697 | 2036.6519 | 5012.7447 | 5867.7434 | 6633.9922 | 6855.2889 | 7757.3529 | 5606.3948 | 6241.2661 | 7337.0592 | 3733.3154 | 5138.7832 | 5547.4818
VIC1 | Hydro | 18891.3187 | 18185.4829 | 15828.344 | 18595.9229 | 18120.3027 | 16371.9799 | 15792.326 | 19068.4087 | 15092.6814 | 12302.3195 | 11786.528 | 10150.8341 | 12041.7551 | 11758.6722 | 10672.6929 | 10215.0638 | 12392.9022 | 9809.8765 | 8038.2255 | 7660.8422 | 6660.0074 | 7845.8872 | 7711.7254 | 6964.3355 | 6687.7323 | 8071.5152 | 6408.4528 | 5198.4051 | 4982.9446
VIC1 | Wind | 27005.164 | 32759.6257 | 26320.6865 | 25727.8521 | 25328.0369 | 24807.3693 | 23736.1239 | 19833.6889 | 19513.7511 | 17708.6376 | 19156.1127 | 14997.819 | 14392.4691 | 12721.5159 | 13127.7277 | 13076.7125 | 9612.0524 | 9503.5844 | 7785.6165 | 7042.2956 | 6537.4309 | 6405.4031 | 4875.755 | 4248.7287 | 2428.0672 | 2011.1721 | 1788.658 | 1484.6934 | 560.7562
VIC1 | Solar PV | 2.475 | 2.346 | 2.3168 | 2.1268 | 1.9257 | 1.9381 | 4.6514 | 4.0898 | 3.9277 | 8.3432 | 9.4493 | 30.6053 | 27.4779 | 26.6734 | 26.3135 | 25.864 | 22.0099 | 21.0401 | 20.3629 | 19.8268 | 24.3325 | 21.9845 | 21.9161 | 22.1376 | 21.9977 | 30.4641 | 29.6944 | 28.3293 | 34.5653
VIC1 | Grid Battery | 0.046591 | 0.096464 | 0.10303 | 0.13145 | 0.11812 | 0.11904 | 0.11265 | 0.10219 | 0.090958 | 0.09047 | 0.082155 | 0.081621 | 0.059466 | 0.051761 | 0.056962 | 0.054201 | 0.047686 | 0.043197 | 0.047059 | 0.041848 | 0.014472 | 2.4926e-06 | 2.5482e-06 | 2.6508e-06 | 2.4236e-06 | 2.484e-06 | 2.4895e-06 | 2.4998e-06 | 4e-06
VIC1 | Pumped Hydro | 0 | 0 | 1.6392e-07 | 3.0189e-07 | 2.8192e-07 | 3.5211e-07 | 3.276e-07 | 3.1173e-07 | 3.2192e-07 | 4.0387e-07 | 4.7666e-07 | 2.6055 | 2.3772 | 2.1283 | 2.528 | 2.4344 | 3.0322 | 2.9189 | 3.012 | 2.8001 | 3.8441 | 3.473 | 3.0744 | 3.4518 | 3.2415 | 3.083 | 2.9439 | 2.9419 | 2.7648
VIC1 | VPP | 0.072334 | 0.17597 | 0.60923 | 1.5197 | 2.2709 | 3.1254 | 3.8656 | 4.4749 | 5.0123 | 5.4942 | 5.7771 | 6.2731 | 6.6343 | 6.7487 | 7.8386 | 7.7141 | 7.1287 | 6.8817 | 7.1831 | 6.8292 | 6.7692 | 6.3894 | 5.5073 | 6.1071 | 5.8737 | 5.3649 | 4.9788 | 4.9901 | 4.5941
Total excluding storage |  | 153844.0994 | 138521.2127 | 131773.7576 | 90952.3555 | 88039.2237 | 77281.4701 | 39861.3464 | 39455.4474 | 34695.5872 | 30247.4273 | 31320.6807 | 27149.7812 | 27543.1715 | 26735.1082 | 25646.783 | 25153.0018 | 25033.3113 | 21981.2816 | 20856.9519 | 20590.7101 | 19855.7655 | 21128.5663 | 20366.7519 | 16841.599 | 15379.0655 | 17450.2129 | 11960.1216 | 11850.2113 | 11125.7482
Region | Technology | 2021-22 | 2022-23 | 2023-24 | 2024-25 | 2025-26 | 2026-27 | 2027-28 | 2028-29 | 2029-30 | 2030-31 | 2031-32 | 2032-33 | 2033-34 | 2034-35 | 2035-36 | 2036-37 | 2037-38 | 2038-39 | 2039-40 | 2040-41 | 2041-42 | 2042-43 | 2043-44 | 2044-45 | 2045-46 | 2046-47 | 2047-48 | 2048-49 | 2049-50
SA1 | Black Coal | 0 | 0 | 0 | 0 | 0 | 0 | 0 | 0 | 0 | 0 | 0 | 0 | 0 | 0 | 0 | 0 | 0 | 0 | 0 | 0 | 0 | 0 | 0 | 0 | 0 | 0 | 0 | 0 | 0
SA1 | Brown Coal | 0 | 0 | 0 | 0 | 0 | 0 | 0 | 0 | 0 | 0 | 0 | 0 | 0 | 0 | 0 | 0 | 0 | 0 | 0 | 0 | 0 | 0 | 0 | 0 | 0 | 0 | 0 | 0 | 0
SA1 | CCGT | 7745.0559 | 7364.5123 | 3184.8476 | 4531.7086 | 5536.5161 | 3987.3679 | 2348.7699 | 2254.6916 | 2142.0513 | 2237.4893 | 2995.6371 | 4238.0542 | 4564.1692 | 4692.3751 | 2934.6173 | 3264.1429 | 0.00020669 | 0.00019932 | 0.0001899 | 0.0001785 | 0.00021503 | 0.00021062 | 0.0002072 | 0.00018756 | 0.00018348 | 0.00017985 | 0.0001681 | 0.00015983 | 0.00015016
SA1 | Gas - Steam | 1456.7526 | 1422.4809 | 1291.1664 | 229.2297 | 267.946 | 271.3258 | 149.9611 | 169.5528 | 123.026 | 116.4968 | 161.517 | 486.4065 | 513.3782 | 865.7979 | 0 | 0 | 0 | 0 | 0 | 0 | 0 | 0 | 0 | 0 | 0 | 0 | 0 | 0 | 0
SA1 | OCGT / Diesel | 527.0633 | 248.4902 | 819.7449 | 921.3758 | 1533.9161 | 1088.2578 | 478.298 | 545.8001 | 39.5404 | 405.8011 | 835.5625 | 1832.9369 | 1810.1012 | 2346.6356 | 1389.7363 | 1472.5973 | 2905.8153 | 3093.7523 | 3380.5604 | 3439.5232 | 3193.2645 | 3562.05 | 3885.2708 | 866.5767 | 846.3956 | 814.3353 | 690.1014 | 918.8329 | 769.2683
SA1 | Hydro | 0 | 0 | 0 | 0 | 0 | 0 | 0 | 0 | 0 | 0 | 0 | 0 | 0 | 0 | 0 | 0 | 0 | 0 | 0 | 0 | 0 | 0 | 0 | 0 | 0 | 0 | 0 | 0 | 0
SA1 | Wind | 15524.2534 | 16480.277 | 13598.2229 | 13759.4326 | 12844.9635 | 13378.4994 | 12559.4502 | 10849.2675 | 10150.9792 | 9092.1505 | 9100.6314 | 7004.6719 | 6490.5032 | 5451.6284 | 5497.0066 | 4880.7279 | 4065.0202 | 3930.8072 | 2732.393 | 2257.4234 | 2169.0638 | 2134.5531 | 1254.0011 | 1288.3115 | 851.6329 | 656.3093 | 597.4646 | 573.05 | 465.4727
SA1 | Solar PV | 0.88216 | 0.97989 | 0.93251 | 0.86505 | 0.80469 | 0.78615 | 0.77343 | 0.70165 | 0.69789 | 0.67175 | 1.9555 | 1.7708 | 1.6028 | 1.5974 | 1.5344 | 1.5349 | 5.5736 | 5.0509 | 6.5432 | 6.9888 | 6.5711 | 6.2047 | 8.3954 | 7.9626 | 7.798 | 6.3317 | 5.9149 | 5.3842 | 5.7217
SA1 | Grid Battery | 0.081768 | 0.076704 | 0.085895 | 0.08015 | 0.072611 | 0.070013 | 0.0662 | 0.06045 | 0.053984 | 0.051997 | 0.046378 | 0.13836 | 0.12789 | 0.11251 | 0.53036 | 0.49764 | 0.48319 | 0.45383 | 0.44427 | 0.42082 | 0.62756 | 0.58455 | 0.52325 | 0.52958 | 0.50473 | 0.44879 | 0.41561 | 0.40633 | 0.36932
SA1 | Pumped Hydro | 0 | 0 | 1.3558e-07 | 1.3303e-07 | 1.2412e-07 | 1.4052e-07 | 1.3366e-07 | 1.3e-07 | 1.2769e-07 | 1.3604e-07 | 1.3495e-07 | 2.4563e-07 | 2.2874e-07 | 2.1687e-07 | 2.547e-07 | 2.4012e-07 | 2.969e-07 | 2.8211e-07 | 2.7828e-07 | 2.691e-07 | 3.2777e-07 | 3.019e-07 | 2.8863e-07 | 4.0657e-07 | 3.8565e-07 | 3.5619e-07 | 3.4939e-07 | 3.3754e-07 | 3.2616e-07
SA1 | VPP | 0.12976 | 0.23987 | 0.45508 | 0.64481 | 0.79456 | 0.96982 | 1.1532 | 1.3141 | 1.4471 | 1.5903 | 1.6486 | 1.7443 | 1.8095 | 1.8355 | 1.8784 | 1.8291 | 1.7731 | 1.7078 | 1.7589 | 1.6845 | 1.6477 | 1.5519 | 1.3368 | 1.4279 | 1.3813 | 1.1225 | 1.0406 | 1.0357 | 0.92775
Total excluding storage |  | 25254.0073 | 25516.7403 | 18894.9143 | 19442.6118 | 20184.1464 | 18726.2371 | 15537.2527 | 13820.0137 | 12456.2948 | 11852.6095 | 13095.3036 | 13563.8402 | 13379.7545 | 13358.0344 | 9822.8946 | 9619.003 | 6976.4094 | 7029.6106 | 6119.4968 | 5703.9356 | 5368.8996 | 5702.808 | 5147.6674 | 2162.851 | 1705.8267 | 1476.9765 | 1293.4811 | 1497.2672 | 1240.4628
Region | Technology | 2021-22 | 2022-23 | 2023-24 | 2024-25 | 2025-26 | 2026-27 | 2027-28 | 2028-29 | 2029-30 | 2030-31 | 2031-32 | 2032-33 | 2033-34 | 2034-35 | 2035-36 | 2036-37 | 2037-38 | 2038-39 | 2039-40 | 2040-41 | 2041-42 | 2042-43 | 2043-44 | 2044-45 | 2045-46 | 2046-47 | 2047-48 | 2048-49 | 2049-50
TAS1 | Black Coal | 0 | 0 | 0 | 0 | 0 | 0 | 0 | 0 | 0 | 0 | 0 | 0 | 0 | 0 | 0 | 0 | 0 | 0 | 0 | 0 | 0 | 0 | 0 | 0 | 0 | 0 | 0 | 0 | 0
TAS1 | Brown Coal | 0 | 0 | 0 | 0 | 0 | 0 | 0 | 0 | 0 | 0 | 0 | 0 | 0 | 0 | 0 | 0 | 0 | 0 | 0 | 0 | 0 | 0 | 0 | 0 | 0 | 0 | 0 | 0 | 0
TAS1 | CCGT | 9.3344e-05 | 8.7219e-05 | 8.695e-05 | 8.414e-05 | 8.0507e-05 | 7.9224e-05 | 8.5887e-05 | 8.6531e-05 | 8.7502e-05 | 8.8112e-05 | 8.4505e-05 | 8.7988e-05 | 8.3405e-05 | 7.9063e-05 | 7.4039e-05 | 7.0639e-05 | 6.758e-05 | 6.3667e-05 | 6.6071e-05 | 6.3258e-05 | 6.6156e-05 | 6.2443e-05 | 6.0853e-05 | 5.6847e-05 | 5.4311e-05 | 5.6469e-05 | 5.3163e-05 | 5.9638e-05 | 6.1912e-05
TAS1 | Gas - Steam | 0 | 0 | 0 | 0 | 0 | 0 | 0 | 0 | 0 | 0 | 0 | 0 | 0 | 0 | 0 | 0 | 0 | 0 | 0 | 0 | 0 | 0 | 0 | 0 | 0 | 0 | 0 | 0 | 0
TAS1 | OCGT / Diesel | 0.00010954 | 9.8513e-05 | 0.00010096 | 9.9016e-05 | 9.6179e-05 | 9.7649e-05 | 0.00010324 | 0.00010632 | 0.00010666 | 3.6197 | 0.00010348 | 17.6329 | 0.00010796 | 10.6224 | 28.654 | 15.4112 | 13.9727 | 8.2781e-05 | 34.0453 | 11.3717 | 9.6066 | 6.1988e-05 | 5.0437 | 9.5042 | 5.0603 | 6.3403 | 6.4959 | 30.1181 | 7.4102
TAS1 | Hydro | 53339.1798 | 54898.2421 | 47510.5865 | 51071.5371 | 49601.6799 | 43938.6426 | 54240.1756 | 49560.2075 | 42890.239 | 40916.0391 | 38267.0798 | 36138.2692 | 35537.6791 | 35159.2716 | 31648.7195 | 29654.1843 | 28493.7106 | 25719.7738 | 23718.6228 | 20177.0343 | 20972.8953 | 21094.4501 | 19503.0288 | 16928.3563 | 17054.3724 | 18510.2837 | 16323.7716 | 15327.4085 | 14256.5291
TAS1 | Wind | 3359.5024 | 3875.0894 | 3283.0056 | 3163.4392 | 3226.0546 | 3129.4911 | 2756.8145 | 2147.8113 | 2084.1541 | 1710.102 | 2018.2735 | 1637.4233 | 1594.7398 | 1496.8179 | 1388.9961 | 1441.1069 | 998.2723 | 968.1631 | 735.4708 | 677.7286 | 677.4389 | 715.3075 | 620.1833 | 494.1223 | 582.5165 | 448.6665 | 449.3441 | 359.4611 | 404.5148
TAS1 | Solar PV | 4.4664e-08 | 7.6604e-08 | 8.7473e-08 | 1.5899e-07 | 1.317e-07 | 1.5205e-07 | 1.3841e-07 | 1.3572e-07 | 1.4212e-07 | 1.5209e-07 | 1.4667e-07 | 1.4749e-07 | 1.54e-07 | 1.2968e-07 | 1.6518e-07 | 1.5767e-07 | 1.9116e-07 | 1.9668e-07 | 4.0686e-07 | 1.4305e-06 | 1.4251e-06 | 1.3751e-06 | 1.1359e-06 | 1.1247e-06 | 1.0115e-06 | 9.987e-07 | 9.7239e-07 | 9.2498e-07 | 8.5948e-07
TAS1 | Grid Battery | 8.0351e-08 | 1.1402e-07 | 1.0735e-07 | 1.2019e-07 | 1.582e-07 | 1.5286e-07 | 1.8269e-07 | 2.0449e-07 | 2.2189e-07 | 2.3905e-07 | 2.5006e-07 | 3.1926e-07 | 3.1334e-07 | 3.3517e-07 | 3.3881e-07 | 3.2079e-07 | 3.5549e-07 | 3.4917e-07 | 4.2972e-07 | 4.296e-07 | 4.5309e-07 | 4.2685e-07 | 4.4294e-07 | 4.7431e-07 | 4.4077e-07 | 4.4256e-07 | 4.2758e-07 | 4.3085e-07 | 5.6708e-07
TAS1 | Pumped Hydro | 0 | 0 | 3.2098e-07 | 3.095e-07 | 3.1889e-07 | 3.3462e-07 | 3.9595e-07 | 4.3605e-07 | 4.4674e-07 | 5.2913e-07 | 5.29e-07 | 1.1445e-06 | 1.1468e-06 | 1.2285e-06 | 1.1561e-06 | 1.1025e-06 | 1.1792e-06 | 1.122e-06 | 1.4737e-06 | 1.5119e-06 | 1.3545e-06 | 1.2926e-06 | 1.3436e-06 | 1.342e-06 | 1.2991e-06 | 1.1999e-06 | 1.1936e-06 | 1.1143e-06 | 0.029453
TAS1 | VPP | 0.0033221 | 0.017041 | 0.032259 | 0.037418 | 0.062142 | 0.088759 | 0.14889 | 0.189 | 0.21781 | 0.29207 | 0.31029 | 0.34381 | 0.36613 | 0.41357 | 0.43908 | 0.4368 | 0.45752 | 0.39404 | 0.43129 | 0.47813 | 0.45166 | 0.41321 | 0.38951 | 0.36928 | 0.3561 | 0.34136 | 0.29907 | 0.30945 | 0.30603
Total excluding storage |  | 56698.6824 | 58773.3317 | 50793.5923 | 54234.9764 | 52827.7347 | 47068.1339 | 56996.9903 | 51708.019 | 44974.3933 | 42629.7609 | 40285.3536 | 37793.3254 | 37132.4191 | 36666.7119 | 33066.3696 | 31110.7025 | 29505.9557 | 26687.937 | 24488.139 | 20866.1347 | 21659.9409 | 21809.7578 | 20128.2559 | 17431.9829 | 17641.9493 | 18965.2906 | 16779.6117 | 15716.9877 | 14668.4542
Explicitly modelled pumping
Region | Technology | 2021-22 | 2022-23 | 2023-24 | 2024-25 | 2025-26 | 2026-27 | 2027-28 | 2028-29 | 2029-30 | 2030-31 | 2031-32 | 2032-33 | 2033-34 | 2034-35 | 2035-36 | 2036-37 | 2037-38 | 2038-39 | 2039-40 | 2040-41 | 2041-42 | 2042-43 | 2043-44 | 2044-45 | 2045-46 | 2046-47 | 2047-48 | 2048-49 | 2049-50
NEM | Grid Battery pump | 0.15775 | 0.23924 | 0.25939 | 0.29146 | 0.26289 | 0.2601 | 0.24714 | 0.22362 | 0.20065 | 0.19675 | 0.1788 | 0.1726 | 0.14039 | 0.11512 | 0.1208 | 0.11515 | 0.10376 | 0.096 | 0.10102 | 0.079559 | 0.044031 | 0.02351 | 0.020133 | 0.021963 | 0.021076 | 0.01737 | 0.016869 | 0.016437 | 0.014621
NEM | Pumped Hydro Pump | 4518.1523 | 7421.2219 | 8665.0059 | 10639.5306 | 6693.1626 | 8931.8042 | 10701.341 | 9425.4735 | 8593.9401 | 9622.1372 | 10609.8601 | 11192.4091 | 10292.6239 | 9602.8282 | 10892.8938 | 9434.1024 | 9237.9477 | 8870.9635 | 9762.2361 | 8731.6077 | 8393.2039 | 7893.9294 | 6067.5144 | 6980.4706 | 6802.3792 | 5933.428 | 4718.1243 | 4594.43 | 3794.9429
NEM | VPP pump | 0.44114 | 1.3712 | 3.0264 | 5.8831 | 8.5036 | 11.3712 | 14.0281 | 16.2243 | 18.3906 | 20.4495 | 21.8734 | 23.6155 | 25.114 | 26.1202 | 28.7703 | 28.3019 | 26.4084 | 25.9985 | 26.2292 | 25.9385 | 25.8672 | 24.659 | 21.7246 | 22.7998 | 21.3142 | 18.9126 | 17.7292 | 16.2742 | 15.0864
Region | Technology | 2021-22 | 2022-23 | 2023-24 | 2024-25 | 2025-26 | 2026-27 | 2027-28 | 2028-29 | 2029-30 | 2030-31 | 2031-32 | 2032-33 | 2033-34 | 2034-35 | 2035-36 | 2036-37 | 2037-38 | 2038-39 | 2039-40 | 2040-41 | 2041-42 | 2042-43 | 2043-44 | 2044-45 | 2045-46 | 2046-47 | 2047-48 | 2048-49 | 2049-50
NSW1 | Grid Battery pump | 0 | 0 | 0 | 0 | 0 | 0 | 0 | 0 | 0 | 0 | 0 | 0 | 0 | 0 | 0 | 0 | 0 | 0 | 0 | 0 | 0 | 0 | 0 | 0 | 0 | 0 | 0 | 0 | 0
NSW1 | Pumped Hydro Pump | 2413.8468 | 4568.9819 | 5311.0927 | 7331.2506 | 3403.3731 | 5112.8984 | 6661.2205 | 5831.5815 | 5351.1169 | 6098.0417 | 7463.6999 | 8200.6226 | 8114.2201 | 7567.2213 | 8809.034 | 7510.5813 | 7858.8561 | 7463.2154 | 8227.921 | 7301.3807 | 6712.0877 | 6542.6378 | 5110.4555 | 6006.8767 | 5951.1825 | 5333.5053 | 4215.702 | 4230.0304 | 3445.6689
NSW1 | VPP pump | 0.084302 | 0.46703 | 0.92307 | 1.7121 | 2.5576 | 3.4802 | 4.2821 | 5.0452 | 5.7683 | 6.4435 | 6.9435 | 7.7964 | 8.4598 | 8.8059 | 9.6223 | 9.4901 | 9.0836 | 8.8953 | 8.8596 | 8.7027 | 8.7303 | 8.7103 | 7.8603 | 8.296 | 7.7803 | 7.261 | 6.5562 | 6.2972 | 5.6831
Region | Technology | 2021-22 | 2022-23 | 2023-24 | 2024-25 | 2025-26 | 2026-27 | 2027-28 | 2028-29 | 2029-30 | 2030-31 | 2031-32 | 2032-33 | 2033-34 | 2034-35 | 2035-36 | 2036-37 | 2037-38 | 2038-39 | 2039-40 | 2040-41 | 2041-42 | 2042-43 | 2043-44 | 2044-45 | 2045-46 | 2046-47 | 2047-48 | 2048-49 | 2049-50
QLD1 | Grid Battery pump | 0 | 0.024658 | 0.026914 | 0.029579 | 0.027819 | 0.026915 | 0.025717 | 0.023443 | 0.021515 | 0.021037 | 0.01977 | 0.018796 | 0.016855 | 0.016017 | 0.016067 | 0.015353 | 0.013388 | 0.013164 | 0.012845 | 0 | 0 | 0 | 0 | 0 | 0 | 0 | 0 | 0 | 0
QLD1 | Pumped Hydro Pump | 2104.3055 | 2852.24 | 3353.9132 | 3308.28 | 3289.7895 | 3818.9058 | 4040.1205 | 3593.892 | 3242.8232 | 3524.0955 | 3146.1602 | 2991.7865 | 2178.4038 | 2035.6069 | 2083.8598 | 1923.5211 | 1379.0916 | 1407.7481 | 1534.3151 | 1430.227 | 1681.1162 | 1351.2916 | 957.0589 | 973.5939 | 851.1967 | 599.9227 | 502.4223 | 364.3996 | 349.274
QLD1 | VPP pump | 0.11516 | 0.39339 | 0.81469 | 1.5744 | 2.2693 | 2.9715 | 3.6512 | 4.1608 | 4.7609 | 5.3325 | 5.8095 | 5.9953 | 6.2925 | 6.7285 | 7.2005 | 7.0702 | 6.3132 | 6.5032 | 6.3721 | 6.6251 | 6.7341 | 6.0934 | 5.378 | 5.2055 | 4.5496 | 3.6468 | 3.7113 | 2.5509 | 2.5464
Region | Technology | 2021-22 | 2022-23 | 2023-24 | 2024-25 | 2025-26 | 2026-27 | 2027-28 | 2028-29 | 2029-30 | 2030-31 | 2031-32 | 2032-33 | 2033-34 | 2034-35 | 2035-36 | 2036-37 | 2037-38 | 2038-39 | 2039-40 | 2040-41 | 2041-42 | 2042-43 | 2043-44 | 2044-45 | 2045-46 | 2046-47 | 2047-48 | 2048-49 | 2049-50
VIC1 | Grid Battery pump | 0.057092 | 0.11961 | 0.1267 | 0.16269 | 0.14566 | 0.14674 | 0.13949 | 0.12576 | 0.1123 | 0.1117 | 0.10177 | 0.1005 | 0.073345 | 0.063902 | 0.070323 | 0.066915 | 0.058871 | 0.05353 | 0.057896 | 0.051837 | 0.01769 | 0 | 0 | 0 | 0 | 0 | 0 | 0 | 0
VIC1 | Pumped Hydro Pump | 0 | 0 | 0 | 0 | 0 | 0 | 0 | 0 | 0 | 0 | 0 | 0 | 0 | 0 | 0 | 0 | 0 | 0 | 0 | 0 | 0 | 0 | 0 | 0 | 0 | 0 | 0 | 0 | 0
VIC1 | VPP pump | 0.085107 | 0.20776 | 0.71606 | 1.7921 | 2.6707 | 3.674 | 4.559 | 5.2537 | 5.8972 | 6.4641 | 6.8157 | 7.364 | 7.805 | 7.9382 | 9.2223 | 9.0758 | 8.3872 | 8.121 | 8.4267 | 8.0588 | 7.9403 | 7.541 | 6.4561 | 7.1853 | 6.9333 | 6.2894 | 5.879 | 5.8498 | 5.4052
Region | Technology | 2021-22 | 2022-23 | 2023-24 | 2024-25 | 2025-26 | 2026-27 | 2027-28 | 2028-29 | 2029-30 | 2030-31 | 2031-32 | 2032-33 | 2033-34 | 2034-35 | 2035-36 | 2036-37 | 2037-38 | 2038-39 | 2039-40 | 2040-41 | 2041-42 | 2042-43 | 2043-44 | 2044-45 | 2045-46 | 2046-47 | 2047-48 | 2048-49 | 2049-50
SA1 | Grid Battery pump | 0.10066 | 0.094966 | 0.10578 | 0.09919 | 0.089413 | 0.08644 | 0.081942 | 0.074423 | 0.066835 | 0.064012 | 0.057259 | 0.053303 | 0.050188 | 0.035204 | 0.03441 | 0.032887 | 0.031503 | 0.029305 | 0.030277 | 0.027722 | 0.026341 | 0.02351 | 0.020133 | 0.021963 | 0.021076 | 0.01737 | 0.016869 | 0.016437 | 0.014621
SA1 | Pumped Hydro Pump | 0 | 0 | 0 | 0 | 0 | 0 | 0 | 0 | 0 | 0 | 0 | 0 | 0 | 0 | 0 | 0 | 0 | 0 | 0 | 0 | 0 | 0 | 0 | 0 | 0 | 0 | 0 | 0 | 0
SA1 | VPP pump | 0.15266 | 0.28291 | 0.53471 | 0.76027 | 0.93317 | 1.141 | 1.36 | 1.5429 | 1.7069 | 1.8668 | 1.9396 | 2.0553 | 2.1259 | 2.1595 | 2.2101 | 2.152 | 2.0861 | 2.0153 | 2.0634 | 1.9878 | 1.9328 | 1.828 | 1.5707 | 1.68 | 1.6305 | 1.3154 | 1.2294 | 1.2136 | 1.0916
Region | Technology | 2021-22 | 2022-23 | 2023-24 | 2024-25 | 2025-26 | 2026-27 | 2027-28 | 2028-29 | 2029-30 | 2030-31 | 2031-32 | 2032-33 | 2033-34 | 2034-35 | 2035-36 | 2036-37 | 2037-38 | 2038-39 | 2039-40 | 2040-41 | 2041-42 | 2042-43 | 2043-44 | 2044-45 | 2045-46 | 2046-47 | 2047-48 | 2048-49 | 2049-50
TAS1 | Grid Battery pump | 0 | 0 | 0 | 0 | 0 | 0 | 0 | 0 | 0 | 0 | 0 | 0 | 0 | 0 | 0 | 0 | 0 | 0 | 0 | 0 | 0 | 0 | 0 | 0 | 0 | 0 | 0 | 0 | 0
TAS1 | Pumped Hydro Pump | 0 | 0 | 0 | 0 | 0 | 0 | 0 | 0 | 0 | 0 | 0 | 0 | 0 | 0 | 0 | 0 | 0 | 0 | 0 | 0 | 0 | 0 | 0 | 0 | 0 | 0 | 0 | 0 | 0
TAS1 | VPP pump | 0.0039091 | 0.020159 | 0.037903 | 0.044272 | 0.072829 | 0.10441 | 0.17587 | 0.22167 | 0.25727 | 0.34262 | 0.36507 | 0.4045 | 0.43079 | 0.48812 | 0.51504 | 0.51393 | 0.53826 | 0.46361 | 0.50742 | 0.56412 | 0.52981 | 0.48638 | 0.4596 | 0.43292 | 0.42048 | 0.40012 | 0.35327 | 0.36267 | 0.36007

## Marinus_FOM Cost
FOM cost by technology ($000s) - Marinus Link, Step Change Scenario
FOM | Real June 2020 dollars discounted to 1 July 2020. For new entrant capacity, the FOM is incurred annually in modelling. For existing capacity, FOM is considered to be a sunk cost, since the fixed retirement dates are assumed to be the same in the Base Case and the case with Marinus Link. As such, early retirements are presented as an annual FOM saving, or negative cost, that continues until the assumed fixed date retirement.
Explicitly modelled generation
Region | Technology | 2021-22 | 2022-23 | 2023-24 | 2024-25 | 2025-26 | 2026-27 | 2027-28 | 2028-29 | 2029-30 | 2030-31 | 2031-32 | 2032-33 | 2033-34 | 2034-35 | 2035-36 | 2036-37 | 2037-38 | 2038-39 | 2039-40 | 2040-41 | 2041-42 | 2042-43 | 2043-44 | 2044-45 | 2045-46 | 2046-47 | 2047-48 | 2048-49 | 2049-50
NEM | Black Coal | 0 | 0 | 0 | -188487.2551 | -131207.1749 | -269328.7863 | -162867.7548 | -225534.7231 | -213678.2581 | -203891.4677 | 187762.7882 | 288198.8878 | -16203.4071 | -164176.4397 | -55793.0524 | -44549.6419 | -16309.8181 | -15562.8035 | -14889.732 | -14168.0345 | 191522.694 | -15417.5473 | -17263.5354 | -14459.8837 | -7992.3094 | -2086.8502 | -6185.5506 | -5885.7386 | -5616.1628
NEM | Brown Coal | 0 | 0 | 0 | -294791.6155 | -290167.4238 | -309420.9808 | -468378.0484 | -445675.9158 | -391742.166 | -341813.9525 | -294242.5637 | -248781.5799 | -237387.0037 | -226514.3164 | -216717.8591 | -206213.6009 | -196768.6698 | -187756.3778 | -179636.17 | -170929.2515 | -163100.4308 | -155630.182 | -148899.3738 | -141682.2599 | -135192.996 | -129000.9503 | -88405.2891 | 0 | 0
NEM | CCGT | 0.00028655 | 0.00027748 | 0.00029087 | 0.00035897 | 0.00034253 | 0.00032786 | 0.00032434 | 0.00032337 | 0.0003144 | 0.00031594 | 0.00033186 | 0.00044865 | 0.0004281 | 0.0004085 | 0.00039318 | 0.00037412 | 0.00048916 | 0.00046676 | 0.00048016 | 0.00045688 | 0.00054952 | 0.00053652 | 0.00059139 | 0.00056272 | 0.00053695 | 0.00051501 | 0.00049274 | 0.0004885 | 0.00049471
NEM | Gas - Steam | 0 | 0 | 0 | 0 | 0 | 0 | 0 | 0 | 0 | 0 | 0 | 0 | 0 | 0 | 0 | 0 | 0 | 0 | 0 | 0 | 0 | 0 | 0 | 0 | 0 | 0 | 0 | 0 | 0
NEM | OCGT / Diesel | 0.0010711 | 0.0010615 | 0.0010436 | 0.00099526 | 0.00094968 | 0.00090618 | 0.00086699 | 0.00084779 | 0.00083037 | 0.00083937 | 0.00087811 | 0.0014694 | 0.0014021 | 0.0013379 | 0.0022156 | 0.0021094 | 6514.5435 | 6216.1675 | 10111.6179 | 9621.5104 | 14859.0988 | 14503.686 | 19494.0686 | 23192.9146 | 22130.6437 | 28369.8007 | 27142.8428 | 27920.1302 | 29262.6563
NEM | Hydro | 0 | 0 | 0 | 0 | 0 | 0 | 0 | 0 | 0 | 0 | 0 | 0 | 0 | 0 | 0 | 0 | 0 | 0 | 0 | 0 | 0 | 0 | 0 | 0 | 0 | 0 | 0 | 0 | 0
NEM | Wind | 138360.5478 | 137430.6755 | 173980.6881 | 271502.5318 | 260064.6379 | 263309.3147 | 307373.0007 | 335885.8489 | 353848.2281 | 338521.8641 | 336125.8575 | 388483.4581 | 399719.7608 | 389351.1525 | 378789.5781 | 365403.2813 | 391119.0948 | 391701.5948 | 377417.7808 | 363512.4682 | 374627.9364 | 377280.1641 | 367343.9655 | 354186.9085 | 356621.9236 | 372632.7182 | 364874.6881 | 352547.4006 | 353971.2008
NEM | Solar PV | 0.0016813 | 0.0028138 | 0.0030658 | 0.0079979 | 7655.9782 | 7305.3244 | 8930.4956 | 11248.12 | 50710.2451 | 51903.5468 | 52858.5587 | 79435.4802 | 83191.8168 | 79381.5046 | 75948.3552 | 72359.464 | 107098.7841 | 107506.5011 | 113305.1066 | 126218.4271 | 140329.0739 | 174545.2098 | 176591.2589 | 168031.9265 | 160648.3326 | 185088.745 | 177083.8912 | 168500.6811 | 170045.8229
NEM | Grid Battery | 0.0013165 | 0.001905 | 0.0018226 | 0.0024456 | 0.0033382 | 0.0033769 | 0.0045362 | 0.0073455 | 0.015877 | 0.015748 | 0.015399 | 4635.6628 | 6547.0597 | 6247.1944 | 8806.1354 | 8379.3043 | 11738.6416 | 11200.9939 | 16871.3112 | 16053.5631 | 22243.0476 | 22774.7273 | 21789.7492 | 28605.9836 | 27295.7859 | 33971.9293 | 32502.6864 | 35570.1664 | 33941.0058
NEM | Pumped Hydro | 0 | 0 | 0.002699 | 0.0032783 | 0.0031864 | 0.0034756 | 0.0038679 | 0.0046911 | 22893.993 | 21845.4138 | 20900.6276 | 30427.0395 | 31678.8661 | 30227.9257 | 30037.3692 | 28581.4657 | 35542.6721 | 33914.7635 | 32447.9952 | 30875.2493 | 37271.4321 | 44134.4846 | 42225.7241 | 40980.95 | 39103.9599 | 37312.939 | 35699.2016 | 35186.1566 | 33669.0593
NEM | VPP | 0 | 0 | 0 | 0 | 0 | 0 | 0 | 0 | 0 | 0 | 0 | 0 | 0 | 0 | 0 | 0 | 0 | 0 | 0 | 0 | 0 | 0 | 0 | 0 | 0 | 0 | 0 | 0 | 0
Total excluding storage |  | 138360.5508 | 137430.6796 | 173980.6925 | -211776.3295 | -153653.9813 | -308135.1266 | -314942.3057 | -324076.6687 | -200861.9498 | -155280.0081 | 282504.6419 | 507336.248 | 229321.1687 | 78041.9028 | 182227.0243 | 186999.505 | 291653.935 | 302105.0825 | 306308.6038 | 314255.1201 | 558238.3729 | 395281.3311 | 397266.3844 | 389269.6066 | 396215.595 | 455003.4639 | 474510.5829 | 543082.4739 | 547663.5177
Region | Technology | 2021-22 | 2022-23 | 2023-24 | 2024-25 | 2025-26 | 2026-27 | 2027-28 | 2028-29 | 2029-30 | 2030-31 | 2031-32 | 2032-33 | 2033-34 | 2034-35 | 2035-36 | 2036-37 | 2037-38 | 2038-39 | 2039-40 | 2040-41 | 2041-42 | 2042-43 | 2043-44 | 2044-45 | 2045-46 | 2046-47 | 2047-48 | 2048-49 | 2049-50
NSW1 | Black Coal | 0 | 0 | 0 | -39154.3587 | 11285.9789 | -125028.4116 | -119621.0912 | -113823.088 | -101499.2792 | -96850.4572 | -93262.1565 | 224786.2794 | -64024.2839 | -61091.8739 | -0.00072528 | -0.00069012 | -0.00065851 | -0.00062835 | -0.00060118 | -0.00057204 | -12664.1482 | 0 | 0 | 0 | 0 | 0 | 0 | 0 | 0
NSW1 | Brown Coal | 0 | 0 | 0 | 0 | 0 | 0 | 0 | 0 | 0 | 0 | 0 | 0 | 0 | 0 | 0 | 0 | 0 | 0 | 0 | 0 | 0 | 0 | 0 | 0 | 0 | 0 | 0 | 0 | 0
NSW1 | CCGT | 6.2449e-05 | 6.1896e-05 | 6.4213e-05 | 7.7858e-05 | 7.4292e-05 | 7.089e-05 | 7.0359e-05 | 6.883e-05 | 6.5677e-05 | 6.466e-05 | 6.5707e-05 | 0.00011252 | 0.00010737 | 0.00010245 | 9.8017e-05 | 9.3266e-05 | 0.00014505 | 0.00013841 | 0.00013242 | 0.000126 | 0.00014979 | 0.00014293 | 0.00015795 | 0.0001503 | 0.00014341 | 0.00013684 | 0.00013093 | 0.00012458 | 0.00011887
NSW1 | Gas - Steam | 0 | 0 | 0 | 0 | 0 | 0 | 0 | 0 | 0 | 0 | 0 | 0 | 0 | 0 | 0 | 0 | 0 | 0 | 0 | 0 | 0 | 0 | 0 | 0 | 0 | 0 | 0 | 0 | 0
NSW1 | OCGT / Diesel | 0.00022142 | 0.00022202 | 0.00022461 | 0.00021596 | 0.00020607 | 0.00019663 | 0.00018812 | 0.00017901 | 0.00017203 | 0.00017106 | 0.00017341 | 0.00034371 | 0.00032797 | 0.00031295 | 0.00051732 | 0.00049224 | 4904.2519 | 4679.6297 | 4477.2416 | 4260.2309 | 4065.1059 | 3878.9178 | 7211.4527 | 9144.0818 | 8725.2689 | 8325.6382 | 7965.5649 | 7579.4763 | 7232.3247
NSW1 | Hydro | 0 | 0 | 0 | 0 | 0 | 0 | 0 | 0 | 0 | 0 | 0 | 0 | 0 | 0 | 0 | 0 | 0 | 0 | 0 | 0 | 0 | 0 | 0 | 0 | 0 | 0 | 0 | 0 | 0
NSW1 | Wind | 33850.3512 | 37707.2055 | 69484.2023 | 109320.492 | 104313.447 | 108810.0726 | 120337.7178 | 118541.7795 | 146458.8489 | 139750.81 | 133706.7651 | 168297.592 | 160589.3053 | 153234.0699 | 146606.8905 | 140591.9597 | 134152.6336 | 142895.6579 | 136715.6017 | 130089.0324 | 139045.7426 | 137814.6338 | 131854.3255 | 125463.3806 | 129313.908 | 137920.9405 | 140313.8973 | 133512.9192 | 131003.907
NSW1 | Solar PV | 0.00040096 | 0.00067292 | 0.0007193 | 0.0020235 | 7655.9697 | 7305.3161 | 6989.3707 | 9401.0804 | 48947.8026 | 46705.9185 | 44685.9467 | 50819.6281 | 51605.3387 | 49241.7354 | 47112.0927 | 44920.8864 | 63854.0685 | 66242.4595 | 69664.3934 | 78314.7931 | 86195.9903 | 102659.68 | 104089.4224 | 99044.2352 | 94507.8579 | 101630.109 | 97234.7355 | 92521.7932 | 88284.1539
NSW1 | Grid Battery | 0.00045638 | 0.00065255 | 0.00062432 | 0.00089628 | 0.0010153 | 0.0010425 | 0.0014182 | 0.0015392 | 0.0097933 | 0.0094589 | 0.0091496 | 0.014244 | 0.013595 | 0.012972 | 0.013713 | 0.01305 | 0.012489 | 0.011921 | 6154.7572 | 5856.4377 | 10906.8774 | 10407.3258 | 9957.2221 | 17346.9759 | 16552.4579 | 15794.3301 | 15111.2453 | 14455.6024 | 13793.5138
NSW1 | Pumped Hydro | 0 | 0 | 0.00075257 | 0.0009083 | 0.0008667 | 0.00083234 | 0.00097076 | 0.00093956 | 22893.9892 | 21845.4096 | 20900.6234 | 19887.5766 | 18976.6953 | 18107.5336 | 17324.406 | 16484.6965 | 15729.6723 | 15009.2293 | 14360.1004 | 13664.07 | 16949.7072 | 16173.3847 | 15473.9063 | 14723.8901 | 14049.5135 | 13406.0243 | 12826.2307 | 12204.5467 | 11645.5598
NSW1 | VPP | 0 | 0 | 0 | 0 | 0 | 0 | 0 | 0 | 0 | 0 | 0 | 0 | 0 | 0 | 0 | 0 | 0 | 0 | 0 | 0 | 0 | 0 | 0 | 0 | 0 | 0 | 0 | 0 | 0
Total excluding storage |  | 33850.3519 | 37707.2064 | 69484.2033 | 70166.1356 | 123255.3958 | -8913.0226 | 7705.9976 | 14119.7722 | 93907.3726 | 89606.2716 | 85130.5555 | 443903.5 | 148170.3606 | 141383.9318 | 193718.9831 | 185512.846 | 202910.9535 | 213817.7465 | 210857.2363 | 212664.056 | 216642.6907 | 244353.2317 | 243155.2008 | 233651.6977 | 232547.035 | 247876.6879 | 245514.1979 | 233614.1889 | 226520.3857
Region | Technology | 2021-22 | 2022-23 | 2023-24 | 2024-25 | 2025-26 | 2026-27 | 2027-28 | 2028-29 | 2029-30 | 2030-31 | 2031-32 | 2032-33 | 2033-34 | 2034-35 | 2035-36 | 2036-37 | 2037-38 | 2038-39 | 2039-40 | 2040-41 | 2041-42 | 2042-43 | 2043-44 | 2044-45 | 2045-46 | 2046-47 | 2047-48 | 2048-49 | 2049-50
QLD1 | Black Coal | 0 | 0 | 0 | -149332.8963 | -142493.1538 | -144300.3747 | -43246.6636 | -111711.635 | -112178.979 | -107041.0105 | 281024.9447 | 63412.6084 | 47820.8768 | -103084.5658 | -55793.0517 | -44549.6412 | -16309.8175 | -15562.8029 | -14889.7314 | -14168.034 | 204186.8422 | -15417.5473 | -17263.5354 | -14459.8837 | -7992.3094 | -2086.8502 | -6185.5506 | -5885.7386 | -5616.1628
QLD1 | Brown Coal | 0 | 0 | 0 | 0 | 0 | 0 | 0 | 0 | 0 | 0 | 0 | 0 | 0 | 0 | 0 | 0 | 0 | 0 | 0 | 0 | 0 | 0 | 0 | 0 | 0 | 0 | 0 | 0 | 0
QLD1 | CCGT | 6.4953e-05 | 6.3724e-05 | 6.501e-05 | 8.5254e-05 | 8.135e-05 | 7.7624e-05 | 7.7473e-05 | 7.9415e-05 | 7.6879e-05 | 7.8878e-05 | 9.0017e-05 | 0.00011419 | 0.00010896 | 0.00010397 | 9.947e-05 | 9.4648e-05 | 0.00010373 | 9.8978e-05 | 0.00011884 | 0.00011308 | 0.00010791 | 0.00011513 | 0.00011015 | 0.00010481 | 0.00010001 | 9.5907e-05 | 9.1759e-05 | 8.7311e-05 | 8.3312e-05
QLD1 | Gas - Steam | 0 | 0 | 0 | 0 | 0 | 0 | 0 | 0 | 0 | 0 | 0 | 0 | 0 | 0 | 0 | 0 | 0 | 0 | 0 | 0 | 0 | 0 | 0 | 0 | 0 | 0 | 0 | 0 | 0
QLD1 | OCGT / Diesel | 0.00021799 | 0.00021842 | 0.00021919 | 0.00020857 | 0.00019901 | 0.0001899 | 0.00018169 | 0.00018374 | 0.00017788 | 0.00018253 | 0.0002131 | 0.00030016 | 0.00028641 | 0.00027329 | 0.00026147 | 0.00024932 | 0.0003093 | 0.00029513 | 4164.292 | 3962.4498 | 3780.9636 | 3932.9462 | 3762.8513 | 3580.4669 | 3416.476 | 10512.7705 | 10058.1065 | 11663.4864 | 11129.2809
QLD1 | Hydro | 0 | 0 | 0 | 0 | 0 | 0 | 0 | 0 | 0 | 0 | 0 | 0 | 0 | 0 | 0 | 0 | 0 | 0 | 0 | 0 | 0 | 0 | 0 | 0 | 0 | 0 | 0 | 0 | 0
QLD1 | Wind | 90116.221 | 85988.7605 | 82269.8558 | 106269.5599 | 102399.588 | 97709.5305 | 93483.7176 | 103869.7249 | 99112.3329 | 94572.8367 | 95065.7732 | 99187.1733 | 112146.0532 | 107009.5928 | 105513.5667 | 102596.0946 | 107662.8998 | 102731.7746 | 98288.7555 | 93524.7251 | 96411.8169 | 105024.8473 | 100482.6558 | 100260.2897 | 99341.2896 | 101725.0176 | 97325.5395 | 97966.2896 | 106700.4121
QLD1 | Solar PV | 0.00051541 | 0.00088035 | 0.00093642 | 0.0020242 | 0.0019479 | 0.0019299 | 0.0019295 | 0.0023393 | 0.0022771 | 0.0024784 | 841.2709 | 4939.5037 | 8994.5418 | 8582.5781 | 8211.3924 | 7813.3884 | 20322.2543 | 19391.4641 | 20440.6864 | 25229.4153 | 29314.8839 | 48204.0411 | 46119.2774 | 43883.888 | 41873.9389 | 48927.1176 | 46811.0817 | 44542.1608 | 45346.6495
QLD1 | Grid Battery | 0.00022457 | 0.0003095 | 0.00029612 | 0.00040887 | 0.00062852 | 0.00060204 | 0.0010107 | 0.0033087 | 0.0031639 | 0.0030253 | 0.0028997 | 4017.469 | 5957.1801 | 5684.3322 | 5438.492 | 5174.8897 | 8576.4962 | 8183.6796 | 7829.7458 | 7450.2401 | 7109.0077 | 8333.8495 | 7973.4211 | 7586.9514 | 7239.4575 | 14834.2102 | 14192.6494 | 18070.8168 | 17243.1459
QLD1 | Pumped Hydro | 0 | 0 | 0.00036182 | 0.00046073 | 0.00045197 | 0.00052698 | 0.00057983 | 0.0013678 | 0.0013063 | 0.0012492 | 0.0011962 | 3035.1778 | 5541.5936 | 5287.7801 | 5059.0903 | 4813.8775 | 10211.3488 | 9743.6534 | 9322.2528 | 8870.4056 | 8464.1275 | 16646.5985 | 15926.6542 | 15154.6934 | 14460.5853 | 13798.2685 | 13201.5109 | 13778.9231 | 13147.8274
QLD1 | VPP | 0 | 0 | 0 | 0 | 0 | 0 | 0 | 0 | 0 | 0 | 0 | 0 | 0 | 0 | 0 | 0 | 0 | 0 | 0 | 0 | 0 | 0 | 0 | 0 | 0 | 0 | 0 | 0 | 0
Total excluding storage |  | 90116.2218 | 85988.7616 | 82269.857 | -43063.3341 | -40093.5636 | -46590.842 | 50237.0562 | -7841.9075 | -13066.6435 | -12468.171 | 376931.9891 | 167539.2857 | 168961.4722 | 12507.6055 | 57931.9078 | 65859.8422 | 111675.3371 | 106560.4361 | 108004.0026 | 108548.5564 | 333694.5067 | 141744.2874 | 133101.2492 | 133264.761 | 136639.3952 | 159078.0556 | 148009.1772 | 148286.1983 | 157560.1798
Region | Technology | 2021-22 | 2022-23 | 2023-24 | 2024-25 | 2025-26 | 2026-27 | 2027-28 | 2028-29 | 2029-30 | 2030-31 | 2031-32 | 2032-33 | 2033-34 | 2034-35 | 2035-36 | 2036-37 | 2037-38 | 2038-39 | 2039-40 | 2040-41 | 2041-42 | 2042-43 | 2043-44 | 2044-45 | 2045-46 | 2046-47 | 2047-48 | 2048-49 | 2049-50
VIC1 | Black Coal | 0 | 0 | 0 | 0 | 0 | 0 | 0 | 0 | 0 | 0 | 0 | 0 | 0 | 0 | 0 | 0 | 0 | 0 | 0 | 0 | 0 | 0 | 0 | 0 | 0 | 0 | 0 | 0 | 0
VIC1 | Brown Coal | 0 | 0 | 0 | -294791.6155 | -290167.4238 | -309420.9808 | -468378.0484 | -445675.9158 | -391742.166 | -341813.9525 | -294242.5637 | -248781.5799 | -237387.0037 | -226514.3164 | -216717.8591 | -206213.6009 | -196768.6698 | -187756.3778 | -179636.17 | -170929.2515 | -163100.4308 | -155630.182 | -148899.3738 | -141682.2599 | -135192.996 | -129000.9503 | -88405.2891 | 0 | 0
VIC1 | CCGT | 5.6036e-05 | 5.3469e-05 | 5.3348e-05 | 8.3256e-05 | 7.9443e-05 | 7.5804e-05 | 7.2526e-05 | 7.3834e-05 | 7.2746e-05 | 7.2496e-05 | 7.8669e-05 | 9.8841e-05 | 9.4314e-05 | 8.9994e-05 | 8.6102e-05 | 8.1929e-05 | 0.00010329 | 9.8561e-05 | 0.00010132 | 9.6405e-05 | 0.00015049 | 0.0001436 | 0.00019196 | 0.00018265 | 0.00017429 | 0.00016662 | 0.00015941 | 0.00016692 | 0.00018526
VIC1 | Gas - Steam | 0 | 0 | 0 | 0 | 0 | 0 | 0 | 0 | 0 | 0 | 0 | 0 | 0 | 0 | 0 | 0 | 0 | 0 | 0 | 0 | 0 | 0 | 0 | 0 | 0 | 0 | 0 | 0 | 0
VIC1 | OCGT / Diesel | 0.00021012 | 0.00020782 | 0.00020217 | 0.00019237 | 0.00018356 | 0.00017515 | 0.00016758 | 0.00016358 | 0.00016128 | 0.00016382 | 0.00016717 | 0.00033 | 0.00031488 | 0.00030046 | 0.00058606 | 0.00055765 | 0.0022992 | 0.0021939 | 0.0021339 | 0.0020314 | 5514.7368 | 5262.1534 | 6257.2933 | 8315.5562 | 7934.691 | 7571.27 | 7243.8222 | 6892.716 | 9198.3297
VIC1 | Hydro | 0 | 0 | 0 | 0 | 0 | 0 | 0 | 0 | 0 | 0 | 0 | 0 | 0 | 0 | 0 | 0 | 0 | 0 | 0 | 0 | 0 | 0 | 0 | 0 | 0 | 0 | 0 | 0 | 0
VIC1 | Wind | 0.0059239 | 0.0056884 | 0.0058279 | 19628.8681 | 18729.836 | 23753.6734 | 51934.7327 | 58702.3574 | 56013.6999 | 53448.187 | 57726.3195 | 59564.5155 | 68364.004 | 73171.9951 | 70007.399 | 66614.1606 | 94622.0761 | 90288.2407 | 86383.3888 | 85136.5071 | 81820.9642 | 79717.9592 | 76270.2585 | 72573.4589 | 74313.698 | 70910.0174 | 67843.249 | 64554.9044 | 61598.1914
VIC1 | Solar PV | 0.00016648 | 0.00023799 | 0.00024798 | 0.0012451 | 0.0023497 | 0.0023888 | 1941.1164 | 1847.031 | 1762.4342 | 5197.6147 | 6234.9268 | 22633.0767 | 21596.4472 | 20607.2969 | 19716.0575 | 18760.4253 | 17901.17 | 17081.2691 | 16342.6319 | 15550.509 | 18020.7666 | 17195.3882 | 17459.4711 | 16613.215 | 16164.8293 | 26800.8825 | 25641.7783 | 24398.928 | 29269.39
VIC1 | Grid Battery | 0.00020868 | 0.0003088 | 0.00029544 | 0.00040762 | 0.0006211 | 0.00063985 | 0.00072283 | 0.00085132 | 0.00095192 | 0.0011603 | 0.0012298 | 0.018598 | 0.017749 | 0.016936 | 0.01621 | 0.015426 | 0.014739 | 0.014066 | 0.013463 | 0.012812 | 0.012235 | 0.011679 | 0.011174 | 0.010652 | 0.010172 | 0.010673 | 0.010218 | 0.0097332 | 0.015896
VIC1 | Pumped Hydro | 0 | 0 | 0.00039923 | 0.00075047 | 0.0007161 | 0.00086756 | 0.00083004 | 0.00079117 | 0.00085183 | 0.0010191 | 0.001214 | 7504.2807 | 7160.5731 | 6832.608 | 7653.869 | 7282.888 | 9601.6473 | 9161.8772 | 8765.6377 | 8340.7695 | 11857.5933 | 11314.4974 | 10825.1597 | 11102.3626 | 10593.8574 | 10108.6426 | 9671.4566 | 9202.6836 | 8781.1866
VIC1 | VPP | 0 | 0 | 0 | 0 | 0 | 0 | 0 | 0 | 0 | 0 | 0 | 0 | 0 | 0 | 0 | 0 | 0 | 0 | 0 | 0 | 0 | 0 | 0 | 0 | 0 | 0 | 0 | 0 | 0
Total excluding storage |  | 0.0063566 | 0.0061876 | 0.0063314 | -275162.7459 | -271437.5852 | -285667.3047 | -414502.1991 | -385126.527 | -333966.0317 | -283168.1506 | -230281.3171 | -166583.9873 | -147426.552 | -132735.0239 | -126994.402 | -120839.0144 | -84245.4213 | -80386.8657 | -76910.147 | -70242.2333 | -57743.963 | -53454.681 | -48912.3507 | -44180.0296 | -36779.7775 | -23718.7802 | 12323.5606 | 95846.5486 | 100065.9113
Region | Technology | 2021-22 | 2022-23 | 2023-24 | 2024-25 | 2025-26 | 2026-27 | 2027-28 | 2028-29 | 2029-30 | 2030-31 | 2031-32 | 2032-33 | 2033-34 | 2034-35 | 2035-36 | 2036-37 | 2037-38 | 2038-39 | 2039-40 | 2040-41 | 2041-42 | 2042-43 | 2043-44 | 2044-45 | 2045-46 | 2046-47 | 2047-48 | 2048-49 | 2049-50
SA1 | Black Coal | 0 | 0 | 0 | 0 | 0 | 0 | 0 | 0 | 0 | 0 | 0 | 0 | 0 | 0 | 0 | 0 | 0 | 0 | 0 | 0 | 0 | 0 | 0 | 0 | 0 | 0 | 0 | 0 | 0
SA1 | Brown Coal | 0 | 0 | 0 | 0 | 0 | 0 | 0 | 0 | 0 | 0 | 0 | 0 | 0 | 0 | 0 | 0 | 0 | 0 | 0 | 0 | 0 | 0 | 0 | 0 | 0 | 0 | 0 | 0 | 0
SA1 | CCGT | 5.5624e-05 | 5.3076e-05 | 6.3594e-05 | 7.0065e-05 | 6.6856e-05 | 6.3794e-05 | 6.1035e-05 | 5.8077e-05 | 5.5417e-05 | 5.5982e-05 | 5.5449e-05 | 7.9903e-05 | 7.6243e-05 | 7.2751e-05 | 7.1951e-05 | 6.8464e-05 | 0.00010292 | 9.8206e-05 | 9.3958e-05 | 8.9404e-05 | 0.00010789 | 0.00010294 | 0.00010079 | 9.5908e-05 | 9.1515e-05 | 8.7324e-05 | 8.3547e-05 | 7.9498e-05 | 7.5857e-05
SA1 | Gas - Steam | 0 | 0 | 0 | 0 | 0 | 0 | 0 | 0 | 0 | 0 | 0 | 0 | 0 | 0 | 0 | 0 | 0 | 0 | 0 | 0 | 0 | 0 | 0 | 0 | 0 | 0 | 0 | 0 | 0
SA1 | OCGT / Diesel | 0.00020992 | 0.0002076 | 0.00020095 | 0.00019121 | 0.00018245 | 0.0001741 | 0.00016657 | 0.00016151 | 0.00015927 | 0.00016118 | 0.00016302 | 0.0002939 | 0.00028044 | 0.0002676 | 0.00067507 | 0.00064235 | 1610.2888 | 1536.5351 | 1470.0819 | 1398.8274 | 1498.2924 | 1429.6683 | 2262.471 | 2152.8096 | 2054.2077 | 1960.1218 | 1875.349 | 1784.4513 | 1702.7208
SA1 | Hydro | 0 | 0 | 0 | 0 | 0 | 0 | 0 | 0 | 0 | 0 | 0 | 0 | 0 | 0 | 0 | 0 | 0 | 0 | 0 | 0 | 0 | 0 | 0 | 0 | 0 | 0 | 0 | 0 | 0
SA1 | Wind | 4584.6068 | 4374.6248 | 6237.4054 | 21069.3862 | 20104.3762 | 19183.5661 | 19115.2385 | 29301.0947 | 27959.0598 | 27180.9874 | 26005.4445 | 36937.9335 | 35246.1198 | 33631.7938 | 33551.0386 | 31924.8286 | 30462.6244 | 31138.5182 | 30932.4776 | 29433.1885 | 33180.5051 | 31660.7892 | 36672.1906 | 34894.7064 | 33619.5615 | 42960.8395 | 41102.8377 | 39110.5938 | 38063.0668
SA1 | Solar PV | 0.00053248 | 0.0009126 | 0.0010385 | 0.0025043 | 0.0040269 | 0.0038497 | 0.0063441 | 0.0060563 | 0.0057856 | 0.010957 | 1096.414 | 1043.2715 | 995.4889 | 949.894 | 908.8123 | 864.7637 | 5021.291 | 4791.3082 | 6857.3942 | 7123.7077 | 6797.4312 | 6486.0987 | 8923.0863 | 8490.5866 | 8101.7048 | 7730.6343 | 7396.2942 | 7037.7977 | 7145.6282
SA1 | Grid Battery | 0.00021693 | 0.00033465 | 0.00032018 | 0.00040242 | 0.00061397 | 0.00064738 | 0.00080018 | 0.00096719 | 0.001172 | 0.001252 | 0.0012703 | 618.1597 | 589.8471 | 562.8312 | 3367.6124 | 3204.3851 | 3162.1171 | 3017.2873 | 2886.7935 | 2746.8713 | 4227.1488 | 4033.5389 | 3859.0935 | 3672.0443 | 3503.859 | 3343.3769 | 3198.7801 | 3043.7361 | 2904.3283
SA1 | Pumped Hydro | 0 | 0 | 0.00029767 | 0.00029872 | 0.00028637 | 0.00031612 | 0.00030478 | 0.00029501 | 0.00029221 | 0.00030885 | 0.0003062 | 0.00057898 | 0.00055334 | 0.00052799 | 0.00059282 | 0.00056572 | 0.0007059 | 0.00067357 | 0.00064522 | 0.0006151 | 0.00077363 | 0.00073935 | 0.00070737 | 0.00093339 | 0.00089064 | 0.00084985 | 0.00081309 | 0.00077368 | 0.00073919
SA1 | VPP | 0 | 0 | 0 | 0 | 0 | 0 | 0 | 0 | 0 | 0 | 0 | 0 | 0 | 0 | 0 | 0 | 0 | 0 | 0 | 0 | 0 | 0 | 0 | 0 | 0 | 0 | 0 | 0 | 0
Total excluding storage |  | 4584.6076 | 4374.626 | 6237.4067 | 21069.389 | 20104.3805 | 19183.5702 | 19115.2451 | 29301.101 | 27959.0658 | 27180.9986 | 27101.8587 | 37981.2053 | 36241.609 | 34581.6882 | 34459.8517 | 32789.593 | 37094.2043 | 37466.3616 | 39259.9538 | 37955.7237 | 41476.2287 | 39576.5563 | 47857.7479 | 45538.1027 | 43775.474 | 52651.5958 | 50374.481 | 47932.843 | 46911.4159
Region | Technology | 2021-22 | 2022-23 | 2023-24 | 2024-25 | 2025-26 | 2026-27 | 2027-28 | 2028-29 | 2029-30 | 2030-31 | 2031-32 | 2032-33 | 2033-34 | 2034-35 | 2035-36 | 2036-37 | 2037-38 | 2038-39 | 2039-40 | 2040-41 | 2041-42 | 2042-43 | 2043-44 | 2044-45 | 2045-46 | 2046-47 | 2047-48 | 2048-49 | 2049-50
TAS1 | Black Coal | 0 | 0 | 0 | 0 | 0 | 0 | 0 | 0 | 0 | 0 | 0 | 0 | 0 | 0 | 0 | 0 | 0 | 0 | 0 | 0 | 0 | 0 | 0 | 0 | 0 | 0 | 0 | 0 | 0
TAS1 | Brown Coal | 0 | 0 | 0 | 0 | 0 | 0 | 0 | 0 | 0 | 0 | 0 | 0 | 0 | 0 | 0 | 0 | 0 | 0 | 0 | 0 | 0 | 0 | 0 | 0 | 0 | 0 | 0 | 0 | 0
TAS1 | CCGT | 4.7487e-05 | 4.5312e-05 | 4.4705e-05 | 4.2538e-05 | 4.059e-05 | 3.9747e-05 | 4.2945e-05 | 4.3211e-05 | 4.3685e-05 | 4.392e-05 | 4.202e-05 | 4.3203e-05 | 4.1225e-05 | 3.9336e-05 | 3.7635e-05 | 3.5811e-05 | 3.4171e-05 | 3.2606e-05 | 3.3616e-05 | 3.1986e-05 | 3.3443e-05 | 3.1911e-05 | 3.0531e-05 | 2.9051e-05 | 2.772e-05 | 2.8324e-05 | 2.7099e-05 | 3.0187e-05 | 3.1403e-05
TAS1 | Gas - Steam | 0 | 0 | 0 | 0 | 0 | 0 | 0 | 0 | 0 | 0 | 0 | 0 | 0 | 0 | 0 | 0 | 0 | 0 | 0 | 0 | 0 | 0 | 0 | 0 | 0 | 0 | 0 | 0 | 0
TAS1 | OCGT / Diesel | 0.00021169 | 0.00020558 | 0.00019669 | 0.00018716 | 0.00017859 | 0.00017041 | 0.00016304 | 0.00015995 | 0.00015991 | 0.00016077 | 0.00016141 | 0.00020166 | 0.00019242 | 0.00018361 | 0.00017567 | 0.00016783 | 0.00018906 | 0.0001804 | 0.00022214 | 0.00021138 | 0.0002385 | 0.00022758 | 0.00021774 | 0.00020766 | 0.00019815 | 0.00018946 | 0.0001818 | 0.00018922 | 0.00018171
TAS1 | Hydro | 0 | 0 | 0 | 0 | 0 | 0 | 0 | 0 | 0 | 0 | 0 | 0 | 0 | 0 | 0 | 0 | 0 | 0 | 0 | 0 | 0 | 0 | 0 | 0 | 0 | 0 | 0 | 0 | 0
TAS1 | Wind | 9809.3628 | 9360.079 | 15989.2188 | 15214.2255 | 14517.3908 | 13852.4721 | 22501.594 | 25470.8924 | 24304.2866 | 23569.043 | 23621.5553 | 24496.2439 | 23374.2785 | 22303.7009 | 23110.6832 | 23676.2378 | 24218.8609 | 24647.4034 | 25097.5572 | 25329.0151 | 24168.9075 | 23061.9346 | 22064.5352 | 20995.0729 | 20033.4665 | 19115.9031 | 18289.1646 | 17402.6935 | 16605.6236
TAS1 | Solar PV | 6.5985e-05 | 0.00010993 | 0.0001236 | 0.00020078 | 0.00019158 | 0.00020117 | 0.00019557 | 0.0001906 | 0.00019257 | 0.00020966 | 0.000205 | 0.00021176 | 0.00021621 | 0.00020734 | 0.00024736 | 0.00024127 | 0.00030144 | 0.00030159 | 0.00060887 | 0.0020245 | 0.0019317 | 0.0018433 | 0.0017635 | 0.0016781 | 0.0016012 | 0.0015279 | 0.0014618 | 0.0013909 | 0.0013272
TAS1 | Grid Battery | 0.0002099 | 0.00029951 | 0.00028656 | 0.00033039 | 0.0004593 | 0.00044513 | 0.0005844 | 0.00067908 | 0.00079579 | 0.00085105 | 0.00084927 | 0.0012568 | 0.0012019 | 0.001148 | 0.0011013 | 0.0010493 | 0.0010565 | 0.0010108 | 0.0012952 | 0.0012349 | 0.0014803 | 0.0014169 | 0.0013591 | 0.0013539 | 0.0013002 | 0.0013682 | 0.0013178 | 0.0014445 | 0.0019205
TAS1 | Pumped Hydro | 0 | 0 | 0.0008877 | 0.00086008 | 0.00086525 | 0.00093263 | 0.0011825 | 0.0012975 | 0.0013648 | 0.0015487 | 0.0014854 | 0.0037679 | 0.003598 | 0.0034332 | 0.0032861 | 0.0031298 | 0.0029894 | 0.0028543 | 0.0037563 | 0.0035742 | 0.0034177 | 0.0032647 | 0.0031242 | 0.0029735 | 0.0028397 | 0.0027142 | 0.0025984 | 0.0025235 | 94.4847
TAS1 | VPP | 0 | 0 | 0 | 0 | 0 | 0 | 0 | 0 | 0 | 0 | 0 | 0 | 0 | 0 | 0 | 0 | 0 | 0 | 0 | 0 | 0 | 0 | 0 | 0 | 0 | 0 | 0 | 0 | 0
Total excluding storage |  | 9809.3631 | 9360.0794 | 15989.2192 | 15214.226 | 14517.3912 | 13852.4725 | 22501.5944 | 25470.8928 | 24304.287 | 23569.0434 | 23621.5557 | 24496.2443 | 23374.279 | 22303.7013 | 23110.6836 | 23676.2383 | 24218.8615 | 24647.4039 | 25097.5581 | 25329.0173 | 24168.9097 | 23061.9367 | 22064.5372 | 20995.0748 | 20033.4683 | 19115.9049 | 18289.1662 | 17402.6951 | 16605.6251

## Marinus_Fuel Cost
Fuel cost by technology ($000s) - Marinus Link, Step Change Scenario
Fuel | Real June 2020 dollars discounted to 1 July 2020
Explicitly modelled generation
Region | Technology | 2021-22 | 2022-23 | 2023-24 | 2024-25 | 2025-26 | 2026-27 | 2027-28 | 2028-29 | 2029-30 | 2030-31 | 2031-32 | 2032-33 | 2033-34 | 2034-35 | 2035-36 | 2036-37 | 2037-38 | 2038-39 | 2039-40 | 2040-41 | 2041-42 | 2042-43 | 2043-44 | 2044-45 | 2045-46 | 2046-47 | 2047-48 | 2048-49 | 2049-50
NEM | Black Coal | 1491168.6489 | 1305798.8005 | 1224058.5942 | 1014695.5953 | 874827.6394 | 763154.7051 | 682340.9466 | 697442.5571 | 549574.9193 | 516512.3882 | 457302.6655 | 302121.0845 | 298919.7306 | 246795.1968 | 192687.1401 | 181756.0871 | 179466.9831 | 167838.1054 | 150202.7759 | 141263.7456 | 107138.5958 | 66651.7263 | 45458.81 | 34997.235 | 31595.4418 | 30740.1246 | 25494.8531 | 22290.3425 | 21759.0561
NEM | Brown Coal | 210043.4899 | 173258.1901 | 176039.677 | 87928.8314 | 84222.7685 | 67771.0392 | 0.016445 | 0.012685 | 0.011006 | 0.010076 | 0.0084619 | 0.0077222 | 0.0075989 | 0.0066325 | 0.006247 | 0.005779 | 0.0048831 | 0.0049791 | 0.0041207 | 0.0038149 | 0.0042017 | 0.0043191 | 0.0042525 | 0.0038058 | 0.0035034 | 0.0037411 | 0.0012387 | 0 | 0
NEM | CCGT | 173896.8322 | 162753.6152 | 120490.6718 | 187850.0087 | 223548.9876 | 182310.6489 | 163315.9452 | 162052.7135 | 145114.029 | 161116.4118 | 190494.8783 | 235044.5049 | 250356.178 | 228715.005 | 180881.2319 | 155889.5725 | 132426.0409 | 128618.9702 | 108445.3739 | 104235.3061 | 107592.4892 | 112242.7781 | 67271.7859 | 60421.7192 | 29319.1741 | 21243.305 | 20315.8576 | 19300.4534 | 18393.3536
NEM | Gas - Steam | 83574.2083 | 78301.8181 | 72653.7446 | 19627.5068 | 21139.1572 | 20939.3769 | 17625.8182 | 20482.5287 | 11903.5193 | 13110.7255 | 17971.8257 | 49968.4399 | 49935.8875 | 73231.9821 | 19244.5662 | 21161.276 | 33899.475 | 36286.5505 | 3669.8942 | 3906.0608 | 4825.64 | 4716.514 | 4166.4025 | 3915.0245 | 3260.397 | 0 | 0 | 0 | 0
NEM | OCGT / Diesel | 5339.8995 | 1905.8424 | 8754.2038 | 25986.2949 | 19219.481 | 21194.9673 | 16601.5099 | 26117.4248 | 7742.4506 | 17074.2312 | 31228.601 | 90345.3093 | 63185.5646 | 88822.8653 | 72827.3608 | 91373.8081 | 187305.7362 | 172897.6172 | 284641.263 | 338340.3439 | 345288.7382 | 414179.2226 | 557010.3537 | 377253.3104 | 384245.2499 | 536483.2197 | 544386.2172 | 601654.8367 | 595101.1603
NEM | Hydro | 0 | 0 | 0 | 0 | 0 | 0 | 0 | 0 | 0 | 0 | 0 | 0 | 0 | 0 | 0 | 0 | 0 | 0 | 0 | 0 | 0 | 0 | 0 | 0 | 0 | 0 | 0 | 0 | 0
NEM | Wind | 0 | 0 | 0 | 0 | 0 | 0 | 0 | 0 | 0 | 0 | 0 | 0 | 0 | 0 | 0 | 0 | 0 | 0 | 0 | 0 | 0 | 0 | 0 | 0 | 0 | 0 | 0 | 0 | 0
NEM | Solar PV | 0 | 0 | 0 | 0 | 0 | 0 | 0 | 0 | 0 | 0 | 0 | 0 | 0 | 0 | 0 | 0 | 0 | 0 | 0 | 0 | 0 | 0 | 0 | 0 | 0 | 0 | 0 | 0 | 0
NEM | Grid Battery | 0 | 0 | 0 | 0 | 0 | 0 | 0 | 0 | 0 | 0 | 0 | 0 | 0 | 0 | 0 | 0 | 0 | 0 | 0 | 0 | 0 | 0 | 0 | 0 | 0 | 0 | 0 | 0 | 0
NEM | Pumped Hydro | 0 | 0 | 0 | 0 | 0 | 0 | 0 | 0 | 0 | 0 | 0 | 0 | 0 | 0 | 0 | 0 | 0 | 0 | 0 | 0 | 0 | 0 | 0 | 0 | 0 | 0 | 0 | 0 | 0
NEM | VPP | 0 | 0 | 0 | 0 | 0 | 0 | 0 | 0 | 0 | 0 | 0 | 0 | 0 | 0 | 0 | 0 | 0 | 0 | 0 | 0 | 0 | 0 | 0 | 0 | 0 | 0 | 0 | 0 | 0
Total excluding storage |  | 1964023.0789 | 1722018.2662 | 1601996.8914 | 1336088.237 | 1222958.0336 | 1055370.7374 | 879884.2363 | 906095.2368 | 714334.9292 | 707813.7668 | 696997.979 | 677479.3463 | 662397.3682 | 637565.0559 | 465640.3052 | 450180.7495 | 533098.2401 | 505641.2483 | 546959.3112 | 587745.4602 | 564845.4674 | 597790.2453 | 673907.3564 | 476587.2929 | 448420.2663 | 588466.6531 | 590196.9291 | 643245.6326 | 635253.57
Region | Technology | 2021-22 | 2022-23 | 2023-24 | 2024-25 | 2025-26 | 2026-27 | 2027-28 | 2028-29 | 2029-30 | 2030-31 | 2031-32 | 2032-33 | 2033-34 | 2034-35 | 2035-36 | 2036-37 | 2037-38 | 2038-39 | 2039-40 | 2040-41 | 2041-42 | 2042-43 | 2043-44 | 2044-45 | 2045-46 | 2046-47 | 2047-48 | 2048-49 | 2049-50
NSW1 | Black Coal | 858757.319 | 732217.017 | 662386.6 | 647541.6664 | 544688.6076 | 450431.3661 | 417306.2018 | 430903.864 | 306911.5695 | 292545.4008 | 254010.9578 | 99677.2274 | 122317.2571 | 98590.857 | 54827.1837 | 66296.2035 | 69172.3638 | 64011.579 | 56827.1836 | 48086.4745 | 26003.8934 | 0 | 0 | 0 | 0 | 0 | 0 | 0 | 0
NSW1 | Brown Coal | 0 | 0 | 0 | 0 | 0 | 0 | 0 | 0 | 0 | 0 | 0 | 0 | 0 | 0 | 0 | 0 | 0 | 0 | 0 | 0 | 0 | 0 | 0 | 0 | 0 | 0 | 0 | 0 | 0
NSW1 | CCGT | 2263.6676 | 2118.5178 | 6123.2456 | 15328.5961 | 21187.7758 | 11831.2475 | 11572.4804 | 19532.2537 | 16513.4025 | 22207.2951 | 27287.9636 | 51109.1191 | 50291.4031 | 54964.3989 | 42232.038 | 34885.1735 | 45218.746 | 48683.3634 | 43503.1521 | 37242.283 | 37584.9218 | 40672.5497 | 2211.5903 | 0.005877 | 0.0057342 | 0.0057649 | 0.0053994 | 0.0050639 | 0.0047334
NSW1 | Gas - Steam | 0 | 0 | 0 | 0 | 0 | 0 | 0 | 0 | 0 | 0 | 0 | 0 | 0 | 0 | 0 | 0 | 0 | 0 | 0 | 0 | 0 | 0 | 0 | 0 | 0 | 0 | 0 | 0 | 0
NSW1 | OCGT / Diesel | 0.0037756 | 0.0037039 | 1310.6753 | 5921.6777 | 984.281 | 2233.704 | 1262.1506 | 3052.6013 | 48.4806 | 674.9966 | 168.0386 | 22025.7211 | 8733.6062 | 25588.1759 | 19310.0688 | 25749.6954 | 67390.2876 | 79240.9791 | 111417.5948 | 147983.6371 | 82986.1279 | 116659.0859 | 207867.5096 | 116672.2329 | 107067.6207 | 149920.8112 | 189781.8967 | 189810.87 | 162530.7039
NSW1 | Hydro | 0 | 0 | 0 | 0 | 0 | 0 | 0 | 0 | 0 | 0 | 0 | 0 | 0 | 0 | 0 | 0 | 0 | 0 | 0 | 0 | 0 | 0 | 0 | 0 | 0 | 0 | 0 | 0 | 0
NSW1 | Wind | 0 | 0 | 0 | 0 | 0 | 0 | 0 | 0 | 0 | 0 | 0 | 0 | 0 | 0 | 0 | 0 | 0 | 0 | 0 | 0 | 0 | 0 | 0 | 0 | 0 | 0 | 0 | 0 | 0
NSW1 | Solar PV | 0 | 0 | 0 | 0 | 0 | 0 | 0 | 0 | 0 | 0 | 0 | 0 | 0 | 0 | 0 | 0 | 0 | 0 | 0 | 0 | 0 | 0 | 0 | 0 | 0 | 0 | 0 | 0 | 0
NSW1 | Grid Battery | 0 | 0 | 0 | 0 | 0 | 0 | 0 | 0 | 0 | 0 | 0 | 0 | 0 | 0 | 0 | 0 | 0 | 0 | 0 | 0 | 0 | 0 | 0 | 0 | 0 | 0 | 0 | 0 | 0
NSW1 | Pumped Hydro | 0 | 0 | 0 | 0 | 0 | 0 | 0 | 0 | 0 | 0 | 0 | 0 | 0 | 0 | 0 | 0 | 0 | 0 | 0 | 0 | 0 | 0 | 0 | 0 | 0 | 0 | 0 | 0 | 0
NSW1 | VPP | 0 | 0 | 0 | 0 | 0 | 0 | 0 | 0 | 0 | 0 | 0 | 0 | 0 | 0 | 0 | 0 | 0 | 0 | 0 | 0 | 0 | 0 | 0 | 0 | 0 | 0 | 0 | 0 | 0
Total excluding storage |  | 861020.9904 | 734335.5385 | 669820.521 | 668791.9401 | 566860.6644 | 464496.3176 | 430140.8328 | 453488.7189 | 323473.4525 | 315427.6925 | 281466.96 | 172812.0676 | 181342.2664 | 179143.4318 | 116369.2904 | 126931.0724 | 181781.3975 | 191935.9215 | 211747.9305 | 233312.3946 | 146574.9431 | 157331.6356 | 210079.1 | 116672.2388 | 107067.6265 | 149920.8169 | 189781.9021 | 189810.875 | 162530.7086
Region | Technology | 2021-22 | 2022-23 | 2023-24 | 2024-25 | 2025-26 | 2026-27 | 2027-28 | 2028-29 | 2029-30 | 2030-31 | 2031-32 | 2032-33 | 2033-34 | 2034-35 | 2035-36 | 2036-37 | 2037-38 | 2038-39 | 2039-40 | 2040-41 | 2041-42 | 2042-43 | 2043-44 | 2044-45 | 2045-46 | 2046-47 | 2047-48 | 2048-49 | 2049-50
QLD1 | Black Coal | 632411.3299 | 573581.7835 | 561671.9942 | 367153.9289 | 330139.0317 | 312723.339 | 265034.7448 | 266538.6931 | 242663.3498 | 223966.9874 | 203291.7077 | 202443.857 | 176602.4735 | 148204.3398 | 137859.9564 | 115459.8836 | 110294.6193 | 103826.5264 | 93375.5923 | 93177.2711 | 81134.7024 | 66651.7263 | 45458.81 | 34997.235 | 31595.4418 | 30740.1246 | 25494.8531 | 22290.3425 | 21759.0561
QLD1 | Brown Coal | 0 | 0 | 0 | 0 | 0 | 0 | 0 | 0 | 0 | 0 | 0 | 0 | 0 | 0 | 0 | 0 | 0 | 0 | 0 | 0 | 0 | 0 | 0 | 0 | 0 | 0 | 0 | 0 | 0
QLD1 | CCGT | 82217.3617 | 78238.6908 | 80843.2771 | 124106.0518 | 142065.9592 | 126544.6891 | 125632.3226 | 117255.3677 | 104450.0886 | 113572.4026 | 129255.6505 | 136028.2953 | 148606.0967 | 120754.0604 | 105476.1887 | 84138.5661 | 87207.2835 | 79935.5958 | 64942.2108 | 66993.0127 | 70007.5536 | 71570.2148 | 65060.1796 | 60421.6989 | 29319.1542 | 21243.2851 | 20315.839 | 19300.4348 | 18393.3346
QLD1 | Gas - Steam | 2074.8228 | 1987.9775 | 3748.2582 | 3640.8848 | 3555.823 | 3377.5668 | 5757.17 | 5213.3985 | 4999.027 | 3892.3595 | 3662.6172 | 4469.0135 | 6425.0335 | 4921.1955 | 3994.5352 | 4582.742 | 4852.113 | 4289.9465 | 3669.8942 | 3906.0608 | 4825.64 | 4716.514 | 4166.4025 | 3915.0245 | 3260.397 | 0 | 0 | 0 | 0
QLD1 | OCGT / Diesel | 0.0063001 | 0.0061351 | 0.0061337 | 9099.0336 | 4130.3079 | 4972.6984 | 8583.7756 | 14033.1398 | 6605.5371 | 11246.0211 | 21671.0339 | 34507.8507 | 31656.841 | 22760.0521 | 20201.4678 | 32837.0964 | 48151.7347 | 29101.2913 | 60278.0254 | 66216.4454 | 75693.6613 | 81129.626 | 69731.4734 | 77762.8231 | 81844.3559 | 148799.9268 | 123311.9998 | 116305.1706 | 100868.7227
QLD1 | Hydro | 0 | 0 | 0 | 0 | 0 | 0 | 0 | 0 | 0 | 0 | 0 | 0 | 0 | 0 | 0 | 0 | 0 | 0 | 0 | 0 | 0 | 0 | 0 | 0 | 0 | 0 | 0 | 0 | 0
QLD1 | Wind | 0 | 0 | 0 | 0 | 0 | 0 | 0 | 0 | 0 | 0 | 0 | 0 | 0 | 0 | 0 | 0 | 0 | 0 | 0 | 0 | 0 | 0 | 0 | 0 | 0 | 0 | 0 | 0 | 0
QLD1 | Solar PV | 0 | 0 | 0 | 0 | 0 | 0 | 0 | 0 | 0 | 0 | 0 | 0 | 0 | 0 | 0 | 0 | 0 | 0 | 0 | 0 | 0 | 0 | 0 | 0 | 0 | 0 | 0 | 0 | 0
QLD1 | Grid Battery | 0 | 0 | 0 | 0 | 0 | 0 | 0 | 0 | 0 | 0 | 0 | 0 | 0 | 0 | 0 | 0 | 0 | 0 | 0 | 0 | 0 | 0 | 0 | 0 | 0 | 0 | 0 | 0 | 0
QLD1 | Pumped Hydro | 0 | 0 | 0 | 0 | 0 | 0 | 0 | 0 | 0 | 0 | 0 | 0 | 0 | 0 | 0 | 0 | 0 | 0 | 0 | 0 | 0 | 0 | 0 | 0 | 0 | 0 | 0 | 0 | 0
QLD1 | VPP | 0 | 0 | 0 | 0 | 0 | 0 | 0 | 0 | 0 | 0 | 0 | 0 | 0 | 0 | 0 | 0 | 0 | 0 | 0 | 0 | 0 | 0 | 0 | 0 | 0 | 0 | 0 | 0 | 0
Total excluding storage |  | 716703.5207 | 653808.458 | 646263.5356 | 503999.8991 | 479891.1219 | 447618.2933 | 405008.013 | 403040.5991 | 358718.0024 | 352677.7706 | 357881.0093 | 377449.0165 | 363290.4447 | 296639.6478 | 267532.1481 | 237018.2881 | 250505.7504 | 217153.36 | 222265.7228 | 230292.79 | 231661.5572 | 224068.0811 | 184416.8655 | 177096.7814 | 146019.3489 | 200783.3366 | 169122.6919 | 157895.9479 | 141021.1135
Region | Technology | 2021-22 | 2022-23 | 2023-24 | 2024-25 | 2025-26 | 2026-27 | 2027-28 | 2028-29 | 2029-30 | 2030-31 | 2031-32 | 2032-33 | 2033-34 | 2034-35 | 2035-36 | 2036-37 | 2037-38 | 2038-39 | 2039-40 | 2040-41 | 2041-42 | 2042-43 | 2043-44 | 2044-45 | 2045-46 | 2046-47 | 2047-48 | 2048-49 | 2049-50
VIC1 | Black Coal | 0 | 0 | 0 | 0 | 0 | 0 | 0 | 0 | 0 | 0 | 0 | 0 | 0 | 0 | 0 | 0 | 0 | 0 | 0 | 0 | 0 | 0 | 0 | 0 | 0 | 0 | 0 | 0 | 0
VIC1 | Brown Coal | 210043.4899 | 173258.1901 | 176039.677 | 87928.8314 | 84222.7685 | 67771.0392 | 0.016445 | 0.012685 | 0.011006 | 0.010076 | 0.0084619 | 0.0077222 | 0.0075989 | 0.0066325 | 0.006247 | 0.005779 | 0.0048831 | 0.0049791 | 0.0041207 | 0.0038149 | 0.0042017 | 0.0043191 | 0.0042525 | 0.0038058 | 0.0035034 | 0.0037411 | 0.0012387 | 0 | 0
VIC1 | CCGT | 0.002279 | 0.0022011 | 0.0022725 | 0.0037179 | 0.003637 | 0.0034664 | 0.0032753 | 0.0033505 | 0.0032784 | 0.0033167 | 0.003575 | 0.0046413 | 0.0045109 | 0.0042907 | 0.0039902 | 0.0038894 | 0.0049429 | 0.0048075 | 0.0049089 | 0.004641 | 0.0072227 | 0.0071488 | 0.0096389 | 0.0087055 | 0.0085164 | 0.0085731 | 0.0080098 | 0.0083443 | 0.0091838
VIC1 | Gas - Steam | 1071.4895 | 511.0736 | 926.1994 | 5361.725 | 4879.3305 | 4609.57 | 4659.7955 | 7051.739 | 872.0467 | 3521.5042 | 6362.9185 | 21679.824 | 18452.45 | 26061.29 | 15250.031 | 16578.534 | 29047.362 | 31996.604 | 0 | 0 | 0 | 0 | 0 | 0 | 0 | 0 | 0 | 0 | 0
VIC1 | OCGT / Diesel | 1175.9909 | 30.7705 | 1041.3974 | 3784.1885 | 2299.7424 | 5319.0976 | 2778.3087 | 4619.7034 | 775.3936 | 1829.7219 | 2739.6548 | 18219.7235 | 8301.8246 | 20493.1858 | 19646.0823 | 19311.7469 | 30557.7996 | 24894.8522 | 62518.4935 | 73198.2308 | 138840.7935 | 162552.9833 | 205624.1153 | 147145.3896 | 159547.4448 | 203884.0787 | 201459.8588 | 257912.7719 | 299784.7462
VIC1 | Hydro | 0 | 0 | 0 | 0 | 0 | 0 | 0 | 0 | 0 | 0 | 0 | 0 | 0 | 0 | 0 | 0 | 0 | 0 | 0 | 0 | 0 | 0 | 0 | 0 | 0 | 0 | 0 | 0 | 0
VIC1 | Wind | 0 | 0 | 0 | 0 | 0 | 0 | 0 | 0 | 0 | 0 | 0 | 0 | 0 | 0 | 0 | 0 | 0 | 0 | 0 | 0 | 0 | 0 | 0 | 0 | 0 | 0 | 0 | 0 | 0
VIC1 | Solar PV | 0 | 0 | 0 | 0 | 0 | 0 | 0 | 0 | 0 | 0 | 0 | 0 | 0 | 0 | 0 | 0 | 0 | 0 | 0 | 0 | 0 | 0 | 0 | 0 | 0 | 0 | 0 | 0 | 0
VIC1 | Grid Battery | 0 | 0 | 0 | 0 | 0 | 0 | 0 | 0 | 0 | 0 | 0 | 0 | 0 | 0 | 0 | 0 | 0 | 0 | 0 | 0 | 0 | 0 | 0 | 0 | 0 | 0 | 0 | 0 | 0
VIC1 | Pumped Hydro | 0 | 0 | 0 | 0 | 0 | 0 | 0 | 0 | 0 | 0 | 0 | 0 | 0 | 0 | 0 | 0 | 0 | 0 | 0 | 0 | 0 | 0 | 0 | 0 | 0 | 0 | 0 | 0 | 0
VIC1 | VPP | 0 | 0 | 0 | 0 | 0 | 0 | 0 | 0 | 0 | 0 | 0 | 0 | 0 | 0 | 0 | 0 | 0 | 0 | 0 | 0 | 0 | 0 | 0 | 0 | 0 | 0 | 0 | 0 | 0
Total excluding storage |  | 212290.9726 | 173800.0363 | 178007.276 | 97074.7487 | 91401.845 | 77699.7103 | 7438.1239 | 11671.4585 | 1647.4547 | 5351.2395 | 9102.5853 | 39899.5599 | 26754.2867 | 46554.4867 | 34896.1236 | 35890.2906 | 59605.1714 | 56891.466 | 62518.5025 | 73198.2393 | 138840.805 | 162552.9948 | 205624.1292 | 147145.4021 | 159547.4568 | 203884.091 | 201459.868 | 257912.7802 | 299784.7554
Region | Technology | 2021-22 | 2022-23 | 2023-24 | 2024-25 | 2025-26 | 2026-27 | 2027-28 | 2028-29 | 2029-30 | 2030-31 | 2031-32 | 2032-33 | 2033-34 | 2034-35 | 2035-36 | 2036-37 | 2037-38 | 2038-39 | 2039-40 | 2040-41 | 2041-42 | 2042-43 | 2043-44 | 2044-45 | 2045-46 | 2046-47 | 2047-48 | 2048-49 | 2049-50
SA1 | Black Coal | 0 | 0 | 0 | 0 | 0 | 0 | 0 | 0 | 0 | 0 | 0 | 0 | 0 | 0 | 0 | 0 | 0 | 0 | 0 | 0 | 0 | 0 | 0 | 0 | 0 | 0 | 0 | 0 | 0
SA1 | Brown Coal | 0 | 0 | 0 | 0 | 0 | 0 | 0 | 0 | 0 | 0 | 0 | 0 | 0 | 0 | 0 | 0 | 0 | 0 | 0 | 0 | 0 | 0 | 0 | 0 | 0 | 0 | 0 | 0 | 0
SA1 | CCGT | 89415.7984 | 82396.4022 | 33524.1447 | 48415.355 | 60295.247 | 43934.7069 | 26111.1368 | 25265.0867 | 24150.5325 | 25336.7086 | 33951.2586 | 47907.0837 | 51458.6715 | 52996.5394 | 33172.9992 | 36865.8271 | 0.0046756 | 0.0045088 | 0.0042958 | 0.0040377 | 0.0048642 | 0.0047644 | 0.0046869 | 0.0042427 | 0.004147 | 0.004065 | 0.0037993 | 0.0036124 | 0.0033939
SA1 | Gas - Steam | 80427.896 | 75802.767 | 67979.287 | 10624.897 | 12704.0037 | 12952.2401 | 7208.8527 | 8217.3912 | 6032.4456 | 5696.8618 | 7946.29 | 23819.6024 | 25058.404 | 42249.4966 | 0 | 0 | 0 | 0 | 0 | 0 | 0 | 0 | 0 | 0 | 0 | 0 | 0 | 0 | 0
SA1 | OCGT / Diesel | 4163.8961 | 1875.0598 | 6402.1226 | 7181.3927 | 11805.1473 | 8669.4649 | 3977.2726 | 4411.9778 | 313.0367 | 3270.464 | 6649.8712 | 15332.2604 | 14493.2901 | 19821.2426 | 13235.6198 | 13238.9827 | 40989.7171 | 39660.4925 | 49903.6234 | 50759.7909 | 47614.202 | 53837.5253 | 73706.4262 | 35520.5522 | 35704.7933 | 33776.8704 | 29728.4382 | 37143.7192 | 31798.3216
SA1 | Hydro | 0 | 0 | 0 | 0 | 0 | 0 | 0 | 0 | 0 | 0 | 0 | 0 | 0 | 0 | 0 | 0 | 0 | 0 | 0 | 0 | 0 | 0 | 0 | 0 | 0 | 0 | 0 | 0 | 0
SA1 | Wind | 0 | 0 | 0 | 0 | 0 | 0 | 0 | 0 | 0 | 0 | 0 | 0 | 0 | 0 | 0 | 0 | 0 | 0 | 0 | 0 | 0 | 0 | 0 | 0 | 0 | 0 | 0 | 0 | 0
SA1 | Solar PV | 0 | 0 | 0 | 0 | 0 | 0 | 0 | 0 | 0 | 0 | 0 | 0 | 0 | 0 | 0 | 0 | 0 | 0 | 0 | 0 | 0 | 0 | 0 | 0 | 0 | 0 | 0 | 0 | 0
SA1 | Grid Battery | 0 | 0 | 0 | 0 | 0 | 0 | 0 | 0 | 0 | 0 | 0 | 0 | 0 | 0 | 0 | 0 | 0 | 0 | 0 | 0 | 0 | 0 | 0 | 0 | 0 | 0 | 0 | 0 | 0
SA1 | Pumped Hydro | 0 | 0 | 0 | 0 | 0 | 0 | 0 | 0 | 0 | 0 | 0 | 0 | 0 | 0 | 0 | 0 | 0 | 0 | 0 | 0 | 0 | 0 | 0 | 0 | 0 | 0 | 0 | 0 | 0
SA1 | VPP | 0 | 0 | 0 | 0 | 0 | 0 | 0 | 0 | 0 | 0 | 0 | 0 | 0 | 0 | 0 | 0 | 0 | 0 | 0 | 0 | 0 | 0 | 0 | 0 | 0 | 0 | 0 | 0 | 0
Total excluding storage |  | 174007.5905 | 160074.229 | 107905.5543 | 66221.6447 | 84804.398 | 65556.4119 | 37297.2621 | 37894.4556 | 30496.0149 | 34304.0344 | 48547.4198 | 87058.9465 | 91010.3656 | 115067.2786 | 46408.6191 | 50104.8098 | 40989.7217 | 39660.497 | 49903.6277 | 50759.7949 | 47614.2069 | 53837.5301 | 73706.4309 | 35520.5564 | 35704.7974 | 33776.8745 | 29728.442 | 37143.7229 | 31798.325
Region | Technology | 2021-22 | 2022-23 | 2023-24 | 2024-25 | 2025-26 | 2026-27 | 2027-28 | 2028-29 | 2029-30 | 2030-31 | 2031-32 | 2032-33 | 2033-34 | 2034-35 | 2035-36 | 2036-37 | 2037-38 | 2038-39 | 2039-40 | 2040-41 | 2041-42 | 2042-43 | 2043-44 | 2044-45 | 2045-46 | 2046-47 | 2047-48 | 2048-49 | 2049-50
TAS1 | Black Coal | 0 | 0 | 0 | 0 | 0 | 0 | 0 | 0 | 0 | 0 | 0 | 0 | 0 | 0 | 0 | 0 | 0 | 0 | 0 | 0 | 0 | 0 | 0 | 0 | 0 | 0 | 0 | 0 | 0
TAS1 | Brown Coal | 0 | 0 | 0 | 0 | 0 | 0 | 0 | 0 | 0 | 0 | 0 | 0 | 0 | 0 | 0 | 0 | 0 | 0 | 0 | 0 | 0 | 0 | 0 | 0 | 0 | 0 | 0 | 0 | 0
TAS1 | CCGT | 0.0021856 | 0.0020787 | 0.0021102 | 0.0020635 | 0.0019788 | 0.0019559 | 0.0021282 | 0.0021552 | 0.0021937 | 0.0022202 | 0.0021354 | 0.0022379 | 0.0021411 | 0.002054 | 0.0019424 | 0.0018647 | 0.0017914 | 0.0016911 | 0.001755 | 0.0016802 | 0.0017572 | 0.0016586 | 0.0016153 | 0.0015089 | 0.0014416 | 0.0014989 | 0.0014111 | 0.001583 | 0.0016434
TAS1 | Gas - Steam | 0 | 0 | 0 | 0 | 0 | 0 | 0 | 0 | 0 | 0 | 0 | 0 | 0 | 0 | 0 | 0 | 0 | 0 | 0 | 0 | 0 | 0 | 0 | 0 | 0 | 0 | 0 | 0 | 0
TAS1 | OCGT / Diesel | 0.0024794 | 0.0022702 | 0.0023608 | 0.002345 | 0.0022933 | 0.0023236 | 0.0024708 | 0.002542 | 0.0025517 | 53.0276 | 0.0025211 | 259.7536 | 0.0026708 | 160.2089 | 434.122 | 236.2867 | 216.1973 | 0.002108 | 523.5258 | 182.2397 | 153.9535 | 0.0019375 | 80.8292 | 152.3127 | 81.0352 | 101.5326 | 104.0237 | 482.305 | 118.6658
TAS1 | Hydro | 0 | 0 | 0 | 0 | 0 | 0 | 0 | 0 | 0 | 0 | 0 | 0 | 0 | 0 | 0 | 0 | 0 | 0 | 0 | 0 | 0 | 0 | 0 | 0 | 0 | 0 | 0 | 0 | 0
TAS1 | Wind | 0 | 0 | 0 | 0 | 0 | 0 | 0 | 0 | 0 | 0 | 0 | 0 | 0 | 0 | 0 | 0 | 0 | 0 | 0 | 0 | 0 | 0 | 0 | 0 | 0 | 0 | 0 | 0 | 0
TAS1 | Solar PV | 0 | 0 | 0 | 0 | 0 | 0 | 0 | 0 | 0 | 0 | 0 | 0 | 0 | 0 | 0 | 0 | 0 | 0 | 0 | 0 | 0 | 0 | 0 | 0 | 0 | 0 | 0 | 0 | 0
TAS1 | Grid Battery | 0 | 0 | 0 | 0 | 0 | 0 | 0 | 0 | 0 | 0 | 0 | 0 | 0 | 0 | 0 | 0 | 0 | 0 | 0 | 0 | 0 | 0 | 0 | 0 | 0 | 0 | 0 | 0 | 0
TAS1 | Pumped Hydro | 0 | 0 | 0 | 0 | 0 | 0 | 0 | 0 | 0 | 0 | 0 | 0 | 0 | 0 | 0 | 0 | 0 | 0 | 0 | 0 | 0 | 0 | 0 | 0 | 0 | 0 | 0 | 0 | 0
TAS1 | VPP | 0 | 0 | 0 | 0 | 0 | 0 | 0 | 0 | 0 | 0 | 0 | 0 | 0 | 0 | 0 | 0 | 0 | 0 | 0 | 0 | 0 | 0 | 0 | 0 | 0 | 0 | 0 | 0 | 0
Total excluding storage |  | 0.004665 | 0.0043489 | 0.0044711 | 0.0044084 | 0.0042721 | 0.0042795 | 0.004599 | 0.0046972 | 0.0047454 | 53.0298 | 0.0046565 | 259.7559 | 0.0048119 | 160.211 | 434.124 | 236.2886 | 216.1991 | 0.0037991 | 523.5275 | 182.2414 | 153.9553 | 0.003596 | 80.8309 | 152.3142 | 81.0367 | 101.5341 | 104.0251 | 482.3065 | 118.6675

## Marinus_Build Cost
New generation build cost (CAPEX) by technology ($000s) - Marinus Link, Step Change Scenario
CAPEX (Install) | Real June 2020 dollars discounted to 1 July 2020. The total capital costs are annualised for modelling purposes.
Explicitly modelled generation
Region | Technology | 2021-22 | 2022-23 | 2023-24 | 2024-25 | 2025-26 | 2026-27 | 2027-28 | 2028-29 | 2029-30 | 2030-31 | 2031-32 | 2032-33 | 2033-34 | 2034-35 | 2035-36 | 2036-37 | 2037-38 | 2038-39 | 2039-40 | 2040-41 | 2041-42 | 2042-43 | 2043-44 | 2044-45 | 2045-46 | 2046-47 | 2047-48 | 2048-49 | 2049-50
NEM | Black Coal | 0 | 0 | 0 | 0 | 0 | 0 | 0 | 0 | 0 | 0 | 0 | 0 | 0 | 0 | 0 | 0 | 0 | 0 | 0 | 0 | 0 | 0 | 0 | 0 | 0 | 0 | 0 | 0 | 0
NEM | Brown Coal | 0 | 0 | 0 | 0 | 0 | 0 | 0 | 0 | 0 | 0 | 0 | 0 | 0 | 0 | 0 | 0 | 0 | 0 | 0 | 0 | 0 | 0 | 0 | 0 | 0 | 0 | 0 | 0 | 0
NEM | CCGT | 0.003525 | 0.003412 | 0.0035779 | 0.0044136 | 0.0042114 | 0.0040309 | 0.0039845 | 0.0039704 | 0.00386 | 0.0038764 | 0.0040662 | 0.0054601 | 0.00521 | 0.0049714 | 0.0047853 | 0.0045533 | 0.0059146 | 0.0056437 | 0.0057984 | 0.0055174 | 0.0066217 | 0.0064609 | 0.0071113 | 0.0067666 | 0.0064567 | 0.0051013 | 0.0048656 | 0.0047673 | 0.0045782
NEM | Gas - Steam | 0 | 0 | 0 | 0 | 0 | 0 | 0 | 0 | 0 | 0 | 0 | 0 | 0 | 0 | 0 | 0 | 0 | 0 | 0 | 0 | 0 | 0 | 0 | 0 | 0 | 0 | 0 | 0 | 0
NEM | OCGT / Diesel | 0.0086891 | 0.0086086 | 0.0084592 | 0.0080646 | 0.0076952 | 0.0073428 | 0.0070252 | 0.0068691 | 0.006728 | 0.0067986 | 0.0070969 | 0.011642 | 0.011109 | 0.0106 | 0.017095 | 0.016276 | 44674.8474 | 42628.6712 | 69596.0241 | 66222.7229 | 103640.2964 | 101131.8256 | 135156.3626 | 160519.2472 | 153167.2205 | 195680.7793 | 187217.8334 | 192392.419 | 201970.2745
NEM | Hydro | 0 | 0 | 0 | 0 | 0 | 0 | 0 | 0 | 0 | 0 | 0 | 0 | 0 | 0 | 0 | 0 | 0 | 0 | 0 | 0 | 0 | 0 | 0 | 0 | 0 | 0 | 0 | 0 | 0
NEM | Wind | 689437.5301 | 683842.0534 | 857867.9384 | 1335313.7757 | 1279088.9758 | 1293434.5928 | 1507854.0461 | 1645397.3341 | 1723694.9311 | 1648946.8232 | 1636849.5654 | 1873022.6479 | 1923197.2496 | 1872530.2195 | 1820477.2132 | 1754675.8404 | 1872269.2185 | 1864705.236 | 1796198.477 | 1729146.9343 | 1768487.5539 | 1772797.6559 | 1724921.6158 | 1661324.4036 | 1662298.9391 | 1504876.0903 | 1464296.5446 | 1352788.5306 | 1202075.5049
NEM | Solar PV | 0.0088631 | 0.014139 | 0.015178 | 0.035471 | 28555.7612 | 27247.8702 | 33698.5899 | 41695.8965 | 177075.1483 | 181994.7735 | 185582.1526 | 277668.3266 | 289409.9872 | 276154.5681 | 264211.233 | 251676.1286 | 351554.0848 | 349882.7821 | 363252.6021 | 394393.1071 | 428678.5467 | 515070.0929 | 517623.0308 | 492533.9771 | 470846.3786 | 533048.6437 | 509994.9635 | 485275.6398 | 487892.3492
NEM | Grid Battery | 0.0093772 | 0.01306 | 0.012495 | 0.015618 | 0.019883 | 0.019865 | 0.024746 | 0.036581 | 0.067142 | 0.066612 | 0.06511 | 18822.6924 | 26387.6675 | 25179.072 | 35508.5864 | 33787.4945 | 46291.9543 | 44171.7121 | 63895.3449 | 60798.3542 | 79989.438 | 81820.0557 | 78281.442 | 97409.3588 | 92947.8596 | 115762.3209 | 110755.7451 | 120936.4007 | 115397.3418
NEM | Pumped Hydro | 0 | 0 | 0.029015 | 0.035573 | 0.034485 | 0.037838 | 0.041276 | 0.05024 | 241735.974 | 230664.1029 | 220688.1757 | 330494.6075 | 345054.961 | 329250.9169 | 327794.7532 | 311906.6269 | 390507.1337 | 372621.3107 | 356505.9311 | 339226.1814 | 408336.9135 | 484400.5163 | 463450.8077 | 450028.6634 | 429416.6634 | 409748.7255 | 392027.6122 | 386344.7222 | 369448.386
NEM | VPP | 0 | 0 | 0 | 0 | 0 | 0 | 0 | 0 | 0 | 0 | 0 | 0 | 0 | 0 | 0 | 0 | 0 | 0 | 0 | 0 | 0 | 0 | 0 | 0 | 0 | 0 | 0 | 0 | 0
Total excluding storage |  | 689437.5511 | 683842.0795 | 857867.9656 | 1335313.8237 | 1307644.7489 | 1320682.4744 | 1541552.647 | 1687093.2414 | 1900770.09 | 1830941.6074 | 1822431.7292 | 2150690.9916 | 2212607.2531 | 2148684.8032 | 2084688.4681 | 2006351.9899 | 2268498.1566 | 2257216.6949 | 2229047.1091 | 2189762.7698 | 2300806.4036 | 2388999.5808 | 2377701.0163 | 2314377.6346 | 2286312.5446 | 2233605.5184 | 2161509.3463 | 2030456.5942 | 1891938.1333
Region | Technology | 2021-22 | 2022-23 | 2023-24 | 2024-25 | 2025-26 | 2026-27 | 2027-28 | 2028-29 | 2029-30 | 2030-31 | 2031-32 | 2032-33 | 2033-34 | 2034-35 | 2035-36 | 2036-37 | 2037-38 | 2038-39 | 2039-40 | 2040-41 | 2041-42 | 2042-43 | 2043-44 | 2044-45 | 2045-46 | 2046-47 | 2047-48 | 2048-49 | 2049-50
NSW1 | Black Coal | 0 | 0 | 0 | 0 | 0 | 0 | 0 | 0 | 0 | 0 | 0 | 0 | 0 | 0 | 0 | 0 | 0 | 0 | 0 | 0 | 0 | 0 | 0 | 0 | 0 | 0 | 0 | 0 | 0
NSW1 | Brown Coal | 0 | 0 | 0 | 0 | 0 | 0 | 0 | 0 | 0 | 0 | 0 | 0 | 0 | 0 | 0 | 0 | 0 | 0 | 0 | 0 | 0 | 0 | 0 | 0 | 0 | 0 | 0 | 0 | 0
NSW1 | CCGT | 0.00073791 | 0.00073132 | 0.00075848 | 0.00091857 | 0.0008765 | 0.00083636 | 0.00082979 | 0.0008115 | 0.00077433 | 0.00076199 | 0.00077359 | 0.0013146 | 0.0012544 | 0.0011969 | 0.0011452 | 0.0010897 | 0.001682 | 0.001605 | 0.0015356 | 0.0014611 | 0.0017303 | 0.0016511 | 0.0018199 | 0.0017317 | 0.0016524 | 0.0013483 | 0.0012816 | 0.0012013 | 0.0010854
NSW1 | Gas - Steam | 0 | 0 | 0 | 0 | 0 | 0 | 0 | 0 | 0 | 0 | 0 | 0 | 0 | 0 | 0 | 0 | 0 | 0 | 0 | 0 | 0 | 0 | 0 | 0 | 0 | 0 | 0 | 0 | 0
NSW1 | OCGT / Diesel | 0.0017279 | 0.0017324 | 0.0017506 | 0.0016812 | 0.0016042 | 0.0015307 | 0.0014645 | 0.0013935 | 0.0013403 | 0.0013335 | 0.001351 | 0.0026085 | 0.002489 | 0.002375 | 0.0038274 | 0.0036419 | 33077.3903 | 31562.3953 | 30197.3619 | 28733.7037 | 27417.6565 | 26161.886 | 48381.4484 | 61230.632 | 58426.1755 | 55750.1669 | 53339.0428 | 50753.7152 | 48429.1176
NSW1 | Hydro | 0 | 0 | 0 | 0 | 0 | 0 | 0 | 0 | 0 | 0 | 0 | 0 | 0 | 0 | 0 | 0 | 0 | 0 | 0 | 0 | 0 | 0 | 0 | 0 | 0 | 0 | 0 | 0 | 0
NSW1 | Wind | 161523.9802 | 180107.75 | 329959.3434 | 517292.4675 | 493599.6847 | 514501.4907 | 568040.5489 | 559036.0979 | 687090.6984 | 655620.8953 | 627266.1245 | 780312.4475 | 744572.9459 | 710470.3679 | 679743.4248 | 651416.2361 | 621580.3789 | 654676.0199 | 626362.1114 | 596002.5044 | 629792.2128 | 621594.9275 | 594711.7344 | 565886.2113 | 577743.3943 | 558285.5097 | 558644.8073 | 482917.0449 | 411801.7691
NSW1 | Solar PV | 0.0019987 | 0.0032006 | 0.0033757 | 0.0084076 | 28555.7239 | 27247.8337 | 26069.4005 | 34436.4899 | 170148.2334 | 162355.1845 | 155333.5284 | 174537.6969 | 176426.5655 | 168345.9594 | 161065.2099 | 153529.562 | 205547.7222 | 210563.7337 | 217873.1653 | 238404.2352 | 256494.8276 | 295983.8603 | 297825.6265 | 283390.0959 | 270410.3967 | 286324.1655 | 273941.0077 | 260663.1582 | 248724.3861
NSW1 | Grid Battery | 0.0030235 | 0.0041586 | 0.0039787 | 0.0052688 | 0.0057368 | 0.0057853 | 0.0072505 | 0.0076316 | 0.037147 | 0.0359 | 0.034737 | 0.054483 | 0.052001 | 0.049619 | 0.052292 | 0.049762 | 0.047612 | 0.045445 | 21634.0456 | 20585.449 | 35611.3592 | 33980.3041 | 32510.699 | 53857.1123 | 51390.374 | 49036.6164 | 46915.8442 | 44888.628 | 42832.6487
NSW1 | Pumped Hydro | 0 | 0 | 0.0074965 | 0.0090457 | 0.0086314 | 0.0082891 | 0.0096668 | 0.0093589 | 241735.9326 | 230664.0584 | 220688.1302 | 209991.4436 | 200373.5148 | 191196.1019 | 182927.115 | 174060.6853 | 166088.4402 | 158481.3361 | 151627.2305 | 144277.8981 | 178135.2193 | 169976.3543 | 162625.0923 | 154742.6964 | 147655.2446 | 140892.409 | 134798.9908 | 128265.3188 | 122390.5713
NSW1 | VPP | 0 | 0 | 0 | 0 | 0 | 0 | 0 | 0 | 0 | 0 | 0 | 0 | 0 | 0 | 0 | 0 | 0 | 0 | 0 | 0 | 0 | 0 | 0 | 0 | 0 | 0 | 0 | 0 | 0
Total excluding storage |  | 161523.9846 | 180107.7556 | 329959.3493 | 517292.4786 | 522155.4111 | 541749.3267 | 594109.9518 | 593472.5901 | 857238.9339 | 817976.0819 | 782599.655 | 954850.1483 | 920999.5151 | 878816.3309 | 840808.6397 | 804945.8028 | 860205.4931 | 896802.1505 | 874432.6402 | 863140.4447 | 913704.6987 | 943740.6754 | 940918.8111 | 910506.9409 | 906579.9682 | 900359.8435 | 885924.8591 | 794333.9196 | 708955.2739
Region | Technology | 2021-22 | 2022-23 | 2023-24 | 2024-25 | 2025-26 | 2026-27 | 2027-28 | 2028-29 | 2029-30 | 2030-31 | 2031-32 | 2032-33 | 2033-34 | 2034-35 | 2035-36 | 2036-37 | 2037-38 | 2038-39 | 2039-40 | 2040-41 | 2041-42 | 2042-43 | 2043-44 | 2044-45 | 2045-46 | 2046-47 | 2047-48 | 2048-49 | 2049-50
QLD1 | Black Coal | 0 | 0 | 0 | 0 | 0 | 0 | 0 | 0 | 0 | 0 | 0 | 0 | 0 | 0 | 0 | 0 | 0 | 0 | 0 | 0 | 0 | 0 | 0 | 0 | 0 | 0 | 0 | 0 | 0
QLD1 | Brown Coal | 0 | 0 | 0 | 0 | 0 | 0 | 0 | 0 | 0 | 0 | 0 | 0 | 0 | 0 | 0 | 0 | 0 | 0 | 0 | 0 | 0 | 0 | 0 | 0 | 0 | 0 | 0 | 0 | 0
QLD1 | CCGT | 0.00079207 | 0.00077703 | 0.00079254 | 0.0010377 | 0.00099022 | 0.00094487 | 0.00094264 | 0.00096549 | 0.0009345 | 0.00095786 | 0.0010905 | 0.0013783 | 0.0013152 | 0.001255 | 0.0012007 | 0.0011425 | 0.0012488 | 0.0011916 | 0.0014245 | 0.0013554 | 0.0012933 | 0.0013766 | 0.0013171 | 0.0012533 | 0.0011959 | 0.00090148 | 0.0008559 | 0.00079926 | 0.00067488
QLD1 | Gas - Steam | 0 | 0 | 0 | 0 | 0 | 0 | 0 | 0 | 0 | 0 | 0 | 0 | 0 | 0 | 0 | 0 | 0 | 0 | 0 | 0 | 0 | 0 | 0 | 0 | 0 | 0 | 0 | 0 | 0
QLD1 | OCGT / Diesel | 0.0017535 | 0.0017567 | 0.0017617 | 0.0016763 | 0.0015996 | 0.0015263 | 0.0014603 | 0.0014762 | 0.0014293 | 0.0014653 | 0.0017007 | 0.0023691 | 0.0022605 | 0.002157 | 0.0020637 | 0.0019673 | 0.0024272 | 0.002316 | 28810.9902 | 27414.529 | 26158.9017 | 27199.1971 | 26022.8662 | 24761.5447 | 23627.4281 | 72074.1093 | 68956.9954 | 79863.651 | 76205.7738
QLD1 | Hydro | 0 | 0 | 0 | 0 | 0 | 0 | 0 | 0 | 0 | 0 | 0 | 0 | 0 | 0 | 0 | 0 | 0 | 0 | 0 | 0 | 0 | 0 | 0 | 0 | 0 | 0 | 0 | 0 | 0
QLD1 | Wind | 454208.5517 | 433405.1066 | 414660.8862 | 532922.8133 | 513448.7426 | 489932.0062 | 468743.0702 | 518144.8176 | 494412.9937 | 471768.1236 | 472945.312 | 490830.0169 | 549581.0644 | 524409.4131 | 516170.0015 | 501212.8643 | 522364.5699 | 498439.4749 | 476882.5991 | 453768.2235 | 464521.3755 | 500453.6248 | 478809.6402 | 475611.1199 | 469478.9629 | 336724.6361 | 322161.7221 | 328847.0772 | 325716.4161
QLD1 | Solar PV | 0.002728 | 0.004437 | 0.0046615 | 0.0091445 | 0.008791 | 0.0086638 | 0.0086018 | 0.010043 | 0.0097463 | 0.010387 | 2960.2121 | 17111.0292 | 30903.6471 | 29488.2129 | 28212.8851 | 26845.4139 | 64548.0911 | 61591.6901 | 64240.3584 | 77036.7642 | 87808.0449 | 138575.0919 | 132581.8948 | 126155.6848 | 120377.5618 | 138792.7243 | 132790.1142 | 126353.8119 | 127991.7787
QLD1 | Grid Battery | 0.0016139 | 0.0021477 | 0.0020548 | 0.0026331 | 0.0036835 | 0.0035256 | 0.0053146 | 0.015155 | 0.01449 | 0.013852 | 0.013274 | 16213.2004 | 23897.6942 | 22803.1433 | 21816.9362 | 20759.475 | 33450.8365 | 31918.7371 | 30538.2922 | 29058.1091 | 27727.2027 | 31951.5119 | 30569.6495 | 29087.9462 | 27755.6734 | 53556.0328 | 51239.8015 | 64058.397 | 61124.4251
QLD1 | Pumped Hydro | 0 | 0 | 0.0041321 | 0.0052595 | 0.0051591 | 0.0060105 | 0.0066085 | 0.015531 | 0.014832 | 0.014184 | 0.013582 | 34138.2622 | 62272.1888 | 59420.0275 | 56850.1866 | 54094.6728 | 114247.7066 | 109014.9872 | 104300.2271 | 99244.8223 | 94699.2582 | 185127.9445 | 177121.3955 | 168536.3675 | 160817.1445 | 153451.4747 | 146814.8928 | 153017.3991 | 146008.9685
QLD1 | VPP | 0 | 0 | 0 | 0 | 0 | 0 | 0 | 0 | 0 | 0 | 0 | 0 | 0 | 0 | 0 | 0 | 0 | 0 | 0 | 0 | 0 | 0 | 0 | 0 | 0 | 0 | 0 | 0 | 0
Total excluding storage |  | 454208.557 | 433405.1135 | 414660.8934 | 532922.8252 | 513448.754 | 489932.0173 | 468743.0812 | 518144.8301 | 494413.0058 | 471768.1364 | 475905.5269 | 507941.0498 | 580484.7151 | 553897.6294 | 544382.8898 | 528058.2813 | 586912.6647 | 560031.1685 | 569933.9492 | 558219.5181 | 578488.3235 | 666227.9152 | 637414.4025 | 626528.3506 | 613483.954 | 547591.4707 | 523908.8326 | 535064.5409 | 529913.9693
Region | Technology | 2021-22 | 2022-23 | 2023-24 | 2024-25 | 2025-26 | 2026-27 | 2027-28 | 2028-29 | 2029-30 | 2030-31 | 2031-32 | 2032-33 | 2033-34 | 2034-35 | 2035-36 | 2036-37 | 2037-38 | 2038-39 | 2039-40 | 2040-41 | 2041-42 | 2042-43 | 2043-44 | 2044-45 | 2045-46 | 2046-47 | 2047-48 | 2048-49 | 2049-50
VIC1 | Black Coal | 0 | 0 | 0 | 0 | 0 | 0 | 0 | 0 | 0 | 0 | 0 | 0 | 0 | 0 | 0 | 0 | 0 | 0 | 0 | 0 | 0 | 0 | 0 | 0 | 0 | 0 | 0 | 0 | 0
VIC1 | Brown Coal | 0 | 0 | 0 | 0 | 0 | 0 | 0 | 0 | 0 | 0 | 0 | 0 | 0 | 0 | 0 | 0 | 0 | 0 | 0 | 0 | 0 | 0 | 0 | 0 | 0 | 0 | 0 | 0 | 0
VIC1 | CCGT | 0.00070864 | 0.00067618 | 0.00067454 | 0.0010504 | 0.0010022 | 0.00095634 | 0.00091498 | 0.00093082 | 0.00091673 | 0.00091306 | 0.00098902 | 0.0012381 | 0.0011814 | 0.0011273 | 0.0010785 | 0.0010262 | 0.0012872 | 0.0012282 | 0.0012608 | 0.0011997 | 0.0018565 | 0.0017715 | 0.0023565 | 0.0022423 | 0.0021396 | 0.001826 | 0.001747 | 0.0018368 | 0.0019376
VIC1 | Gas - Steam | 0 | 0 | 0 | 0 | 0 | 0 | 0 | 0 | 0 | 0 | 0 | 0 | 0 | 0 | 0 | 0 | 0 | 0 | 0 | 0 | 0 | 0 | 0 | 0 | 0 | 0 | 0 | 0 | 0
VIC1 | OCGT / Diesel | 0.0017478 | 0.0017286 | 0.0016826 | 0.001601 | 0.0015277 | 0.0014577 | 0.0013947 | 0.0013611 | 0.001341 | 0.0013614 | 0.0013883 | 0.0026662 | 0.0025441 | 0.0024276 | 0.0045641 | 0.0043429 | 0.01703 | 0.01625 | 0.015863 | 0.015103 | 39281.076 | 37481.9428 | 44535.2149 | 59096.2631 | 56389.564 | 53806.8353 | 51479.7578 | 48984.5474 | 65130.7022
VIC1 | Hydro | 0 | 0 | 0 | 0 | 0 | 0 | 0 | 0 | 0 | 0 | 0 | 0 | 0 | 0 | 0 | 0 | 0 | 0 | 0 | 0 | 0 | 0 | 0 | 0 | 0 | 0 | 0 | 0 | 0
VIC1 | Wind | 0.029976 | 0.028721 | 0.02941 | 99813.0735 | 95241.4823 | 120299.6917 | 261124.3079 | 295154.6412 | 281636.108 | 268736.7446 | 289642.2034 | 298123.8145 | 339199.3756 | 361081.8658 | 345465.5325 | 328720.9171 | 460190.5688 | 439113.1388 | 420122.0524 | 413275.5098 | 397011.8889 | 386281.4646 | 369575.2806 | 351662.0629 | 357765.2988 | 341379.0929 | 326614.8797 | 310783.9409 | 265659.3756
VIC1 | Solar PV | 0.0009184 | 0.0012651 | 0.0013037 | 0.0056039 | 0.010168 | 0.010292 | 7629.1538 | 7259.3708 | 6926.8805 | 19639.5355 | 23414.0832 | 82333.0582 | 78562.0784 | 74963.8153 | 71721.7252 | 68245.3919 | 65119.6513 | 62137.0719 | 59450.0322 | 56568.505 | 63017.2741 | 60130.9872 | 60351.4405 | 57426.2218 | 55667.2229 | 84657.7118 | 80996.3729 | 77070.4998 | 89827.451
VIC1 | Grid Battery | 0.0015792 | 0.0022439 | 0.0021468 | 0.0027531 | 0.0038279 | 0.0038866 | 0.0042389 | 0.0047744 | 0.0051735 | 0.0060365 | 0.0062891 | 0.080046 | 0.076391 | 0.072892 | 0.069766 | 0.066391 | 0.06343 | 0.060532 | 0.057933 | 0.055133 | 0.052027 | 0.04937 | 0.047235 | 0.04474 | 0.04225 | 0.043699 | 0.041631 | 0.03936 | 0.060413
VIC1 | Pumped Hydro | 0 | 0 | 0.0046651 | 0.0087629 | 0.0083616 | 0.010121 | 0.0096835 | 0.0092299 | 0.0099278 | 0.011855 | 0.014097 | 86364.8598 | 82409.2174 | 78634.7494 | 88017.4137 | 83751.2326 | 110170.9494 | 105124.9517 | 100578.4307 | 95703.4204 | 135502.3939 | 129296.1773 | 123704.2814 | 126749.5584 | 120944.2351 | 115404.8044 | 110413.6928 | 105061.9699 | 100249.9712
VIC1 | VPP | 0 | 0 | 0 | 0 | 0 | 0 | 0 | 0 | 0 | 0 | 0 | 0 | 0 | 0 | 0 | 0 | 0 | 0 | 0 | 0 | 0 | 0 | 0 | 0 | 0 | 0 | 0 | 0 | 0
Total excluding storage |  | 0.033351 | 0.032391 | 0.033071 | 99813.0817 | 95241.495 | 120299.7044 | 268753.464 | 302414.0142 | 288562.9908 | 288376.2824 | 313056.289 | 380456.8766 | 417761.4577 | 436045.6846 | 417187.2634 | 396966.3144 | 525310.2384 | 501250.2282 | 479572.1017 | 469844.0311 | 499310.2409 | 483894.3963 | 474461.9383 | 468184.5501 | 469822.0878 | 479843.6419 | 459091.0122 | 436838.9899 | 420617.5307
Region | Technology | 2021-22 | 2022-23 | 2023-24 | 2024-25 | 2025-26 | 2026-27 | 2027-28 | 2028-29 | 2029-30 | 2030-31 | 2031-32 | 2032-33 | 2033-34 | 2034-35 | 2035-36 | 2036-37 | 2037-38 | 2038-39 | 2039-40 | 2040-41 | 2041-42 | 2042-43 | 2043-44 | 2044-45 | 2045-46 | 2046-47 | 2047-48 | 2048-49 | 2049-50
SA1 | Black Coal | 0 | 0 | 0 | 0 | 0 | 0 | 0 | 0 | 0 | 0 | 0 | 0 | 0 | 0 | 0 | 0 | 0 | 0 | 0 | 0 | 0 | 0 | 0 | 0 | 0 | 0 | 0 | 0 | 0
SA1 | Brown Coal | 0 | 0 | 0 | 0 | 0 | 0 | 0 | 0 | 0 | 0 | 0 | 0 | 0 | 0 | 0 | 0 | 0 | 0 | 0 | 0 | 0 | 0 | 0 | 0 | 0 | 0 | 0 | 0 | 0
SA1 | CCGT | 0.00070345 | 0.00067123 | 0.00080364 | 0.0008848 | 0.00084427 | 0.0008056 | 0.00077076 | 0.0007334 | 0.00069981 | 0.00070635 | 0.00069921 | 0.0010014 | 0.00095557 | 0.00091181 | 0.00090126 | 0.00085757 | 0.0012793 | 0.0012207 | 0.0011679 | 0.0011113 | 0.0013351 | 0.0012739 | 0.0012468 | 0.0011863 | 0.001132 | 0.00086244 | 0.00082514 | 0.00073532 | 0.00066447
SA1 | Gas - Steam | 0 | 0 | 0 | 0 | 0 | 0 | 0 | 0 | 0 | 0 | 0 | 0 | 0 | 0 | 0 | 0 | 0 | 0 | 0 | 0 | 0 | 0 | 0 | 0 | 0 | 0 | 0 | 0 | 0
SA1 | OCGT / Diesel | 0.0017505 | 0.0017312 | 0.0016763 | 0.0015951 | 0.001522 | 0.0014523 | 0.0013895 | 0.001347 | 0.0013273 | 0.0013424 | 0.0013568 | 0.0023879 | 0.0022785 | 0.0021742 | 0.0052369 | 0.0049831 | 11597.4362 | 11066.2559 | 10587.6543 | 10074.4735 | 10782.6603 | 10288.798 | 16216.8314 | 15430.8058 | 14724.0513 | 14049.6667 | 13442.0364 | 12790.5044 | 12204.6799
SA1 | Hydro | 0 | 0 | 0 | 0 | 0 | 0 | 0 | 0 | 0 | 0 | 0 | 0 | 0 | 0 | 0 | 0 | 0 | 0 | 0 | 0 | 0 | 0 | 0 | 0 | 0 | 0 | 0 | 0 | 0
SA1 | Wind | 24017.1687 | 22917.1457 | 32503.9301 | 108455.3007 | 103487.8823 | 98747.9845 | 98178.9918 | 147140.9432 | 140401.6634 | 136355.4373 | 130458.2391 | 183309.556 | 174913.6987 | 166902.3848 | 165969.9847 | 157925.4629 | 150692.2433 | 153440.2415 | 152088.9354 | 144717.2245 | 161338.153 | 153948.6279 | 176085.7568 | 167550.9573 | 161305.5082 | 192255.6904 | 183940.8754 | 171760.8031 | 143096.7375
SA1 | Solar PV | 0.0028724 | 0.0046873 | 0.0052308 | 0.011397 | 0.017478 | 0.016706 | 0.026137 | 0.024945 | 0.023828 | 0.042223 | 3874.328 | 3686.5415 | 3517.6952 | 3356.5797 | 3211.4119 | 3055.7599 | 16338.6191 | 15590.2854 | 21689.0443 | 22383.597 | 21358.3945 | 20380.1482 | 26864.064 | 25561.9698 | 24391.1926 | 23274.0378 | 22267.4646 | 21188.1662 | 21348.73
SA1 | Grid Battery | 0.0016306 | 0.002408 | 0.0023039 | 0.0027375 | 0.0037938 | 0.0039232 | 0.0045981 | 0.0053014 | 0.0061536 | 0.0064516 | 0.0064815 | 2609.3515 | 2489.8392 | 2375.8008 | 13691.5229 | 13027.8984 | 12841.0018 | 12252.8643 | 11722.9435 | 11154.7355 | 16650.8183 | 15888.1851 | 15201.0412 | 14464.2507 | 13801.7655 | 13169.6235 | 12600.0536 | 11989.332 | 11440.2018
SA1 | Pumped Hydro | 0 | 0 | 0.0051954 | 0.0052133 | 0.0049978 | 0.0055133 | 0.0053153 | 0.0051442 | 0.0050937 | 0.0053783 | 0.00533 | 0.010016 | 0.0095721 | 0.0091337 | 0.010238 | 0.0097691 | 0.012152 | 0.011595 | 0.011107 | 0.010588 | 0.013263 | 0.012675 | 0.012127 | 0.015923 | 0.015194 | 0.014498 | 0.013871 | 0.013198 | 0.01261
SA1 | VPP | 0 | 0 | 0 | 0 | 0 | 0 | 0 | 0 | 0 | 0 | 0 | 0 | 0 | 0 | 0 | 0 | 0 | 0 | 0 | 0 | 0 | 0 | 0 | 0 | 0 | 0 | 0 | 0 | 0
Total excluding storage |  | 24017.174 | 22917.1528 | 32503.9378 | 108455.3146 | 103487.9022 | 98748.0035 | 98179.0201 | 147140.9702 | 140401.6892 | 136355.4816 | 134332.5692 | 186996.1009 | 178431.3972 | 170258.9676 | 169181.4027 | 160981.2287 | 178628.2998 | 180096.784 | 184365.6352 | 177175.2961 | 193479.2091 | 184617.5754 | 219166.6534 | 208543.7341 | 200420.7532 | 229579.3958 | 219650.3772 | 205739.4744 | 176650.1481
Region | Technology | 2021-22 | 2022-23 | 2023-24 | 2024-25 | 2025-26 | 2026-27 | 2027-28 | 2028-29 | 2029-30 | 2030-31 | 2031-32 | 2032-33 | 2033-34 | 2034-35 | 2035-36 | 2036-37 | 2037-38 | 2038-39 | 2039-40 | 2040-41 | 2041-42 | 2042-43 | 2043-44 | 2044-45 | 2045-46 | 2046-47 | 2047-48 | 2048-49 | 2049-50
TAS1 | Black Coal | 0 | 0 | 0 | 0 | 0 | 0 | 0 | 0 | 0 | 0 | 0 | 0 | 0 | 0 | 0 | 0 | 0 | 0 | 0 | 0 | 0 | 0 | 0 | 0 | 0 | 0 | 0 | 0 | 0
TAS1 | Brown Coal | 0 | 0 | 0 | 0 | 0 | 0 | 0 | 0 | 0 | 0 | 0 | 0 | 0 | 0 | 0 | 0 | 0 | 0 | 0 | 0 | 0 | 0 | 0 | 0 | 0 | 0 | 0 | 0 | 0
TAS1 | CCGT | 0.00058292 | 0.00055622 | 0.0005487 | 0.00052211 | 0.00049819 | 0.00048773 | 0.00052628 | 0.0005292 | 0.00053461 | 0.0005371 | 0.00051387 | 0.00052766 | 0.00050349 | 0.00048043 | 0.00045965 | 0.00043737 | 0.00041734 | 0.00039823 | 0.00040969 | 0.00038984 | 0.00040648 | 0.00038786 | 0.00037109 | 0.0003531 | 0.00033693 | 0.000163 | 0.00015595 | 0.00019458 | 0.00021589
TAS1 | Gas - Steam | 0 | 0 | 0 | 0 | 0 | 0 | 0 | 0 | 0 | 0 | 0 | 0 | 0 | 0 | 0 | 0 | 0 | 0 | 0 | 0 | 0 | 0 | 0 | 0 | 0 | 0 | 0 | 0 | 0
TAS1 | OCGT / Diesel | 0.0017095 | 0.0016597 | 0.0015879 | 0.001511 | 0.0014418 | 0.0013757 | 0.0013162 | 0.0012912 | 0.00129 | 0.001296 | 0.0013001 | 0.0016108 | 0.001537 | 0.0014666 | 0.0014032 | 0.0013412 | 0.001504 | 0.0014351 | 0.0017511 | 0.0016662 | 0.0018761 | 0.0017902 | 0.0017127 | 0.0016339 | 0.0015591 | 0.00096194 | 0.00091617 | 0.0010049 | 0.00096787
TAS1 | Hydro | 0 | 0 | 0 | 0 | 0 | 0 | 0 | 0 | 0 | 0 | 0 | 0 | 0 | 0 | 0 | 0 | 0 | 0 | 0 | 0 | 0 | 0 | 0 | 0 | 0 | 0 | 0 | 0 | 0
TAS1 | Wind | 49687.7995 | 47412.0224 | 80743.7492 | 76830.1207 | 73311.1838 | 69953.4197 | 111767.1272 | 125920.8342 | 120153.4677 | 116465.6223 | 116537.6864 | 120446.8129 | 114930.165 | 109666.188 | 113128.2697 | 115400.36 | 117441.4576 | 119036.3609 | 120742.7788 | 121383.472 | 115823.9236 | 110519.0111 | 105739.2038 | 100614.0521 | 96005.7749 | 76231.1612 | 72934.26 | 58479.6644 | 55801.2065
TAS1 | Solar PV | 0.00034569 | 0.00054906 | 0.00060585 | 0.00091768 | 0.00087565 | 0.00090569 | 0.00087806 | 0.00085193 | 0.00085114 | 0.00090312 | 0.00087935 | 0.00089357 | 0.00090012 | 0.00086231 | 0.00098173 | 0.0009525 | 0.0011212 | 0.0011101 | 0.0019501 | 0.0057743 | 0.0055099 | 0.0052575 | 0.0050301 | 0.0047863 | 0.0045671 | 0.0042509 | 0.0039991 | 0.0037804 | 0.0035016
TAS1 | Grid Battery | 0.0015299 | 0.0021021 | 0.0020112 | 0.0022258 | 0.0028415 | 0.0027442 | 0.0033436 | 0.0037183 | 0.004178 | 0.0043722 | 0.004328 | 0.0059549 | 0.0056927 | 0.0054367 | 0.005213 | 0.0049657 | 0.0049483 | 0.0047317 | 0.0057468 | 0.0054775 | 0.005723 | 0.0052255 | 0.005012 | 0.004861 | 0.0043865 | 0.0046147 | 0.0041641 | 0.0044001 | 0.0057772
TAS1 | Pumped Hydro | 0 | 0 | 0.0075259 | 0.0072913 | 0.0073352 | 0.0079039 | 0.010002 | 0.010976 | 0.011525 | 0.013079 | 0.012545 | 0.03184 | 0.030404 | 0.029011 | 0.027768 | 0.026448 | 0.025261 | 0.024119 | 0.03168 | 0.030145 | 0.028824 | 0.027533 | 0.026348 | 0.025077 | 0.023948 | 0.022889 | 0.021911 | 0.021278 | 798.8623
TAS1 | VPP | 0 | 0 | 0 | 0 | 0 | 0 | 0 | 0 | 0 | 0 | 0 | 0 | 0 | 0 | 0 | 0 | 0 | 0 | 0 | 0 | 0 | 0 | 0 | 0 | 0 | 0 | 0 | 0 | 0
Total excluding storage |  | 49687.8021 | 47412.0252 | 80743.752 | 76830.1236 | 73311.1867 | 69953.4224 | 111767.1299 | 125920.8368 | 120153.4703 | 116465.6251 | 116537.6891 | 120446.816 | 114930.1679 | 109666.1908 | 113128.2725 | 115400.3627 | 117441.4607 | 119036.3638 | 120742.7829 | 121383.4798 | 115823.9314 | 110519.0185 | 105739.211 | 100614.0589 | 96005.7814 | 76231.1665 | 72934.2651 | 58479.6694 | 55801.2112

## Marinus_REHAB Cost
Rehabilition cost by technology ($000s) - Marinus Link, Step Change Scenario
REHAB | Real June 2020 dollars discounted to 1 July 2020
Explicitly modelled generation
Region | Technology | 2021-22 | 2022-23 | 2023-24 | 2024-25 | 2025-26 | 2026-27 | 2027-28 | 2028-29 | 2029-30 | 2030-31 | 2031-32 | 2032-33 | 2033-34 | 2034-35 | 2035-36 | 2036-37 | 2037-38 | 2038-39 | 2039-40 | 2040-41 | 2041-42 | 2042-43 | 2043-44 | 2044-45 | 2045-46 | 2046-47 | 2047-48 | 2048-49 | 2049-50
NEM | Black Coal | 0 | 0 | 0 | 215041.5722 | 100780.7328 | 5492.2303 | 3977.8773 | 5.6339e-07 | 18680.9587 | 0.00011927 | 86.6685 | 3.9858e-05 | 20232.0518 | 0 | 0 | 1218.8384 | 0 | 0 | 0 | 0.0047089 | 4942.0281 | 0 | 2099.7139 | 0.00025807 | 5.1211e-05 | 0 | 2253.0961 | 0 | 0
NEM | Brown Coal | 0 | 0 | 0 | 143974.4266 | 6749.9232 | 24132.0872 | 138815.1244 | 0.0064249 | 7.9493e-05 | 0 | 3.8747e-06 | 0 | 0 | 0 | 0 | 0 | 0 | 0.00012011 | 0 | 0 | 0 | 0 | 0 | 0 | 0 | 0 | 1.1487e-05 | 0 | 0
NEM | CCGT | 0 | 0 | 0 | 0 | 0 | 0 | 0 | 0 | 0 | 0 | 0 | 0 | 0 | 0 | 0 | 0 | 0 | 0 | 0 | 0 | 0 | 0 | 0 | 0 | 0 | 0 | 0 | 0 | 0
NEM | Gas - Steam | 0 | 0 | 0 | 0 | 0 | 0 | 0 | 0 | 0 | 0 | 0 | 0 | 0 | 0 | 0 | 0 | 0 | 0 | 0 | 0 | 0 | 0 | 0 | 0 | 0 | 0 | 0 | 0 | 0
NEM | OCGT / Diesel | 0 | 0 | 0 | 0 | 0 | 0 | 0 | 0 | 0 | 0 | 0 | 0 | 0 | 0 | 0 | 0 | 0 | 0 | 0 | 0 | 0 | 0 | 0 | 0 | 0 | 0 | 0 | 0 | 0
NEM | Hydro | 0 | 0 | 0 | 0 | 0 | 0 | 0 | 0 | 0 | 0 | 0 | 0 | 0 | 0 | 0 | 0 | 0 | 0 | 0 | 0 | 0 | 0 | 0 | 0 | 0 | 0 | 0 | 0 | 0
NEM | Wind | 0 | 0 | 0 | 0 | 0 | 0 | 0 | 0 | 0 | 0 | 0 | 0 | 0 | 0 | 0 | 0 | 0 | 0 | 0 | 0 | 0 | 0 | 0 | 0 | 0 | 0 | 0 | 0 | 0
NEM | Solar PV | 0 | 0 | 0 | 0 | 0 | 0 | 0 | 0 | 0 | 0 | 0 | 0 | 0 | 0 | 0 | 0 | 0 | 0 | 0 | 0 | 0 | 0 | 0 | 0 | 0 | 0 | 0 | 0 | 0
NEM | Grid Battery | 0 | 0 | 0 | 0 | 0 | 0 | 0 | 0 | 0 | 0 | 0 | 0 | 0 | 0 | 0 | 0 | 0 | 0 | 0 | 0 | 0 | 0 | 0 | 0 | 0 | 0 | 0 | 0 | 0
NEM | Pumped Hydro | 0 | 0 | 0 | 0 | 0 | 0 | 0 | 0 | 0 | 0 | 0 | 0 | 0 | 0 | 0 | 0 | 0 | 0 | 0 | 0 | 0 | 0 | 0 | 0 | 0 | 0 | 0 | 0 | 0
NEM | VPP | 0 | 0 | 0 | 0 | 0 | 0 | 0 | 0 | 0 | 0 | 0 | 0 | 0 | 0 | 0 | 0 | 0 | 0 | 0 | 0 | 0 | 0 | 0 | 0 | 0 | 0 | 0 | 0 | 0
Total excluding storage |  | 0 | 0 | 0 | 359015.9988 | 107530.656 | 29624.3176 | 142793.0017 | 0.0064255 | 18680.9587 | 0.00011927 | 86.6685 | 3.9858e-05 | 20232.0518 | 0 | 0 | 1218.8384 | 0 | 0.00012011 | 0 | 0.0047089 | 4942.0281 | 0 | 2099.7139 | 0.00025807 | 5.1211e-05 | 0 | 2253.0961 | 0 | 0
Region | Technology | 2021-22 | 2022-23 | 2023-24 | 2024-25 | 2025-26 | 2026-27 | 2027-28 | 2028-29 | 2029-30 | 2030-31 | 2031-32 | 2032-33 | 2033-34 | 2034-35 | 2035-36 | 2036-37 | 2037-38 | 2038-39 | 2039-40 | 2040-41 | 2041-42 | 2042-43 | 2043-44 | 2044-45 | 2045-46 | 2046-47 | 2047-48 | 2048-49 | 2049-50
NSW1 | Black Coal | 0 | 0 | 0 | 30969.5476 | 100780.7314 | 3138.151 | 3.144e-05 | 5.6339e-07 | 10040.6994 | 1.7445e-06 | 86.6684 | 4.7966e-06 | 0 | 0 | 0 | 0 | 0 | 0 | 0 | 0 | 1828.2078 | 0 | 0 | 0 | 0 | 0 | 0 | 0 | 0
NSW1 | Brown Coal | 0 | 0 | 0 | 0 | 0 | 0 | 0 | 0 | 0 | 0 | 0 | 0 | 0 | 0 | 0 | 0 | 0 | 0 | 0 | 0 | 0 | 0 | 0 | 0 | 0 | 0 | 0 | 0 | 0
NSW1 | CCGT | 0 | 0 | 0 | 0 | 0 | 0 | 0 | 0 | 0 | 0 | 0 | 0 | 0 | 0 | 0 | 0 | 0 | 0 | 0 | 0 | 0 | 0 | 0 | 0 | 0 | 0 | 0 | 0 | 0
NSW1 | Gas - Steam | 0 | 0 | 0 | 0 | 0 | 0 | 0 | 0 | 0 | 0 | 0 | 0 | 0 | 0 | 0 | 0 | 0 | 0 | 0 | 0 | 0 | 0 | 0 | 0 | 0 | 0 | 0 | 0 | 0
NSW1 | OCGT / Diesel | 0 | 0 | 0 | 0 | 0 | 0 | 0 | 0 | 0 | 0 | 0 | 0 | 0 | 0 | 0 | 0 | 0 | 0 | 0 | 0 | 0 | 0 | 0 | 0 | 0 | 0 | 0 | 0 | 0
NSW1 | Hydro | 0 | 0 | 0 | 0 | 0 | 0 | 0 | 0 | 0 | 0 | 0 | 0 | 0 | 0 | 0 | 0 | 0 | 0 | 0 | 0 | 0 | 0 | 0 | 0 | 0 | 0 | 0 | 0 | 0
NSW1 | Wind | 0 | 0 | 0 | 0 | 0 | 0 | 0 | 0 | 0 | 0 | 0 | 0 | 0 | 0 | 0 | 0 | 0 | 0 | 0 | 0 | 0 | 0 | 0 | 0 | 0 | 0 | 0 | 0 | 0
NSW1 | Solar PV | 0 | 0 | 0 | 0 | 0 | 0 | 0 | 0 | 0 | 0 | 0 | 0 | 0 | 0 | 0 | 0 | 0 | 0 | 0 | 0 | 0 | 0 | 0 | 0 | 0 | 0 | 0 | 0 | 0
NSW1 | Grid Battery | 0 | 0 | 0 | 0 | 0 | 0 | 0 | 0 | 0 | 0 | 0 | 0 | 0 | 0 | 0 | 0 | 0 | 0 | 0 | 0 | 0 | 0 | 0 | 0 | 0 | 0 | 0 | 0 | 0
NSW1 | Pumped Hydro | 0 | 0 | 0 | 0 | 0 | 0 | 0 | 0 | 0 | 0 | 0 | 0 | 0 | 0 | 0 | 0 | 0 | 0 | 0 | 0 | 0 | 0 | 0 | 0 | 0 | 0 | 0 | 0 | 0
NSW1 | VPP | 0 | 0 | 0 | 0 | 0 | 0 | 0 | 0 | 0 | 0 | 0 | 0 | 0 | 0 | 0 | 0 | 0 | 0 | 0 | 0 | 0 | 0 | 0 | 0 | 0 | 0 | 0 | 0 | 0
Total excluding storage |  | 0 | 0 | 0 | 30969.5476 | 100780.7314 | 3138.151 | 3.144e-05 | 5.6339e-07 | 10040.6994 | 1.7445e-06 | 86.6684 | 4.7966e-06 | 0 | 0 | 0 | 0 | 0 | 0 | 0 | 0 | 1828.2078 | 0 | 0 | 0 | 0 | 0 | 0 | 0 | 0
Region | Technology | 2021-22 | 2022-23 | 2023-24 | 2024-25 | 2025-26 | 2026-27 | 2027-28 | 2028-29 | 2029-30 | 2030-31 | 2031-32 | 2032-33 | 2033-34 | 2034-35 | 2035-36 | 2036-37 | 2037-38 | 2038-39 | 2039-40 | 2040-41 | 2041-42 | 2042-43 | 2043-44 | 2044-45 | 2045-46 | 2046-47 | 2047-48 | 2048-49 | 2049-50
QLD1 | Black Coal | 0 | 0 | 0 | 184072.0246 | 0.001389 | 2354.0793 | 3977.8773 | 0 | 8640.2593 | 0.00011753 | 5.979e-05 | 3.5062e-05 | 20232.0518 | 0 | 0 | 1218.8384 | 0 | 0 | 0 | 0.0047089 | 3113.8204 | 0 | 2099.7139 | 0.00025807 | 5.1211e-05 | 0 | 2253.0961 | 0 | 0
QLD1 | Brown Coal | 0 | 0 | 0 | 0 | 0 | 0 | 0 | 0 | 0 | 0 | 0 | 0 | 0 | 0 | 0 | 0 | 0 | 0 | 0 | 0 | 0 | 0 | 0 | 0 | 0 | 0 | 0 | 0 | 0
QLD1 | CCGT | 0 | 0 | 0 | 0 | 0 | 0 | 0 | 0 | 0 | 0 | 0 | 0 | 0 | 0 | 0 | 0 | 0 | 0 | 0 | 0 | 0 | 0 | 0 | 0 | 0 | 0 | 0 | 0 | 0
QLD1 | Gas - Steam | 0 | 0 | 0 | 0 | 0 | 0 | 0 | 0 | 0 | 0 | 0 | 0 | 0 | 0 | 0 | 0 | 0 | 0 | 0 | 0 | 0 | 0 | 0 | 0 | 0 | 0 | 0 | 0 | 0
QLD1 | OCGT / Diesel | 0 | 0 | 0 | 0 | 0 | 0 | 0 | 0 | 0 | 0 | 0 | 0 | 0 | 0 | 0 | 0 | 0 | 0 | 0 | 0 | 0 | 0 | 0 | 0 | 0 | 0 | 0 | 0 | 0
QLD1 | Hydro | 0 | 0 | 0 | 0 | 0 | 0 | 0 | 0 | 0 | 0 | 0 | 0 | 0 | 0 | 0 | 0 | 0 | 0 | 0 | 0 | 0 | 0 | 0 | 0 | 0 | 0 | 0 | 0 | 0
QLD1 | Wind | 0 | 0 | 0 | 0 | 0 | 0 | 0 | 0 | 0 | 0 | 0 | 0 | 0 | 0 | 0 | 0 | 0 | 0 | 0 | 0 | 0 | 0 | 0 | 0 | 0 | 0 | 0 | 0 | 0
QLD1 | Solar PV | 0 | 0 | 0 | 0 | 0 | 0 | 0 | 0 | 0 | 0 | 0 | 0 | 0 | 0 | 0 | 0 | 0 | 0 | 0 | 0 | 0 | 0 | 0 | 0 | 0 | 0 | 0 | 0 | 0
QLD1 | Grid Battery | 0 | 0 | 0 | 0 | 0 | 0 | 0 | 0 | 0 | 0 | 0 | 0 | 0 | 0 | 0 | 0 | 0 | 0 | 0 | 0 | 0 | 0 | 0 | 0 | 0 | 0 | 0 | 0 | 0
QLD1 | Pumped Hydro | 0 | 0 | 0 | 0 | 0 | 0 | 0 | 0 | 0 | 0 | 0 | 0 | 0 | 0 | 0 | 0 | 0 | 0 | 0 | 0 | 0 | 0 | 0 | 0 | 0 | 0 | 0 | 0 | 0
QLD1 | VPP | 0 | 0 | 0 | 0 | 0 | 0 | 0 | 0 | 0 | 0 | 0 | 0 | 0 | 0 | 0 | 0 | 0 | 0 | 0 | 0 | 0 | 0 | 0 | 0 | 0 | 0 | 0 | 0 | 0
Total excluding storage |  | 0 | 0 | 0 | 184072.0246 | 0.001389 | 2354.0793 | 3977.8773 | 0 | 8640.2593 | 0.00011753 | 5.979e-05 | 3.5062e-05 | 20232.0518 | 0 | 0 | 1218.8384 | 0 | 0 | 0 | 0.0047089 | 3113.8204 | 0 | 2099.7139 | 0.00025807 | 5.1211e-05 | 0 | 2253.0961 | 0 | 0
Region | Technology | 2021-22 | 2022-23 | 2023-24 | 2024-25 | 2025-26 | 2026-27 | 2027-28 | 2028-29 | 2029-30 | 2030-31 | 2031-32 | 2032-33 | 2033-34 | 2034-35 | 2035-36 | 2036-37 | 2037-38 | 2038-39 | 2039-40 | 2040-41 | 2041-42 | 2042-43 | 2043-44 | 2044-45 | 2045-46 | 2046-47 | 2047-48 | 2048-49 | 2049-50
VIC1 | Black Coal | 0 | 0 | 0 | 0 | 0 | 0 | 0 | 0 | 0 | 0 | 0 | 0 | 0 | 0 | 0 | 0 | 0 | 0 | 0 | 0 | 0 | 0 | 0 | 0 | 0 | 0 | 0 | 0 | 0
VIC1 | Brown Coal | 0 | 0 | 0 | 143974.4266 | 6749.9232 | 24132.0872 | 138815.1244 | 0.0064249 | 7.9493e-05 | 0 | 3.8747e-06 | 0 | 0 | 0 | 0 | 0 | 0 | 0.00012011 | 0 | 0 | 0 | 0 | 0 | 0 | 0 | 0 | 1.1487e-05 | 0 | 0
VIC1 | CCGT | 0 | 0 | 0 | 0 | 0 | 0 | 0 | 0 | 0 | 0 | 0 | 0 | 0 | 0 | 0 | 0 | 0 | 0 | 0 | 0 | 0 | 0 | 0 | 0 | 0 | 0 | 0 | 0 | 0
VIC1 | Gas - Steam | 0 | 0 | 0 | 0 | 0 | 0 | 0 | 0 | 0 | 0 | 0 | 0 | 0 | 0 | 0 | 0 | 0 | 0 | 0 | 0 | 0 | 0 | 0 | 0 | 0 | 0 | 0 | 0 | 0
VIC1 | OCGT / Diesel | 0 | 0 | 0 | 0 | 0 | 0 | 0 | 0 | 0 | 0 | 0 | 0 | 0 | 0 | 0 | 0 | 0 | 0 | 0 | 0 | 0 | 0 | 0 | 0 | 0 | 0 | 0 | 0 | 0
VIC1 | Hydro | 0 | 0 | 0 | 0 | 0 | 0 | 0 | 0 | 0 | 0 | 0 | 0 | 0 | 0 | 0 | 0 | 0 | 0 | 0 | 0 | 0 | 0 | 0 | 0 | 0 | 0 | 0 | 0 | 0
VIC1 | Wind | 0 | 0 | 0 | 0 | 0 | 0 | 0 | 0 | 0 | 0 | 0 | 0 | 0 | 0 | 0 | 0 | 0 | 0 | 0 | 0 | 0 | 0 | 0 | 0 | 0 | 0 | 0 | 0 | 0
VIC1 | Solar PV | 0 | 0 | 0 | 0 | 0 | 0 | 0 | 0 | 0 | 0 | 0 | 0 | 0 | 0 | 0 | 0 | 0 | 0 | 0 | 0 | 0 | 0 | 0 | 0 | 0 | 0 | 0 | 0 | 0
VIC1 | Grid Battery | 0 | 0 | 0 | 0 | 0 | 0 | 0 | 0 | 0 | 0 | 0 | 0 | 0 | 0 | 0 | 0 | 0 | 0 | 0 | 0 | 0 | 0 | 0 | 0 | 0 | 0 | 0 | 0 | 0
VIC1 | Pumped Hydro | 0 | 0 | 0 | 0 | 0 | 0 | 0 | 0 | 0 | 0 | 0 | 0 | 0 | 0 | 0 | 0 | 0 | 0 | 0 | 0 | 0 | 0 | 0 | 0 | 0 | 0 | 0 | 0 | 0
VIC1 | VPP | 0 | 0 | 0 | 0 | 0 | 0 | 0 | 0 | 0 | 0 | 0 | 0 | 0 | 0 | 0 | 0 | 0 | 0 | 0 | 0 | 0 | 0 | 0 | 0 | 0 | 0 | 0 | 0 | 0
Total excluding storage |  | 0 | 0 | 0 | 143974.4266 | 6749.9232 | 24132.0872 | 138815.1244 | 0.0064249 | 7.9493e-05 | 0 | 3.8747e-06 | 0 | 0 | 0 | 0 | 0 | 0 | 0.00012011 | 0 | 0 | 0 | 0 | 0 | 0 | 0 | 0 | 1.1487e-05 | 0 | 0
Region | Technology | 2021-22 | 2022-23 | 2023-24 | 2024-25 | 2025-26 | 2026-27 | 2027-28 | 2028-29 | 2029-30 | 2030-31 | 2031-32 | 2032-33 | 2033-34 | 2034-35 | 2035-36 | 2036-37 | 2037-38 | 2038-39 | 2039-40 | 2040-41 | 2041-42 | 2042-43 | 2043-44 | 2044-45 | 2045-46 | 2046-47 | 2047-48 | 2048-49 | 2049-50
SA1 | Black Coal | 0 | 0 | 0 | 0 | 0 | 0 | 0 | 0 | 0 | 0 | 0 | 0 | 0 | 0 | 0 | 0 | 0 | 0 | 0 | 0 | 0 | 0 | 0 | 0 | 0 | 0 | 0 | 0 | 0
SA1 | Brown Coal | 0 | 0 | 0 | 0 | 0 | 0 | 0 | 0 | 0 | 0 | 0 | 0 | 0 | 0 | 0 | 0 | 0 | 0 | 0 | 0 | 0 | 0 | 0 | 0 | 0 | 0 | 0 | 0 | 0
SA1 | CCGT | 0 | 0 | 0 | 0 | 0 | 0 | 0 | 0 | 0 | 0 | 0 | 0 | 0 | 0 | 0 | 0 | 0 | 0 | 0 | 0 | 0 | 0 | 0 | 0 | 0 | 0 | 0 | 0 | 0
SA1 | Gas - Steam | 0 | 0 | 0 | 0 | 0 | 0 | 0 | 0 | 0 | 0 | 0 | 0 | 0 | 0 | 0 | 0 | 0 | 0 | 0 | 0 | 0 | 0 | 0 | 0 | 0 | 0 | 0 | 0 | 0
SA1 | OCGT / Diesel | 0 | 0 | 0 | 0 | 0 | 0 | 0 | 0 | 0 | 0 | 0 | 0 | 0 | 0 | 0 | 0 | 0 | 0 | 0 | 0 | 0 | 0 | 0 | 0 | 0 | 0 | 0 | 0 | 0
SA1 | Hydro | 0 | 0 | 0 | 0 | 0 | 0 | 0 | 0 | 0 | 0 | 0 | 0 | 0 | 0 | 0 | 0 | 0 | 0 | 0 | 0 | 0 | 0 | 0 | 0 | 0 | 0 | 0 | 0 | 0
SA1 | Wind | 0 | 0 | 0 | 0 | 0 | 0 | 0 | 0 | 0 | 0 | 0 | 0 | 0 | 0 | 0 | 0 | 0 | 0 | 0 | 0 | 0 | 0 | 0 | 0 | 0 | 0 | 0 | 0 | 0
SA1 | Solar PV | 0 | 0 | 0 | 0 | 0 | 0 | 0 | 0 | 0 | 0 | 0 | 0 | 0 | 0 | 0 | 0 | 0 | 0 | 0 | 0 | 0 | 0 | 0 | 0 | 0 | 0 | 0 | 0 | 0
SA1 | Grid Battery | 0 | 0 | 0 | 0 | 0 | 0 | 0 | 0 | 0 | 0 | 0 | 0 | 0 | 0 | 0 | 0 | 0 | 0 | 0 | 0 | 0 | 0 | 0 | 0 | 0 | 0 | 0 | 0 | 0
SA1 | Pumped Hydro | 0 | 0 | 0 | 0 | 0 | 0 | 0 | 0 | 0 | 0 | 0 | 0 | 0 | 0 | 0 | 0 | 0 | 0 | 0 | 0 | 0 | 0 | 0 | 0 | 0 | 0 | 0 | 0 | 0
SA1 | VPP | 0 | 0 | 0 | 0 | 0 | 0 | 0 | 0 | 0 | 0 | 0 | 0 | 0 | 0 | 0 | 0 | 0 | 0 | 0 | 0 | 0 | 0 | 0 | 0 | 0 | 0 | 0 | 0 | 0
Total excluding storage |  | 0 | 0 | 0 | 0 | 0 | 0 | 0 | 0 | 0 | 0 | 0 | 0 | 0 | 0 | 0 | 0 | 0 | 0 | 0 | 0 | 0 | 0 | 0 | 0 | 0 | 0 | 0 | 0 | 0
Region | Technology | 2021-22 | 2022-23 | 2023-24 | 2024-25 | 2025-26 | 2026-27 | 2027-28 | 2028-29 | 2029-30 | 2030-31 | 2031-32 | 2032-33 | 2033-34 | 2034-35 | 2035-36 | 2036-37 | 2037-38 | 2038-39 | 2039-40 | 2040-41 | 2041-42 | 2042-43 | 2043-44 | 2044-45 | 2045-46 | 2046-47 | 2047-48 | 2048-49 | 2049-50
TAS1 | Black Coal | 0 | 0 | 0 | 0 | 0 | 0 | 0 | 0 | 0 | 0 | 0 | 0 | 0 | 0 | 0 | 0 | 0 | 0 | 0 | 0 | 0 | 0 | 0 | 0 | 0 | 0 | 0 | 0 | 0
TAS1 | Brown Coal | 0 | 0 | 0 | 0 | 0 | 0 | 0 | 0 | 0 | 0 | 0 | 0 | 0 | 0 | 0 | 0 | 0 | 0 | 0 | 0 | 0 | 0 | 0 | 0 | 0 | 0 | 0 | 0 | 0
TAS1 | CCGT | 0 | 0 | 0 | 0 | 0 | 0 | 0 | 0 | 0 | 0 | 0 | 0 | 0 | 0 | 0 | 0 | 0 | 0 | 0 | 0 | 0 | 0 | 0 | 0 | 0 | 0 | 0 | 0 | 0
TAS1 | Gas - Steam | 0 | 0 | 0 | 0 | 0 | 0 | 0 | 0 | 0 | 0 | 0 | 0 | 0 | 0 | 0 | 0 | 0 | 0 | 0 | 0 | 0 | 0 | 0 | 0 | 0 | 0 | 0 | 0 | 0
TAS1 | OCGT / Diesel | 0 | 0 | 0 | 0 | 0 | 0 | 0 | 0 | 0 | 0 | 0 | 0 | 0 | 0 | 0 | 0 | 0 | 0 | 0 | 0 | 0 | 0 | 0 | 0 | 0 | 0 | 0 | 0 | 0
TAS1 | Hydro | 0 | 0 | 0 | 0 | 0 | 0 | 0 | 0 | 0 | 0 | 0 | 0 | 0 | 0 | 0 | 0 | 0 | 0 | 0 | 0 | 0 | 0 | 0 | 0 | 0 | 0 | 0 | 0 | 0
TAS1 | Wind | 0 | 0 | 0 | 0 | 0 | 0 | 0 | 0 | 0 | 0 | 0 | 0 | 0 | 0 | 0 | 0 | 0 | 0 | 0 | 0 | 0 | 0 | 0 | 0 | 0 | 0 | 0 | 0 | 0
TAS1 | Solar PV | 0 | 0 | 0 | 0 | 0 | 0 | 0 | 0 | 0 | 0 | 0 | 0 | 0 | 0 | 0 | 0 | 0 | 0 | 0 | 0 | 0 | 0 | 0 | 0 | 0 | 0 | 0 | 0 | 0
TAS1 | Grid Battery | 0 | 0 | 0 | 0 | 0 | 0 | 0 | 0 | 0 | 0 | 0 | 0 | 0 | 0 | 0 | 0 | 0 | 0 | 0 | 0 | 0 | 0 | 0 | 0 | 0 | 0 | 0 | 0 | 0
TAS1 | Pumped Hydro | 0 | 0 | 0 | 0 | 0 | 0 | 0 | 0 | 0 | 0 | 0 | 0 | 0 | 0 | 0 | 0 | 0 | 0 | 0 | 0 | 0 | 0 | 0 | 0 | 0 | 0 | 0 | 0 | 0
TAS1 | VPP | 0 | 0 | 0 | 0 | 0 | 0 | 0 | 0 | 0 | 0 | 0 | 0 | 0 | 0 | 0 | 0 | 0 | 0 | 0 | 0 | 0 | 0 | 0 | 0 | 0 | 0 | 0 | 0 | 0
Total excluding storage |  | 0 | 0 | 0 | 0 | 0 | 0 | 0 | 0 | 0 | 0 | 0 | 0 | 0 | 0 | 0 | 0 | 0 | 0 | 0 | 0 | 0 | 0 | 0 | 0 | 0 | 0 | 0 | 0 | 0

## Marinus_REZ Tx Cost
REZ transmission expansion cost by region ($000s) - Marinus Link, Step Change Scenario
REZ Expansion | Real June 2020 dollars discounted to 1 July 2020. As with the total capital costs, the REZ transmission expansion costs are annualised for modelling purposes.
Explicitly modelled generation
Region | Technology | 2021-22 | 2022-23 | 2023-24 | 2024-25 | 2025-26 | 2026-27 | 2027-28 | 2028-29 | 2029-30 | 2030-31 | 2031-32 | 2032-33 | 2033-34 | 2034-35 | 2035-36 | 2036-37 | 2037-38 | 2038-39 | 2039-40 | 2040-41 | 2041-42 | 2042-43 | 2043-44 | 2044-45 | 2045-46 | 2046-47 | 2047-48 | 2048-49 | 2049-50
NSW1 | Transmission | 0.0023261 | 4528.7803 | 14333.9005 | 34211.1425 | 32644.2204 | 38916.6762 | 50829.7844 | 53474.1121 | 116263.1012 | 110938.0736 | 106140.1426 | 137218.0195 | 133082.041 | 126986.6803 | 121494.6673 | 117188.0578 | 126020.9469 | 123916.028 | 122895.9871 | 128919.5129 | 153239.8247 | 169520.7107 | 168889.2561 | 160703.2378 | 166699.4407 | 189469.5258 | 192907.3625 | 183557.1929 | 179922.1299
QLD1 | Transmission | 0.0036681 | 0.0037315 | 0.0039467 | 4428.1939 | 6219.237 | 5934.3866 | 5677.7323 | 46462.7746 | 44334.7086 | 42304.1113 | 49479.9988 | 50386.5906 | 58419.0829 | 55743.4001 | 65356.5871 | 70622.2475 | 120462.0225 | 114944.678 | 111180.3024 | 109485.9875 | 110936.9189 | 154489.5129 | 147808.0377 | 158487.8821 | 165330.1284 | 190076.3634 | 181855.8015 | 183569.6144 | 205153.4155
VIC1 | Transmission | 0.00077708 | 0.00076663 | 0.00073547 | 0.00070937 | 0.00067753 | 1916.6795 | 8750.3134 | 8326.188 | 7944.8359 | 7580.9503 | 7253.0838 | 6901.5287 | 10341.9608 | 12455.4351 | 11916.7533 | 11339.1514 | 18895.357 | 18029.9209 | 17250.1496 | 16414.0395 | 19018.2763 | 19560.555 | 20370.3927 | 19383.045 | 23486.3308 | 39777.4445 | 38057.1204 | 36212.5017 | 46792.092
SA1 | Transmission | 0.0049981 | 0.0048938 | 0.005127 | 0.0062347 | 0.0061289 | 0.0060177 | 0.006546 | 10087.2481 | 9625.2368 | 9184.3873 | 8787.1743 | 15404.4318 | 14698.8855 | 14025.6543 | 13419.0752 | 12768.6562 | 12183.8341 | 14474.8537 | 15417.9352 | 14670.6321 | 21007.9653 | 20045.7702 | 28459.8771 | 27080.446 | 26062.7236 | 48038.7795 | 45961.1632 | 43733.4376 | 43526.8056
TAS1 | Transmission | 9.6267e-06 | 1.3583e-05 | 711.6592 | 677.1653 | 646.1501 | 616.5554 | 1385.6876 | 2927.2145 | 2793.1436 | 2767.4076 | 2937.5526 | 3341.2857 | 3188.2498 | 3042.2231 | 3389.6974 | 3681.2278 | 4157.3082 | 4415.4887 | 4634.4925 | 4801.3888 | 4581.4779 | 4371.6392 | 4182.5713 | 3979.8432 | 3797.5603 | 3623.6262 | 3466.909 | 3298.8688 | 3147.7756
NEM | Total | 0.011779 | 4528.7897 | 15045.5695 | 39316.5086 | 39509.6143 | 47384.3037 | 66643.5243 | 121277.5373 | 180961.0261 | 172774.93 | 174597.952 | 213251.8564 | 219730.22 | 212253.3928 | 215576.7803 | 215599.3408 | 281719.4687 | 275780.9693 | 271378.8668 | 274291.5607 | 308784.463 | 367988.188 | 369710.1349 | 369634.4541 | 385376.1838 | 470985.7394 | 462248.3566 | 450371.6154 | 478542.2186

## Marinus_USE+DSP Cost
USE and USE / DSP cost by region ($000s) - Marinus Link, Step Change Scenario
USE / DSP | Real June 2020 dollars discounted to 1 July 2020
Explicitly modelled generation
Region | Technology | 2021-22 | 2022-23 | 2023-24 | 2024-25 | 2025-26 | 2026-27 | 2027-28 | 2028-29 | 2029-30 | 2030-31 | 2031-32 | 2032-33 | 2033-34 | 2034-35 | 2035-36 | 2036-37 | 2037-38 | 2038-39 | 2039-40 | 2040-41 | 2041-42 | 2042-43 | 2043-44 | 2044-45 | 2045-46 | 2046-47 | 2047-48 | 2048-49 | 2049-50
NSW1 | USE / DSP | 0.0042368 | 0.0042268 | 0.0042551 | 1632.4293 | 0.0043597 | 0.0043462 | 42.4226 | 0.0043785 | 0.0043514 | 0.0043656 | 0.004394 | 32107.9527 | 165.4213 | 204.2858 | 9753.6638 | 258.4491 | 21287.4028 | 0.0046291 | 3482.2548 | 810.6171 | 6293.2988 | 0.0047718 | 4340.2029 | 3436.4374 | 328.7494 | 167.596 | 144.797 | 1239.4497 | 2991.8079
QLD1 | USE / DSP | 0.0041982 | 0.0041852 | 0.0042017 | 1362.7405 | 280.5832 | 402.8128 | 131.2511 | 27148.1787 | 3067.169 | 54.7647 | 2430.2399 | 11336.5313 | 33496.9729 | 13591.3255 | 2505.2674 | 908.1362 | 54821.2886 | 426.8918 | 12706.5713 | 4341.0314 | 6114.3773 | 13116.3542 | 13793.9036 | 7692.1381 | 7539.2672 | 43005.8899 | 296.6081 | 60925.1001 | 48048.3796
VIC1 | USE / DSP | 0.004186 | 0.0041535 | 0.0041861 | 0.004341 | 0.0043778 | 0.0043666 | 0.92132 | 0.0043189 | 0.0042942 | 0.0043245 | 0.0043565 | 4579.5601 | 0.0044574 | 78.85 | 3183.5888 | 85.7453 | 4293.7305 | 0.0045059 | 3361.5447 | 369.4515 | 4087.9009 | 0.0047232 | 2654.3911 | 13737.9575 | 9.7119 | 3.9405 | 7.5217 | 48.7646 | 1349.5246
SA1 | USE / DSP | 0.0042452 | 0.0041954 | 0.0042752 | 0.0043122 | 0.0043516 | 0.0043021 | 12.0466 | 0.0042608 | 0.0042213 | 0.0042505 | 0.0042981 | 4754.878 | 0.004344 | 20.8542 | 4185.214 | 350.6659 | 9917.3586 | 0.0044719 | 3641.0554 | 491.6593 | 1430.9929 | 0.0046607 | 2761.3529 | 10444.5863 | 361.7807 | 60.2867 | 55.5236 | 478.7792 | 1899.9838
TAS1 | USE / DSP | 0.0034347 | 0.0034081 | 0.0034308 | 0.0034238 | 0.0034208 | 0.0034256 | 0.003455 | 0.0034505 | 0.0034557 | 0.0034611 | 0.0034614 | 1143.4542 | 0.003465 | 0.003457 | 62.3212 | 0.0034187 | 618.8768 | 0.0033841 | 1163.912 | 0.0034092 | 822.9757 | 0.0033951 | 397.6545 | 397.3412 | 0.0033644 | 0.0034115 | 0.0033775 | 0.0034295 | 28.1845
NEM | Total | 0.020301 | 0.020169 | 0.020349 | 2995.1818 | 280.5997 | 402.8292 | 186.6451 | 27148.1951 | 3067.1853 | 54.7811 | 2430.2564 | 53922.3763 | 33662.4064 | 13895.3189 | 19690.0553 | 1602.9998 | 90938.6573 | 426.9088 | 24355.3383 | 6012.7627 | 18749.5457 | 13116.3718 | 23947.5051 | 35708.4606 | 8239.5126 | 43237.7165 | 504.4538 | 62692.097 | 54317.8804

## Marinus_SyncCon Cost
Synchronous Condenser cost by region ($000s) - Marinus Link, Step Change Scenario
SyncCon | Real June 2020 dollars discounted to 1 July 2020
Explicitly modelled generation
Region | Technology | 2021-22 | 2022-23 | 2023-24 | 2024-25 | 2025-26 | 2026-27 | 2027-28 | 2028-29 | 2029-30 | 2030-31 | 2031-32 | 2032-33 | 2033-34 | 2034-35 | 2035-36 | 2036-37 | 2037-38 | 2038-39 | 2039-40 | 2040-41 | 2041-42 | 2042-43 | 2043-44 | 2044-45 | 2045-46 | 2046-47 | 2047-48 | 2048-49 | 2049-50
NSW1 | SyncCon | 0 | 0 | 0 | 0 | 0 | 0 | 0 | 0 | 0 | 0 | 0 | 0 | 0 | 0 | 0 | 0 | 0 | 0 | 0 | 0 | 0 | 0 | 0 | 0 | 0 | 0 | 0 | 0 | 0
QLD1 | SyncCon | 0 | 0 | 0 | 3.9868e-06 | 3.8042e-06 | 3.63e-06 | 3.473e-06 | 3.3047e-06 | 3.1533e-06 | 3.0089e-06 | 2.8787e-06 | 2.7392e-06 | 2.6138e-06 | 2.494e-06 | 2.3862e-06 | 2.2705e-06 | 2.1665e-06 | 2.0673e-06 | 1.9779e-06 | 1.882e-06 | 1.7958e-06 | 2.3478e-06 | 2.9924e-06 | 3.725e-06 | 4.9271e-06 | 5.6072e-06 | 6.1472e-06 | 6.5964e-06 | 7.4013e-06
VIC1 | SyncCon | 0 | 0 | 328.167 | 12107.0676 | 11552.5455 | 12887.245 | 18626.7485 | 17723.9149 | 16912.1325 | 16137.531 | 15439.6032 | 14691.2497 | 14018.368 | 13376.3054 | 12797.7971 | 12177.4912 | 11619.7435 | 11087.5415 | 10608.0194 | 10093.8514 | 9631.5376 | 9190.3985 | 8792.9254 | 8366.7346 | 7983.5254 | 7617.8677 | 7288.4046 | 6935.1375 | 6617.4976
SA1 | SyncCon | 0 | 0 | 0 | 0 | 0 | 0 | 0 | 0 | 0 | 0 | 0 | 0 | 0 | 0 | 0 | 0 | 0 | 0 | 0 | 0 | 0 | 0 | 0 | 0 | 0 | 0 | 0 | 0 | 0
TAS1 | SyncCon | 1401.6951 | 1489.9733 | 1838.8298 | 1286.7792 | 1182.1975 | 1419.3928 | 1939.6337 | 2203.1703 | 2381.998 | 2325.1226 | 2325.6121 | 2352.7659 | 2233.4124 | 1898.4463 | 2141.7472 | 2056.0532 | 2099.705 | 2160.4509 | 2115.9264 | 2261.5937 | 1986.8681 | 1856.8156 | 1724.959 | 1771.5721 | 1622.2492 | 1419.827 | 1441.6641 | 1357.882 | 1259.1634
NEM | Total | 1401.6951 | 1489.9733 | 2166.9969 | 13393.8468 | 12734.743 | 14306.6378 | 20566.3823 | 19927.0852 | 19294.1305 | 18462.6536 | 17765.2153 | 17044.0156 | 16251.7804 | 15274.7516 | 14939.5443 | 14233.5444 | 13719.4485 | 13247.9924 | 12723.9457 | 12355.4452 | 11618.4057 | 11047.2141 | 10517.8844 | 10138.3067 | 9605.7746 | 9037.6948 | 8730.0687 | 8293.0195 | 7876.6611

## Marinus_System Strength Cost
System Strength cost by region ($000s) - Marinus Link, Step Change Scenario
System Strength | Real June 2020 dollars discounted to 1 July 2020
Explicitly modelled generation
Region | Technology | 2021-22 | 2022-23 | 2023-24 | 2024-25 | 2025-26 | 2026-27 | 2027-28 | 2028-29 | 2029-30 | 2030-31 | 2031-32 | 2032-33 | 2033-34 | 2034-35 | 2035-36 | 2036-37 | 2037-38 | 2038-39 | 2039-40 | 2040-41 | 2041-42 | 2042-43 | 2043-44 | 2044-45 | 2045-46 | 2046-47 | 2047-48 | 2048-49 | 2049-50
NSW1 | System Strength | 0.00016486 | 508.1191 | 1608.2321 | 3838.4152 | 3662.6101 | 4366.366 | 5702.9907 | 6164.6972 | 14359.9175 | 13702.2113 | 13109.6081 | 16926.0857 | 16469.829 | 15715.4857 | 15035.8108 | 14404.256 | 15905.8347 | 16919.2831 | 16831.6795 | 17491.1412 | 19319.0764 | 21984.4894 | 21935.7721 | 20872.5509 | 20688.5719 | 22683.3601 | 22374.6729 | 21290.1783 | 20608.0263
QLD1 | System Strength | 3383.8625 | 3228.8764 | 3089.2317 | 3359.4253 | 3304.5333 | 3153.1807 | 3016.8096 | 4350.9502 | 4151.6701 | 3961.5172 | 4245.0092 | 4492.2168 | 5703.6919 | 5442.4541 | 5517.8925 | 5468.4448 | 7314.4645 | 6979.4509 | 6843.006 | 7017.7 | 7582.4399 | 10133.8041 | 9695.5299 | 9686.8543 | 9607.6946 | 9968.91 | 9537.7673 | 9607.2073 | 10894.6209
VIC1 | System Strength | 0.00044594 | 0.00043849 | 0.00045941 | 2019.0518 | 1926.5763 | 2444.6987 | 5644.6142 | 6328.2299 | 6038.3873 | 6295.1714 | 6214.3705 | 8862.5712 | 9645.0724 | 10021.7874 | 9588.3578 | 9123.6126 | 10246.0709 | 9776.7852 | 9353.9675 | 9197.9139 | 9316.4633 | 9056.0645 | 8815.7779 | 8388.4794 | 8563.8249 | 9875.5364 | 9448.4319 | 8990.4689 | 9487.048
SA1 | System Strength | 349.0634 | 333.0758 | 534.4046 | 2099.6422 | 2003.4755 | 1911.7134 | 1900.5773 | 2852.6849 | 2722.0275 | 2644.5746 | 2681.8024 | 3811.7187 | 3637.1361 | 3470.5498 | 3449.5466 | 3282.348 | 3552.9599 | 3607.9763 | 3923.5407 | 3825.9855 | 4186.4527 | 3994.707 | 4868.5282 | 4632.5526 | 4454.3422 | 5272.8229 | 5044.78 | 4800.2608 | 4718.0814
TAS1 | System Strength | 269.6679 | 257.3167 | 957.5282 | 911.117 | 869.3865 | 829.5673 | 1334.4016 | 1660.221 | 1584.1804 | 1549.8424 | 1591.2087 | 1718.3263 | 1639.6243 | 1564.527 | 1676.0232 | 1765.2631 | 1840.9041 | 1910.8172 | 1981.5016 | 2031.8874 | 1938.8238 | 1850.0227 | 1770.0116 | 1684.2196 | 1607.0798 | 1533.473 | 1467.1523 | 1396.0398 | 1332.099
NEM | Total | 4002.5945 | 4327.3886 | 6189.397 | 12227.6514 | 11766.5818 | 12705.526 | 17599.3934 | 21356.7832 | 28856.1828 | 28153.3169 | 27841.9989 | 35810.9186 | 37095.3538 | 36214.804 | 35267.6309 | 34043.9245 | 38860.2341 | 39194.3128 | 38933.6953 | 39564.6279 | 42343.2561 | 47019.0878 | 47085.6197 | 45264.6568 | 44921.5134 | 49334.1024 | 47872.8043 | 46084.1551 | 47039.8756